## bus
| name | vn_kv | type | zone | in_service
0 | bus_LV_261-626_0_4_node_0 | 0.4 | n |  | TRUE
1 | bus_LV_261-626_0_4_node_1 | 0.4 | n |  | TRUE
2 | bus_LV_261-626_0_4_node_2 | 0.4 | n |  | TRUE
3 | bus_LV_261-626_0_4_node_3 | 0.4 | n |  | TRUE
4 | bus_LV_261-626_0_4_node_4 | 0.4 | n |  | TRUE
5 | bus_LV_261-626_0_4_node_5 | 0.4 | n |  | TRUE
6 | bus_LV_261-626_0_4_node_6 | 0.4 | n |  | TRUE
7 | bus_LV_261-626_0_4_node_40 | 0.4 | n |  | TRUE
8 | bus_LV_261-626_0_4_node_38 | 0.4 | n |  | TRUE
9 | bus_LV_261-626_0_4_node_61 | 0.4 | n |  | TRUE
10 | bus_LV_261-626_0_4_node_41 | 0.4 | n |  | TRUE
11 | bus_LV_261-626_0_4_node_39 | 0.4 | n |  | TRUE
12 | bus_LV_261-626_0_4_node_60 | 0.4 | n |  | TRUE
13 | bus_LV_261-626_0_4_node_8 | 0.4 | n |  | TRUE
14 | bus_LV_261-626_0_4_node_34 | 0.4 | n |  | TRUE
15 | bus_LV_261-626_0_4_node_114 | 0.4 | n |  | TRUE
16 | bus_LV_261-626_0_4_node_9 | 0.4 | n |  | TRUE
17 | bus_LV_261-626_0_4_node_110 | 0.4 | n |  | TRUE
18 | bus_LV_261-626_0_4_node_126 | 0.4 | n |  | TRUE
19 | bus_LV_261-626_0_4_node_113 | 0.4 | n |  | TRUE
20 | bus_LV_261-626_0_4_node_111 | 0.4 | n |  | TRUE
21 | bus_LV_261-626_0_4_node_10 | 0.4 | n |  | TRUE
22 | bus_LV_261-626_0_4_node_11 | 0.4 | n |  | TRUE
23 | bus_LV_261-626_0_4_node_12 | 0.4 | n |  | TRUE
24 | bus_LV_261-626_0_4_node_13 | 0.4 | n |  | TRUE
25 | bus_LV_261-626_0_4_node_14 | 0.4 | n |  | TRUE
26 | bus_LV_261-626_0_4_node_64 | 0.4 | n |  | TRUE
27 | bus_LV_261-626_0_4_node_15 | 0.4 | n |  | TRUE
28 | bus_LV_261-626_0_4_node_118 | 0.4 | n |  | TRUE
29 | bus_LV_261-626_0_4_node_65 | 0.4 | n |  | TRUE
30 | bus_LV_261-626_0_4_node_59 | 0.4 | n |  | TRUE
31 | bus_LV_261-626_0_4_node_92 | 0.4 | n |  | TRUE
32 | bus_LV_261-626_0_4_node_124 | 0.4 | n |  | TRUE
33 | bus_LV_261-626_0_4_node_91 | 0.4 | n |  | TRUE
34 | bus_LV_261-626_0_4_node_90 | 0.4 | n |  | TRUE
35 | bus_LV_261-626_0_4_node_120 | 0.4 | n |  | TRUE
36 | bus_LV_261-626_0_4_node_89 | 0.4 | n |  | TRUE
37 | bus_LV_261-626_0_4_node_104 | 0.4 | n |  | TRUE
38 | bus_LV_261-626_0_4_node_93 | 0.4 | n |  | TRUE
39 | bus_LV_261-626_0_4_node_100 | 0.4 | n |  | TRUE
40 | bus_LV_261-626_0_4_node_108 | 0.4 | n |  | TRUE
41 | bus_LV_261-626_0_4_node_98 | 0.4 | n |  | TRUE
42 | bus_LV_261-626_0_4_node_94 | 0.4 | n |  | TRUE
43 | bus_LV_261-626_0_4_node_96 | 0.4 | n |  | TRUE
44 | bus_LV_261-626_0_4_node_95 | 0.4 | n |  | TRUE
45 | bus_LV_261-626_0_4_node_119 | 0.4 | n |  | TRUE
46 | bus_LV_261-626_0_4_node_127 | 0.4 | n |  | TRUE
47 | bus_LV_261-626_0_4_node_97 | 0.4 | n |  | TRUE
48 | bus_LV_261-626_0_4_node_122 | 0.4 | n |  | TRUE
49 | bus_LV_261-626_0_4_node_77 | 0.4 | n |  | TRUE
50 | bus_LV_261-626_0_4_node_109 | 0.4 | n |  | TRUE
51 | bus_LV_261-626_0_4_node_87 | 0.4 | n |  | TRUE
52 | bus_LV_261-626_0_4_node_85 | 0.4 | n |  | TRUE
53 | bus_LV_261-626_0_4_node_17 | 0.4 | n |  | TRUE
54 | bus_LV_261-626_0_4_node_18 | 0.4 | n |  | TRUE
55 | bus_LV_261-626_0_4_node_19 | 0.4 | n |  | TRUE
56 | bus_LV_261-626_0_4_node_20 | 0.4 | n |  | TRUE
57 | bus_LV_261-626_0_4_node_21 | 0.4 | n |  | TRUE
58 | bus_LV_261-626_0_4_node_80 | 0.4 | n |  | TRUE
59 | bus_LV_261-626_0_4_node_23 | 0.4 | n |  | TRUE
60 | bus_LV_261-626_0_4_node_83 | 0.4 | n |  | TRUE
61 | bus_LV_261-626_0_4_node_79 | 0.4 | n |  | TRUE
62 | bus_LV_261-626_0_4_node_68 | 0.4 | n |  | TRUE
63 | bus_LV_261-626_0_4_node_25 | 0.4 | n |  | TRUE
64 | bus_LV_261-626_0_4_node_22 | 0.4 | n |  | TRUE
65 | bus_LV_261-626_0_4_node_24 | 0.4 | n |  | TRUE
66 | bus_LV_261-626_0_4_node_26 | 0.4 | n |  | TRUE
67 | bus_LV_261-626_0_4_node_27 | 0.4 | n |  | TRUE
68 | bus_LV_261-626_0_4_node_46 | 0.4 | n |  | TRUE
69 | bus_LV_261-626_0_4_node_28 | 0.4 | n |  | TRUE
70 | bus_LV_261-626_0_4_node_44 | 0.4 | n |  | TRUE
71 | bus_LV_261-626_0_4_node_52 | 0.4 | n |  | TRUE
72 | bus_LV_261-626_0_4_node_32 | 0.4 | n |  | TRUE
73 | bus_LV_261-626_0_4_node_29 | 0.4 | n |  | TRUE
74 | bus_LV_261-626_0_4_node_30 | 0.4 | n |  | TRUE
75 | bus_LV_261-626_0_4_node_53 | 0.4 | n |  | TRUE
76 | bus_LV_261-626_0_4_node_35 | 0.4 | n |  | TRUE
77 | bus_LV_261-626_0_4_node_37 | 0.4 | n |  | TRUE
78 | bus_LV_261-626_0_4_node_115 | 0.4 | n |  | TRUE
79 | bus_LV_261-626_0_4_node_121 | 0.4 | n |  | TRUE
80 | bus_LV_261-626_0_4_node_49 | 0.4 | n |  | TRUE
81 | bus_LV_261-626_0_4_node_47 | 0.4 | n |  | TRUE
82 | bus_LV_261-626_0_4_node_42 | 0.4 | n |  | TRUE
83 | bus_LV_261-626_0_4_node_43 | 0.4 | n |  | TRUE
84 | bus_LV_261-626_0_4_node_45 | 0.4 | n |  | TRUE
85 | bus_LV_261-626_0_4_node_51 | 0.4 | n |  | TRUE
86 | bus_LV_261-626_0_4_node_50 | 0.4 | n |  | TRUE
87 | bus_LV_261-626_0_4_node_48 | 0.4 | n |  | TRUE
88 | bus_LV_261-626_0_4_node_54 | 0.4 | n |  | TRUE
89 | bus_LV_261-626_0_4_node_55 | 0.4 | n |  | TRUE
90 | bus_LV_261-626_0_4_node_56 | 0.4 | n |  | TRUE
91 | bus_LV_261-626_0_4_node_57 | 0.4 | n |  | TRUE
92 | bus_LV_261-626_0_4_node_58 | 0.4 | n |  | TRUE
93 | bus_LV_261-626_0_4_node_69 | 0.4 | n |  | TRUE
94 | bus_LV_261-626_0_4_node_66 | 0.4 | n |  | TRUE
95 | bus_LV_261-626_0_4_node_116 | 0.4 | n |  | TRUE
96 | bus_LV_261-626_0_4_node_117 | 0.4 | n |  | TRUE
97 | bus_LV_261-626_0_4_node_67 | 0.4 | n |  | TRUE
98 | bus_LV_261-626_0_4_node_63 | 0.4 | n |  | TRUE
99 | bus_LV_261-626_0_4_node_62 | 0.4 | n |  | TRUE
100 | bus_LV_261-626_0_4_node_103 | 0.4 | n |  | TRUE
101 | bus_LV_261-626_0_4_node_105 | 0.4 | n |  | TRUE
102 | bus_LV_261-626_0_4_node_72 | 0.4 | n |  | TRUE
103 | bus_LV_261-626_0_4_node_70 | 0.4 | n |  | TRUE
104 | bus_LV_261-626_0_4_node_71 | 0.4 | n |  | TRUE
105 | bus_LV_261-626_0_4_node_73 | 0.4 | n |  | TRUE
106 | bus_LV_261-626_0_4_node_74 | 0.4 | n |  | TRUE
107 | bus_LV_261-626_0_4_node_75 | 0.4 | n |  | TRUE
108 | bus_LV_261-626_0_4_node_76 | 0.4 | n |  | TRUE
109 | bus_LV_261-626_0_4_node_78 | 0.4 | n |  | TRUE
110 | bus_LV_261-626_0_4_node_99 | 0.4 | n |  | TRUE
111 | bus_LV_261-626_0_4_node_125 | 0.4 | n |  | TRUE
112 | bus_LV_261-626_0_4_node_102 | 0.4 | n |  | TRUE
113 | bus_LV_261-626_0_4_node_81 | 0.4 | n |  | TRUE
114 | bus_LV_261-626_0_4_node_82 | 0.4 | n |  | TRUE
115 | bus_LV_261-626_0_4_node_84 | 0.4 | n |  | TRUE
116 | bus_LV_261-626_0_4_node_86 | 0.4 | n |  | TRUE
117 | bus_LV_261-626_0_4_node_101 | 0.4 | n |  | TRUE
118 | bus_LV_261-626_0_4_node_123 | 0.4 | n |  | TRUE
119 | bus_LV_261-626_0_4_node_107 | 0.4 | n |  | TRUE
120 | bus_LV_261-626_0_4_node_106 | 0.4 | n |  | TRUE
121 | bus_LV_261-626_0_4_node_112 | 0.4 | n |  | TRUE
122 | bus_MV_529_1_node_83 | 20 | n |  | TRUE

## load
| name | bus | p_mw | q_mvar | const_z_percent | const_i_percent | sn_mva | scaling | in_service | type
0 | LV_261-626_0_4_load_0 | 0 | 0.0030576 | 0.0007663 | 0 | 0 |  | 1 | TRUE | wye
1 | LV_261-626_0_4_load_1 | 1 | 0.0032138 | 0.00080546 | 0 | 0 |  | 1 | TRUE | wye
2 | LV_261-626_0_4_load_3 | 3 | 0.0015637 | 0.0003919 | 0 | 0 |  | 1 | TRUE | wye
3 | LV_261-626_0_4_load_4 | 4 | 0.0012644 | 0.00031689 | 0 | 0 |  | 1 | TRUE | wye
4 | LV_261-626_0_4_load_5 | 5 | 0.0023099 | 0.00057892 | 0 | 0 |  | 1 | TRUE | wye
5 | LV_261-626_0_4_load_6 | 6 | 0.001209 | 0.00030302 | 0 | 0 |  | 1 | TRUE | wye
6 | LV_261-626_0_4_load_40 | 7 | 0.0028939 | 0.00072527 | 0 | 0 |  | 1 | TRUE | wye
7 | LV_261-626_0_4_load_38 | 8 | 0.0014101 | 0.0003534 | 0 | 0 |  | 1 | TRUE | wye
8 | LV_261-626_0_4_load_61 | 9 | 0.0016098 | 0.00040346 | 0 | 0 |  | 1 | TRUE | wye
9 | LV_261-626_0_4_load_41 | 10 | 0.0056022 | 0.001404 | 0 | 0 |  | 1 | TRUE | wye
10 | LV_261-626_0_4_load_39 | 11 | 0.0014187 | 0.00035557 | 0 | 0 |  | 1 | TRUE | wye
11 | LV_261-626_0_4_load_60 | 12 | 0.0011912 | 0.00029854 | 0 | 0 |  | 1 | TRUE | wye
12 | LV_261-626_0_4_load_114 | 15 | 0.0054925 | 0.0013766 | 0 | 0 |  | 1 | TRUE | wye
13 | LV_261-626_0_4_load_110 | 17 | 0.0066281 | 0.0016612 | 0 | 0 |  | 1 | TRUE | wye
14 | LV_261-626_0_4_load_126 | 18 | 0.0064604 | 0.0016191 | 0 | 0 |  | 1 | TRUE | wye
15 | LV_261-626_0_4_load_113 | 19 | 0.0064593 | 0.0016189 | 0 | 0 |  | 1 | TRUE | wye
16 | LV_261-626_0_4_load_111 | 20 | 0.0054764 | 0.0013725 | 0 | 0 |  | 1 | TRUE | wye
17 | LV_261-626_0_4_load_10 | 21 | 0.0027845 | 0.00069786 | 0 | 0 |  | 1 | TRUE | wye
18 | LV_261-626_0_4_load_11 | 22 | 0.0028031 | 0.00070252 | 0 | 0 |  | 1 | TRUE | wye
19 | LV_261-626_0_4_load_13 | 24 | 0.003335 | 0.00083582 | 0 | 0 |  | 1 | TRUE | wye
20 | LV_261-626_0_4_load_14 | 25 | 0.0034307 | 0.00085982 | 0 | 0 |  | 1 | TRUE | wye
21 | LV_261-626_0_4_load_64 | 26 | 0.0029278 | 0.00073378 | 0 | 0 |  | 1 | TRUE | wye
22 | LV_261-626_0_4_load_15 | 27 | 0.001694 | 0.00042457 | 0 | 0 |  | 1 | TRUE | wye
23 | LV_261-626_0_4_load_118 | 28 | 0.001366 | 0.00034235 | 0 | 0 |  | 1 | TRUE | wye
24 | LV_261-626_0_4_load_65 | 29 | 0.0016869 | 0.00042278 | 0 | 0 |  | 1 | TRUE | wye
25 | LV_261-626_0_4_load_59 | 30 | 0.0013073 | 0.00032763 | 0 | 0 |  | 1 | TRUE | wye
26 | LV_261-626_0_4_load_124 | 32 | 0.0043692 | 0.001095 | 0 | 0 |  | 1 | TRUE | wye
27 | LV_261-626_0_4_load_120 | 35 | 0.0066745 | 0.0016728 | 0 | 0 |  | 1 | TRUE | wye
28 | LV_261-626_0_4_load_104 | 37 | 0.0022363 | 0.00056048 | 0 | 0 |  | 1 | TRUE | wye
29 | LV_261-626_0_4_load_108 | 40 | 0.00098397 | 0.00024661 | 0 | 0 |  | 1 | TRUE | wye
30 | LV_261-626_0_4_load_119 | 45 | 0.0070344 | 0.001763 | 0 | 0 |  | 1 | TRUE | wye
31 | LV_261-626_0_4_load_127 | 46 | 0.05336 | 0.013373 | 0 | 0 |  | 1 | TRUE | wye
32 | LV_261-626_0_4_load_122 | 48 | 0.01403 | 0.0035162 | 0 | 0 |  | 1 | TRUE | wye
33 | LV_261-626_0_4_load_109 | 50 | 0.0045689 | 0.0011451 | 0 | 0 |  | 1 | TRUE | wye
34 | LV_261-626_0_4_load_85 | 52 | 0.0075223 | 0.0018853 | 0 | 0 |  | 1 | TRUE | wye
35 | LV_261-626_0_4_load_17 | 53 | 0.0017868 | 0.00044782 | 0 | 0 |  | 1 | TRUE | wye
36 | LV_261-626_0_4_load_18 | 54 | 0.0013213 | 0.00033114 | 0 | 0 |  | 1 | TRUE | wye
37 | LV_261-626_0_4_load_19 | 55 | 0.00059288 | 0.00014859 | 0 | 0 |  | 1 | TRUE | wye
38 | LV_261-626_0_4_load_21 | 57 | 0.00094781 | 0.00023754 | 0 | 0 |  | 1 | TRUE | wye
39 | LV_261-626_0_4_load_80 | 58 | 0.001766 | 0.00044261 | 0 | 0 |  | 1 | TRUE | wye
40 | LV_261-626_0_4_load_83 | 60 | 0.0016123 | 0.00040408 | 0 | 0 |  | 1 | TRUE | wye
41 | LV_261-626_0_4_load_79 | 61 | 0.0015561 | 0.00039 | 0 | 0 |  | 1 | TRUE | wye
42 | LV_261-626_0_4_load_25 | 63 | 0.00081309 | 0.00020378 | 0 | 0 |  | 1 | TRUE | wye
43 | LV_261-626_0_4_load_22 | 64 | 0.0021614 | 0.00054169 | 0 | 0 |  | 1 | TRUE | wye
44 | LV_261-626_0_4_load_26 | 66 | 0.0011999 | 0.00030071 | 0 | 0 |  | 1 | TRUE | wye
45 | LV_261-626_0_4_load_27 | 67 | 0.00074056 | 0.0001856 | 0 | 0 |  | 1 | TRUE | wye
46 | LV_261-626_0_4_load_46 | 68 | 0.00085386 | 0.000214 | 0 | 0 |  | 1 | TRUE | wye
47 | LV_261-626_0_4_load_28 | 69 | 0.00074994 | 0.00018795 | 0 | 0 |  | 1 | TRUE | wye
48 | LV_261-626_0_4_load_44 | 70 | 0.0021892 | 0.00054867 | 0 | 0 |  | 1 | TRUE | wye
49 | LV_261-626_0_4_load_52 | 71 | 0.0024802 | 0.00062159 | 0 | 0 |  | 1 | TRUE | wye
50 | LV_261-626_0_4_load_29 | 73 | 0.0017923 | 0.00044919 | 0 | 0 |  | 1 | TRUE | wye
51 | LV_261-626_0_4_load_30 | 74 | 0.00092441 | 0.00023168 | 0 | 0 |  | 1 | TRUE | wye
52 | LV_261-626_0_4_load_53 | 75 | 0.0054924 | 0.0013765 | 0 | 0 |  | 1 | TRUE | wye
53 | LV_261-626_0_4_load_115 | 78 | 0.0019362 | 0.00048526 | 0 | 0 |  | 1 | TRUE | wye
54 | LV_261-626_0_4_load_121 | 79 | 0.001499 | 0.00037568 | 0 | 0 |  | 1 | TRUE | wye
55 | LV_261-626_0_4_load_49 | 80 | 0.001101 | 0.00027595 | 0 | 0 |  | 1 | TRUE | wye
56 | LV_261-626_0_4_load_47 | 81 | 0.0026086 | 0.00065378 | 0 | 0 |  | 1 | TRUE | wye
57 | LV_261-626_0_4_load_42 | 82 | 0.00074875 | 0.00018765 | 0 | 0 |  | 1 | TRUE | wye
58 | LV_261-626_0_4_load_43 | 83 | 0.0016337 | 0.00040945 | 0 | 0 |  | 1 | TRUE | wye
59 | LV_261-626_0_4_load_45 | 84 | 0.00081386 | 0.00020397 | 0 | 0 |  | 1 | TRUE | wye
60 | LV_261-626_0_4_load_51 | 85 | 0.0018795 | 0.00047105 | 0 | 0 |  | 1 | TRUE | wye
61 | LV_261-626_0_4_load_50 | 86 | 0.0029046 | 0.00072796 | 0 | 0 |  | 1 | TRUE | wye
62 | LV_261-626_0_4_load_48 | 87 | 0.0010119 | 0.0002536 | 0 | 0 |  | 1 | TRUE | wye
63 | LV_261-626_0_4_load_54 | 88 | 0.0065113 | 0.0016319 | 0 | 0 |  | 1 | TRUE | wye
64 | LV_261-626_0_4_load_55 | 89 | 0.0029974 | 0.00075122 | 0 | 0 |  | 1 | TRUE | wye
65 | LV_261-626_0_4_load_58 | 92 | 0.0012525 | 0.00031389 | 0 | 0 |  | 1 | TRUE | wye
66 | LV_261-626_0_4_load_69 | 93 | 0.0012446 | 0.00031194 | 0 | 0 |  | 1 | TRUE | wye
67 | LV_261-626_0_4_load_66 | 94 | 0.0038402 | 0.00096245 | 0 | 0 |  | 1 | TRUE | wye
68 | LV_261-626_0_4_load_116 | 95 | 0.0013691 | 0.00034313 | 0 | 0 |  | 1 | TRUE | wye
69 | LV_261-626_0_4_load_117 | 96 | 0.0026881 | 0.00067371 | 0 | 0 |  | 1 | TRUE | wye
70 | LV_261-626_0_4_load_67 | 97 | 0.0011487 | 0.00028789 | 0 | 0 |  | 1 | TRUE | wye
71 | LV_261-626_0_4_load_63 | 98 | 0.0014612 | 0.00036621 | 0 | 0 |  | 1 | TRUE | wye
72 | LV_261-626_0_4_load_62 | 99 | 0.001668 | 0.00041805 | 0 | 0 |  | 1 | TRUE | wye
73 | LV_261-626_0_4_load_103 | 100 | 0.0020289 | 0.0005085 | 0 | 0 |  | 1 | TRUE | wye
74 | LV_261-626_0_4_load_105 | 101 | 0.0024436 | 0.00061241 | 0 | 0 |  | 1 | TRUE | wye
75 | LV_261-626_0_4_load_72 | 102 | 0.0012092 | 0.00030305 | 0 | 0 |  | 1 | TRUE | wye
76 | LV_261-626_0_4_load_70 | 103 | 0.0011501 | 0.00028823 | 0 | 0 |  | 1 | TRUE | wye
77 | LV_261-626_0_4_load_71 | 104 | 0.0013231 | 0.00033159 | 0 | 0 |  | 1 | TRUE | wye
78 | LV_261-626_0_4_load_73 | 105 | 0.0013658 | 0.0003423 | 0 | 0 |  | 1 | TRUE | wye
79 | LV_261-626_0_4_load_74 | 106 | 0.0048783 | 0.0012226 | 0 | 0 |  | 1 | TRUE | wye
80 | LV_261-626_0_4_load_75 | 107 | 0.014637 | 0.0036683 | 0 | 0 |  | 1 | TRUE | wye
81 | LV_261-626_0_4_load_76 | 108 | 0.014515 | 0.0036378 | 0 | 0 |  | 1 | TRUE | wye
82 | LV_261-626_0_4_load_78 | 109 | 0.004033 | 0.0010108 | 0 | 0 |  | 1 | TRUE | wye
83 | LV_261-626_0_4_load_99 | 110 | 0.017699 | 0.0044359 | 0 | 0 |  | 1 | TRUE | wye
84 | LV_261-626_0_4_load_125 | 111 | 0.0028609 | 0.00071701 | 0 | 0 |  | 1 | TRUE | wye
85 | LV_261-626_0_4_load_102 | 112 | 0.0081406 | 0.0020402 | 0 | 0 |  | 1 | TRUE | wye
86 | LV_261-626_0_4_load_81 | 113 | 0.002139 | 0.00053608 | 0 | 0 |  | 1 | TRUE | wye
87 | LV_261-626_0_4_load_82 | 114 | 0.0034205 | 0.00085725 | 0 | 0 |  | 1 | TRUE | wye
88 | LV_261-626_0_4_load_84 | 115 | 0.0020169 | 0.00050548 | 0 | 0 |  | 1 | TRUE | wye
89 | LV_261-626_0_4_load_86 | 116 | 0.0070545 | 0.001768 | 0 | 0 |  | 1 | TRUE | wye
90 | LV_261-626_0_4_load_101 | 117 | 0.013318 | 0.0033377 | 0 | 0 |  | 1 | TRUE | wye
91 | LV_261-626_0_4_load_123 | 118 | 0.0043705 | 0.0010954 | 0 | 0 |  | 1 | TRUE | wye
92 | LV_261-626_0_4_load_107 | 119 | 0.0013328 | 0.00033403 | 0 | 0 |  | 1 | TRUE | wye
93 | LV_261-626_0_4_load_106 | 120 | 0.0010165 | 0.00025476 | 0 | 0 |  | 1 | TRUE | wye
94 | LV_261-626_0_4_load_112 | 121 | 0.0056034 | 0.0014044 | 0 | 0 |  | 1 | TRUE | wye

## ext_grid
| name | bus | vm_pu | va_degree | slack_weight | in_service
0 |  | 53 | 1 | 0 | 1 | TRUE

## line
| name | std_type | from_bus | to_bus | length_km | r_ohm_per_km | x_ohm_per_km | c_nf_per_km | g_us_per_km | max_i_ka | df | parallel | type | in_service
0 | LV_261-626_0_4_line_0 |  | 0 | 1 | 0.003005 | 0.125 | 0.08 | 261 | 0 | 0.364 | 1 | 1 | cs | TRUE
1 | LV_261-626_0_4_line_1 |  | 0 | 2 | 0.017662 | 0.125 | 0.08 | 261 | 0 | 0.364 | 1 | 1 | cs | TRUE
2 | LV_261-626_0_4_line_2 |  | 1 | 3 | 0.003719 | 0.125 | 0.08 | 261 | 0 | 0.364 | 1 | 1 | cs | TRUE
3 | LV_261-626_0_4_line_3 |  | 2 | 4 | 0.016091 | 0.125 | 0.08 | 261 | 0 | 0.364 | 1 | 1 | cs | TRUE
4 | LV_261-626_0_4_line_4 |  | 2 | 5 | 0.024967 | 0.125 | 0.08 | 261 | 0 | 0.364 | 1 | 1 | cs | TRUE
5 | LV_261-626_0_4_line_5 |  | 2 | 6 | 0.011122 | 0.125 | 0.08 | 261 | 0 | 0.364 | 1 | 1 | cs | TRUE
6 | LV_261-626_0_4_line_6 |  | 3 | 7 | 0.018157 | 0.125 | 0.08 | 261 | 0 | 0.364 | 1 | 1 | cs | TRUE
7 | LV_261-626_0_4_line_7 |  | 5 | 8 | 0.0084522 | 0.125 | 0.08 | 261 | 0 | 0.364 | 1 | 1 | cs | TRUE
8 | LV_261-626_0_4_line_8 |  | 6 | 9 | 0.0049315 | 0.125 | 0.08 | 261 | 0 | 0.364 | 1 | 1 | cs | TRUE
9 | LV_261-626_0_4_line_9 |  | 7 | 10 | 0.027466 | 0.125 | 0.08 | 261 | 0 | 0.364 | 1 | 1 | cs | TRUE
10 | LV_261-626_0_4_line_10 |  | 8 | 11 | 0.0036528 | 0.125 | 0.08 | 261 | 0 | 0.364 | 1 | 1 | cs | TRUE
11 | LV_261-626_0_4_line_11 |  | 9 | 12 | 0.0024114 | 0.125 | 0.08 | 261 | 0 | 0.364 | 1 | 1 | cs | TRUE
12 | LV_261-626_0_4_line_12 |  | 10 | 16 | 0.034339 | 0.125 | 0.08 | 261 | 0 | 0.364 | 1 | 1 | cs | TRUE
13 | LV_261-626_0_4_line_13 |  | 11 | 80 | 0.0037689 | 0.125 | 0.08 | 261 | 0 | 0.364 | 1 | 1 | cs | TRUE
14 | LV_261-626_0_4_line_14 |  | 12 | 99 | 0.021854 | 0.125 | 0.08 | 261 | 0 | 0.364 | 1 | 1 | cs | TRUE
15 | LV_261-626_0_4_line_15 |  | 13 | 14 | 0.010226 | 0.125 | 0.08 | 261 | 0 | 0.364 | 1 | 1 | cs | TRUE
16 | LV_261-626_0_4_line_16 |  | 13 | 15 | 0.013554 | 0.125 | 0.08 | 261 | 0 | 0.364 | 1 | 1 | cs | TRUE
17 | LV_261-626_0_4_line_17 |  | 14 | 18 | 0.013031 | 0.125 | 0.08 | 261 | 0 | 0.364 | 1 | 1 | cs | TRUE
18 | LV_261-626_0_4_line_18 |  | 15 | 19 | 0.001029 | 0.125 | 0.08 | 261 | 0 | 0.364 | 1 | 1 | cs | TRUE
19 | LV_261-626_0_4_line_19 |  | 16 | 17 | 0.013905 | 0.125 | 0.08 | 261 | 0 | 0.364 | 1 | 1 | cs | TRUE
20 | LV_261-626_0_4_line_20 |  | 17 | 20 | 0.0332 | 0.125 | 0.08 | 261 | 0 | 0.364 | 1 | 1 | cs | TRUE
21 | LV_261-626_0_4_line_21 |  | 19 | 121 | 0.032977 | 0.125 | 0.08 | 261 | 0 | 0.364 | 1 | 1 | cs | TRUE
22 | LV_261-626_0_4_line_22 |  | 20 | 121 | 0.001485 | 0.125 | 0.08 | 261 | 0 | 0.364 | 1 | 1 | cs | TRUE
23 | LV_261-626_0_4_line_23 |  | 21 | 22 | 0.017808 | 0.125 | 0.08 | 261 | 0 | 0.364 | 1 | 1 | cs | TRUE
24 | LV_261-626_0_4_line_24 |  | 21 | 23 | 0.015863 | 0.125 | 0.08 | 261 | 0 | 0.364 | 1 | 1 | cs | TRUE
25 | LV_261-626_0_4_line_25 |  | 22 | 24 | 0.0039431 | 0.125 | 0.08 | 261 | 0 | 0.364 | 1 | 1 | cs | TRUE
26 | LV_261-626_0_4_line_26 |  | 23 | 25 | 0.015132 | 0.125 | 0.08 | 261 | 0 | 0.364 | 1 | 1 | cs | TRUE
27 | LV_261-626_0_4_line_27 |  | 24 | 26 | 0.017414 | 0.125 | 0.08 | 261 | 0 | 0.364 | 1 | 1 | cs | TRUE
28 | LV_261-626_0_4_line_28 |  | 26 | 29 | 0.0041785 | 0.125 | 0.08 | 261 | 0 | 0.364 | 1 | 1 | cs | TRUE
29 | LV_261-626_0_4_line_29 |  | 27 | 28 | 0.0032606 | 0.125 | 0.08 | 261 | 0 | 0.364 | 1 | 1 | cs | TRUE
30 | LV_261-626_0_4_line_30 |  | 28 | 30 | 0.0010906 | 0.125 | 0.08 | 261 | 0 | 0.364 | 1 | 1 | cs | TRUE
31 | LV_261-626_0_4_line_31 |  | 29 | 100 | 0.017321 | 0.125 | 0.08 | 261 | 0 | 0.364 | 1 | 1 | cs | TRUE
32 | LV_261-626_0_4_line_32 |  | 30 | 90 | 0.017198 | 0.125 | 0.08 | 261 | 0 | 0.364 | 1 | 1 | cs | TRUE
33 | LV_261-626_0_4_line_33 |  | 31 | 32 | 0.055946 | 0.125 | 0.08 | 261 | 0 | 0.364 | 1 | 3 | cs | TRUE
34 | LV_261-626_0_4_line_34 |  | 31 | 33 | 0.055392 | 0.125 | 0.08 | 261 | 0 | 0.364 | 1 | 3 | cs | TRUE
35 | LV_261-626_0_4_line_35 |  | 32 | 118 | 0.029032 | 0.125 | 0.08 | 261 | 0 | 0.364 | 1 | 3 | cs | TRUE
36 | LV_261-626_0_4_line_36 |  | 33 | 37 | 0.049532 | 0.125 | 0.08 | 261 | 0 | 0.364 | 1 | 3 | cs | TRUE
37 | LV_261-626_0_4_line_37 |  | 34 | 35 | 0.057554 | 0.125 | 0.08 | 261 | 0 | 0.364 | 1 | 1 | cs | TRUE
38 | LV_261-626_0_4_line_38 |  | 34 | 36 | 0.016327 | 0.125 | 0.08 | 261 | 0 | 0.364 | 1 | 1 | cs | TRUE
39 | LV_261-626_0_4_line_39 |  | 35 | 41 | 0.0036918 | 0.125 | 0.08 | 261 | 0 | 0.364 | 1 | 1 | cs | TRUE
40 | LV_261-626_0_4_line_40 |  | 36 | 117 | 0.021305 | 0.125 | 0.08 | 261 | 0 | 0.364 | 1 | 1 | cs | TRUE
41 | LV_261-626_0_4_line_41 |  | 36 | 51 | 0.003492 | 0.125 | 0.08 | 261 | 0 | 0.364 | 1 | 1 | cs | TRUE
42 | LV_261-626_0_4_line_42 |  | 37 | 39 | 0.020646 | 0.125 | 0.08 | 261 | 0 | 0.364 | 1 | 3 | cs | TRUE
43 | LV_261-626_0_4_line_43 |  | 38 | 39 | 0.00573 | 0.125 | 0.08 | 261 | 0 | 0.364 | 1 | 1 | cs | TRUE
44 | LV_261-626_0_4_line_44 |  | 38 | 40 | 0.0079981 | 0.125 | 0.08 | 261 | 0 | 0.364 | 1 | 1 | cs | TRUE
45 | LV_261-626_0_4_line_45 |  | 39 | 115 | 0.0030371 | 0.125 | 0.08 | 261 | 0 | 0.364 | 1 | 3 | cs | TRUE
46 | LV_261-626_0_4_line_46 |  | 40 | 119 | 0.0023312 | 0.125 | 0.08 | 261 | 0 | 0.364 | 1 | 1 | cs | TRUE
47 | LV_261-626_0_4_line_47 |  | 41 | 42 | 0.013375 | 0.125 | 0.08 | 261 | 0 | 0.364 | 1 | 1 | cs | TRUE
48 | LV_261-626_0_4_line_48 |  | 41 | 43 | 0.019427 | 0.125 | 0.08 | 261 | 0 | 0.364 | 1 | 1 | cs | TRUE
49 | LV_261-626_0_4_line_49 |  | 42 | 44 | 0.055874 | 0.125 | 0.08 | 261 | 0 | 0.364 | 1 | 1 | cs | TRUE
50 | LV_261-626_0_4_line_50 |  | 42 | 45 | 0.028334 | 0.125 | 0.08 | 261 | 0 | 0.364 | 1 | 1 | cs | TRUE
51 | LV_261-626_0_4_line_51 |  | 43 | 48 | 0.023092 | 0.125 | 0.08 | 261 | 0 | 0.364 | 1 | 2 | cs | TRUE
52 | LV_261-626_0_4_line_52 |  | 43 | 49 | 0.036248 | 0.125 | 0.08 | 261 | 0 | 0.364 | 1 | 1 | cs | TRUE
53 | LV_261-626_0_4_line_53 |  | 44 | 46 | 0.006072 | 0.125 | 0.08 | 261 | 0 | 0.364 | 1 | 1 | cs | TRUE
54 | LV_261-626_0_4_line_54 |  | 44 | 47 | 0.046536 | 0.125 | 0.08 | 261 | 0 | 0.364 | 1 | 1 | cs | TRUE
55 | LV_261-626_0_4_line_55 |  | 47 | 50 | 0.061308 | 0.125 | 0.08 | 261 | 0 | 0.364 | 1 | 1 | cs | TRUE
56 | LV_261-626_0_4_line_56 |  | 48 | 118 | 0.02901 | 0.125 | 0.08 | 261 | 0 | 0.364 | 1 | 3 | cs | TRUE
57 | LV_261-626_0_4_line_57 |  | 49 | 110 | 0.031303 | 0.125 | 0.08 | 261 | 0 | 0.364 | 1 | 1 | cs | TRUE
58 | LV_261-626_0_4_line_58 |  | 49 | 107 | 0.05008 | 0.125 | 0.08 | 261 | 0 | 0.364 | 1 | 1 | cs | TRUE
59 | LV_261-626_0_4_line_59 |  | 51 | 52 | 0.031459 | 0.125 | 0.08 | 261 | 0 | 0.364 | 1 | 1 | cs | TRUE
60 | LV_261-626_0_4_line_60 |  | 52 | 116 | 0.01626 | 0.125 | 0.08 | 261 | 0 | 0.364 | 1 | 1 | cs | TRUE
61 | LV_261-626_0_4_line_61 |  | 53 | 54 | 0.016477 | 0.125 | 0.08 | 261 | 0 | 0.364 | 1 | 3 | cs | TRUE
62 | LV_261-626_0_4_line_62 |  | 53 | 55 | 0.0024497 | 0.125 | 0.08 | 261 | 0 | 0.364 | 1 | 1 | cs | TRUE
63 | LV_261-626_0_4_line_63 |  | 54 | 56 | 0.019888 | 0.125 | 0.08 | 261 | 0 | 0.364 | 1 | 3 | cs | TRUE
64 | LV_261-626_0_4_line_64 |  | 55 | 57 | 0.02004 | 0.125 | 0.08 | 261 | 0 | 0.364 | 1 | 1 | cs | TRUE
65 | LV_261-626_0_4_line_65 |  | 56 | 58 | 0.01478 | 0.125 | 0.08 | 261 | 0 | 0.364 | 1 | 3 | cs | TRUE
66 | LV_261-626_0_4_line_66 |  | 57 | 59 | 0.013729 | 0.125 | 0.08 | 261 | 0 | 0.364 | 1 | 1 | cs | TRUE
67 | LV_261-626_0_4_line_67 |  | 58 | 60 | 0.020992 | 0.125 | 0.08 | 261 | 0 | 0.364 | 1 | 3 | cs | TRUE
68 | LV_261-626_0_4_line_68 |  | 59 | 63 | 0.010367 | 0.125 | 0.08 | 261 | 0 | 0.364 | 1 | 1 | cs | TRUE
69 | LV_261-626_0_4_line_69 |  | 59 | 64 | 0.017354 | 0.125 | 0.08 | 261 | 0 | 0.364 | 1 | 1 | cs | TRUE
70 | LV_261-626_0_4_line_70 |  | 60 | 113 | 0.0015745 | 0.125 | 0.08 | 261 | 0 | 0.364 | 1 | 3 | cs | TRUE
71 | LV_261-626_0_4_line_71 |  | 61 | 62 | 0.0087948 | 0.125 | 0.08 | 261 | 0 | 0.364 | 1 | 1 | cs | TRUE
72 | LV_261-626_0_4_line_72 |  | 62 | 102 | 0.012214 | 0.125 | 0.08 | 261 | 0 | 0.364 | 1 | 1 | cs | TRUE
73 | LV_261-626_0_4_line_73 |  | 62 | 97 | 0.019903 | 0.125 | 0.08 | 261 | 0 | 0.364 | 1 | 1 | cs | TRUE
74 | LV_261-626_0_4_line_74 |  | 63 | 67 | 0.001204 | 0.125 | 0.08 | 261 | 0 | 0.364 | 1 | 1 | cs | TRUE
75 | LV_261-626_0_4_line_75 |  | 64 | 65 | 0.008853 | 0.125 | 0.08 | 261 | 0 | 0.364 | 1 | 1 | cs | TRUE
76 | LV_261-626_0_4_line_76 |  | 65 | 66 | 0.0025951 | 0.125 | 0.08 | 261 | 0 | 0.364 | 1 | 1 | cs | TRUE
77 | LV_261-626_0_4_line_77 |  | 66 | 68 | 0.0095605 | 0.125 | 0.08 | 261 | 0 | 0.364 | 1 | 1 | cs | TRUE
78 | LV_261-626_0_4_line_78 |  | 67 | 69 | 0.016248 | 0.125 | 0.08 | 261 | 0 | 0.364 | 1 | 1 | cs | TRUE
79 | LV_261-626_0_4_line_79 |  | 68 | 70 | 0.0056148 | 0.125 | 0.08 | 261 | 0 | 0.364 | 1 | 1 | cs | TRUE
80 | LV_261-626_0_4_line_80 |  | 69 | 71 | 0.017085 | 0.125 | 0.08 | 261 | 0 | 0.364 | 1 | 1 | cs | TRUE
81 | LV_261-626_0_4_line_81 |  | 70 | 82 | 0.00091366 | 0.125 | 0.08 | 261 | 0 | 0.364 | 1 | 1 | cs | TRUE
82 | LV_261-626_0_4_line_82 |  | 71 | 72 | 0.012839 | 0.125 | 0.08 | 261 | 0 | 0.364 | 1 | 1 | cs | TRUE
83 | LV_261-626_0_4_line_83 |  | 72 | 75 | 0.0028113 | 0.125 | 0.08 | 261 | 0 | 0.364 | 1 | 1 | cs | TRUE
84 | LV_261-626_0_4_line_84 |  | 72 | 74 | 0.011095 | 0.125 | 0.08 | 261 | 0 | 0.364 | 1 | 1 | cs | TRUE
85 | LV_261-626_0_4_line_85 |  | 73 | 74 | 0.028471 | 0.125 | 0.08 | 261 | 0 | 0.364 | 1 | 1 | cs | TRUE
86 | LV_261-626_0_4_line_86 |  | 75 | 78 | 0.050131 | 0.125 | 0.08 | 261 | 0 | 0.364 | 1 | 1 | cs | TRUE
87 | LV_261-626_0_4_line_87 |  | 76 | 77 | 0.007829 | 0.125 | 0.08 | 261 | 0 | 0.364 | 1 | 1 | cs | TRUE
88 | LV_261-626_0_4_line_88 |  | 76 | 78 | 0.023557 | 0.125 | 0.08 | 261 | 0 | 0.364 | 1 | 1 | cs | TRUE
89 | LV_261-626_0_4_line_89 |  | 77 | 79 | 0.0097425 | 0.125 | 0.08 | 261 | 0 | 0.364 | 1 | 1 | cs | TRUE
90 | LV_261-626_0_4_line_90 |  | 80 | 81 | 0.007773 | 0.125 | 0.08 | 261 | 0 | 0.364 | 1 | 1 | cs | TRUE
91 | LV_261-626_0_4_line_91 |  | 81 | 87 | 0.0084171 | 0.125 | 0.08 | 261 | 0 | 0.364 | 1 | 1 | cs | TRUE
92 | LV_261-626_0_4_line_92 |  | 82 | 83 | 0.00055791 | 0.125 | 0.08 | 261 | 0 | 0.364 | 1 | 1 | cs | TRUE
93 | LV_261-626_0_4_line_93 |  | 83 | 84 | 0.017228 | 0.125 | 0.08 | 261 | 0 | 0.364 | 1 | 1 | cs | TRUE
94 | LV_261-626_0_4_line_94 |  | 84 | 85 | 0.0028398 | 0.125 | 0.08 | 261 | 0 | 0.364 | 1 | 1 | cs | TRUE
95 | LV_261-626_0_4_line_95 |  | 85 | 86 | 0.0011983 | 0.125 | 0.08 | 261 | 0 | 0.364 | 1 | 1 | cs | TRUE
96 | LV_261-626_0_4_line_96 |  | 86 | 87 | 0.0034896 | 0.125 | 0.08 | 261 | 0 | 0.364 | 1 | 1 | cs | TRUE
97 | LV_261-626_0_4_line_97 |  | 88 | 89 | 0.0015414 | 0.125 | 0.08 | 261 | 0 | 0.364 | 1 | 1 | cs | TRUE
98 | LV_261-626_0_4_line_98 |  | 88 | 90 | 0.024113 | 0.125 | 0.08 | 261 | 0 | 0.364 | 1 | 1 | cs | TRUE
99 | LV_261-626_0_4_line_99 |  | 89 | 91 | 0.022416 | 0.125 | 0.08 | 261 | 0 | 0.364 | 1 | 1 | cs | TRUE
100 | LV_261-626_0_4_line_100 |  | 90 | 92 | 0.010673 | 0.125 | 0.08 | 261 | 0 | 0.364 | 1 | 1 | cs | TRUE
101 | LV_261-626_0_4_line_101 |  | 91 | 93 | 0.01136 | 0.125 | 0.08 | 261 | 0 | 0.364 | 1 | 1 | cs | TRUE
102 | LV_261-626_0_4_line_102 |  | 91 | 94 | 0.016137 | 0.125 | 0.08 | 261 | 0 | 0.364 | 1 | 1 | cs | TRUE
103 | LV_261-626_0_4_line_103 |  | 92 | 95 | 0.022839 | 0.125 | 0.08 | 261 | 0 | 0.364 | 1 | 1 | cs | TRUE
104 | LV_261-626_0_4_line_104 |  | 93 | 96 | 0.013068 | 0.125 | 0.08 | 261 | 0 | 0.364 | 1 | 1 | cs | TRUE
105 | LV_261-626_0_4_line_105 |  | 94 | 97 | 0.0026737 | 0.125 | 0.08 | 261 | 0 | 0.364 | 1 | 1 | cs | TRUE
106 | LV_261-626_0_4_line_106 |  | 95 | 98 | 0.0018875 | 0.125 | 0.08 | 261 | 0 | 0.364 | 1 | 1 | cs | TRUE
107 | LV_261-626_0_4_line_107 |  | 98 | 99 | 0.0018996 | 0.125 | 0.08 | 261 | 0 | 0.364 | 1 | 1 | cs | TRUE
108 | LV_261-626_0_4_line_108 |  | 100 | 101 | 0.0030762 | 0.125 | 0.08 | 261 | 0 | 0.364 | 1 | 1 | cs | TRUE
109 | LV_261-626_0_4_line_109 |  | 101 | 120 | 0.020104 | 0.125 | 0.08 | 261 | 0 | 0.364 | 1 | 1 | cs | TRUE
110 | LV_261-626_0_4_line_110 |  | 102 | 103 | 0.005458 | 0.125 | 0.08 | 261 | 0 | 0.364 | 1 | 1 | cs | TRUE
111 | LV_261-626_0_4_line_111 |  | 103 | 104 | 0.016392 | 0.125 | 0.08 | 261 | 0 | 0.364 | 1 | 1 | cs | TRUE
112 | LV_261-626_0_4_line_112 |  | 104 | 105 | 0.0092937 | 0.125 | 0.08 | 261 | 0 | 0.364 | 1 | 1 | cs | TRUE
113 | LV_261-626_0_4_line_113 |  | 106 | 107 | 0.014582 | 0.125 | 0.08 | 261 | 0 | 0.364 | 1 | 1 | cs | TRUE
114 | LV_261-626_0_4_line_114 |  | 106 | 108 | 0.0084402 | 0.125 | 0.08 | 261 | 0 | 0.364 | 1 | 1 | cs | TRUE
115 | LV_261-626_0_4_line_115 |  | 108 | 109 | 0.0096839 | 0.125 | 0.08 | 261 | 0 | 0.364 | 1 | 1 | cs | TRUE
116 | LV_261-626_0_4_line_116 |  | 109 | 111 | 0.013305 | 0.125 | 0.08 | 261 | 0 | 0.364 | 1 | 1 | cs | TRUE
117 | LV_261-626_0_4_line_117 |  | 110 | 112 | 0.012703 | 0.125 | 0.08 | 261 | 0 | 0.364 | 1 | 1 | cs | TRUE
118 | LV_261-626_0_4_line_118 |  | 113 | 114 | 0.0040386 | 0.125 | 0.08 | 261 | 0 | 0.364 | 1 | 3 | cs | TRUE
119 | LV_261-626_0_4_line_119 |  | 114 | 115 | 0.018549 | 0.125 | 0.08 | 261 | 0 | 0.364 | 1 | 3 | cs | TRUE
120 | LV_261-626_0_4_line_120 |  | 119 | 120 | 0.0055228 | 0.125 | 0.08 | 261 | 0 | 0.364 | 1 | 1 | cs | TRUE

## trafo
| name | std_type | hv_bus | lv_bus | sn_mva | vn_hv_kv | vn_lv_kv | vk_percent | vkr_percent | pfe_kw | i0_percent | shift_degree | tap_side | tap_neutral | tap_min | tap_max | tap_step_percent | tap_step_degree | tap_pos | tap_phase_shifter | parallel | df | in_service
0 | LV_261-626_0_4_trafo_17 | 0.63 MVA 20/0.4 kV | 122 | 53 | 0.63 | 20 | 0.4 | 6 | 1.206 | 1.65 | 0.2619 | 150 | hv | 0 | -2 | 2 | 2.5 | 0 | 0 | FALSE | 1 | 1 | TRUE

## line_geodata
| x0 | y0 | x1 | y1 | x2 | y2 | x3 | y3 | x4 | y4 | x5 | y5 | x6 | y6 | x7 | y7 | x8 | y8
0 | 2678640.7499 | 1248370.6743 | 2678638.423 | 1248368.7728
1 | 2678655.9459 | 1248376.9312 | 2678649.1259 | 1248377.5189 | 2678640.7499 | 1248370.6743
2 | 2678635.5433 | 1248366.4196 | 2678638.423 | 1248368.7728
3 | 2678655.9459 | 1248376.9312 | 2678645.6184 | 1248389.271
4 | 2678655.9459 | 1248376.9312 | 2678672.03 | 1248357.8356
5 | 2678655.9459 | 1248376.9312 | 2678662.5342 | 1248379.5649 | 2678665.6245 | 1248382.1469
6 | 2678635.5433 | 1248366.4196 | 2678635.5433 | 1248366.4196 | 2678626.4639 | 1248364.8314 | 2678625.3169 | 1248364.1935 | 2678621.9131 | 1248362.3137 | 2678618.6795 | 1248360.4367
7 | 2678677.4751 | 1248351.371 | 2678672.03 | 1248357.8356
8 | 2678669.4089 | 1248385.3087 | 2678665.6245 | 1248382.1469
9 | 2678595.9028 | 1248345.1577 | 2678597.6681 | 1248346.5474 | 2678603.5062 | 1248351.0837 | 2678612.0963 | 1248356.5349 | 2678618.4431 | 1248360.2995 | 2678618.6795 | 1248360.4367
10 | 2678677.4751 | 1248351.371 | 2678679.8283 | 1248348.5772
11 | 2678671.2594 | 1248386.8549 | 2678669.4089 | 1248385.3087
12 | 2678568.9221 | 1248323.9167 | 2678595.9028 | 1248345.1577
13 | 2678682.2563 | 1248345.6946 | 2678679.8283 | 1248348.5772
14 | 2678671.2594 | 1248386.8549 | 2678674.3806 | 1248389.4626 | 2678678.3909 | 1248394.5751 | 2678685.8741 | 1248400.9124 | 2678686.9657 | 1248401.9157
15 | 2678612.5714 | 1248242.7361 | 2678617.5687 | 1248233.8069
16 | 2678612.5714 | 1248242.7361 | 2678615.9654 | 1248244.7826 | 2678611.5164 | 1248253.2791
17 | 2678624.1152 | 1248222.53 | 2678617.5687 | 1248233.8069
18 | 2678611.0391 | 1248254.1907 | 2678611.5164 | 1248253.2791
19 | 2678568.9221 | 1248323.9167 | 2678571.8823 | 1248319.953 | 2678577.0618 | 1248312.6442
20 | 2678577.0618 | 1248312.6442 | 2678582.8034 | 1248304.5421 | 2678592.56 | 1248287.5368 | 2678594.3474 | 1248284.3383
21 | 2678595.0718 | 1248283.042 | 2678608.7204 | 1248258.6188 | 2678611.0391 | 1248254.1907
22 | 2678594.3474 | 1248284.3383 | 2678595.0718 | 1248283.042
23 | 2678765.8534 | 1248456.0221 | 2678777.325 | 1248442.4018
24 | 2678757.0844 | 1248469.0518 | 2678759.414 | 1248463.6677 | 2678765.8534 | 1248456.0221
25 | 2678779.8651 | 1248439.3859 | 2678777.325 | 1248442.4018
26 | 2678757.0844 | 1248469.0518 | 2678763.6189 | 1248475.7212 | 2678767.7181 | 1248479.8169
27 | 2678779.8651 | 1248439.3859 | 2678791.0834 | 1248426.0662
28 | 2678791.0834 | 1248426.0662 | 2678793.7752 | 1248422.8702
29 | 2678730.3765 | 1248441.6221 | 2678728.0142 | 1248439.3746
30 | 2678727.2241 | 1248438.6228 | 2678728.0142 | 1248439.3746
31 | 2678793.7752 | 1248422.8702 | 2678804.9335 | 1248409.6218
32 | 2678714.4277 | 1248427.1549 | 2678718.9267 | 1248430.7283 | 2678727.2241 | 1248438.6228
33 | 2678904.1854 | 1248392.9852 | 2678900.0275 | 1248337.1942
34 | 2678888.6645 | 1248419.1645 | 2678902.9842 | 1248428.1838 | 2678906.7538 | 1248427.5335 | 2678905.9789 | 1248417.1045 | 2678904.1854 | 1248392.9852
35 | 2678900.0275 | 1248337.1942 | 2678897.8698 | 1248308.2421
36 | 2678888.6645 | 1248419.1645 | 2678869.7987 | 1248405.0143 | 2678849.7582 | 1248388.5297
37 | 2678909.2588 | 1248308.6135 | 2678908.847 | 1248302.6703 | 2678905.5557 | 1248259.4506 | 2678905.0236 | 1248251.2158
38 | 2678909.2588 | 1248308.6135 | 2678925.5882 | 1248307.3854
39 | 2678904.7855 | 1248247.5317 | 2678905.0236 | 1248251.2158
40 | 2678925.5882 | 1248307.3854 | 2678923.9386 | 1248286.1444
41 | 2678929.0809 | 1248307.1206 | 2678925.5882 | 1248307.3854
42 | 2678833.8135 | 1248375.4142 | 2678849.7582 | 1248388.5297
43 | 2678830.0777 | 1248379.7678 | 2678833.8135 | 1248375.4142
44 | 2678830.0777 | 1248379.7678 | 2678824.9253 | 1248385.8852
45 | 2678833.8135 | 1248375.4142 | 2678831.6506 | 1248373.2822
46 | 2678823.4236 | 1248387.6683 | 2678824.9253 | 1248385.8852
47 | 2678903.7622 | 1248234.1972 | 2678904.7855 | 1248247.5317
48 | 2678893.9974 | 1248256.2834 | 2678893.4552 | 1248248.2259 | 2678898.9503 | 1248247.8876 | 2678904.7855 | 1248247.5317
49 | 2678883.8216 | 1248204.299 | 2678890.4565 | 1248204.0093 | 2678890.1877 | 1248200.3698 | 2678895.7981 | 1248199.8885 | 2678900.864 | 1248199.4556 | 2678901.932 | 1248208.8655 | 2678903.7622 | 1248234.1972
50 | 2678903.7622 | 1248234.1972 | 2678908.2628 | 1248233.679 | 2678926.4012 | 1248231.5966 | 2678931.9111 | 1248230.966
51 | 2678893.9974 | 1248256.2834 | 2678895.7137 | 1248279.312
52 | 2678857.9188 | 1248251.8114 | 2678893.9974 | 1248256.2834
53 | 2678883.8216 | 1248204.299 | 2678877.7382 | 1248204.5739
54 | 2678883.8216 | 1248204.299 | 2678890.4565 | 1248204.0093 | 2678890.1877 | 1248200.3698 | 2678887.7512 | 1248168.3807 | 2678887.4364 | 1248164.229
55 | 2678887.4364 | 1248164.229 | 2678869.9892 | 1248164.8641 | 2678860.1311 | 1248165.5891 | 2678856.313 | 1248165.8941 | 2678852.7394 | 1248167.1252 | 2678846.6231 | 1248169.8681 | 2678841.3741 | 1248173.2786 | 2678829.3293 | 1248174.3081 | 2678828.0581 | 1248174.5945
56 | 2678895.7137 | 1248279.312 | 2678897.8698 | 1248308.2421
57 | 2678857.9188 | 1248251.8114 | 2678838.265 | 1248276.1755
58 | 2678857.9188 | 1248251.8114 | 2678837.9939 | 1248249.1 | 2678825.3961 | 1248247.4202 | 2678822.0465 | 1248244.8738 | 2678811.6798 | 1248236.9395
59 | 2678929.0809 | 1248307.1206 | 2678954.2087 | 1248288.1926
60 | 2678954.2087 | 1248288.1926 | 2678967.1959 | 1248278.4097
61 | 2678763.3878 | 1248305.3592 | 2678774.9777 | 1248317.0714
62 | 2678761.6647 | 1248303.618 | 2678763.3878 | 1248305.3592
63 | 2678788.9671 | 1248331.2082 | 2678774.9777 | 1248317.0714
64 | 2678761.6647 | 1248303.618 | 2678747.569 | 1248289.3737
65 | 2678788.9671 | 1248331.2082 | 2678799.4928 | 1248341.5836
66 | 2678737.9119 | 1248279.6147 | 2678747.569 | 1248289.3737
67 | 2678799.4928 | 1248341.5836 | 2678814.443 | 1248356.3203
68 | 2678737.9119 | 1248279.6147 | 2678730.8113 | 1248272.0606
69 | 2678737.9119 | 1248279.6147 | 2678726.7331 | 1248292.8891
70 | 2678815.5643 | 1248357.4256 | 2678814.443 | 1248356.3203
71 | 2678766.3664 | 1248357.6606 | 2678771.8933 | 1248350.8193
72 | 2678766.3664 | 1248357.6606 | 2678756.9984 | 1248349.824
73 | 2678766.3664 | 1248357.6606 | 2678753.8625 | 1248373.1457
74 | 2678729.9867 | 1248271.1833 | 2678730.8113 | 1248272.0606
75 | 2678721.0304 | 1248299.6608 | 2678726.7331 | 1248292.8891
76 | 2678721.0304 | 1248299.6608 | 2678719.3586 | 1248301.6456
77 | 2678719.3586 | 1248301.6456 | 2678713.1994 | 1248308.9579
78 | 2678729.9867 | 1248271.1833 | 2678718.8588 | 1248259.3445
79 | 2678709.5823 | 1248313.2523 | 2678713.1994 | 1248308.9579
80 | 2678718.8588 | 1248259.3445 | 2678712.9343 | 1248253.0416 | 2678706.9997 | 1248247.047
81 | 2678709.5823 | 1248313.2523 | 2678708.9937 | 1248313.9511
82 | 2678700.6364 | 1248236.1772 | 2678702.0784 | 1248240.7663 | 2678704.2895 | 1248244.3094 | 2678706.9997 | 1248247.047
83 | 2678700.6364 | 1248236.1772 | 2678700.206 | 1248233.399
84 | 2678700.6364 | 1248236.1772 | 2678708.5947 | 1248228.4461
85 | 2678708.5947 | 1248228.4461 | 2678715.8009 | 1248221.4455 | 2678728.3723 | 1248207.9768
86 | 2678700.206 | 1248233.399 | 2678699.4886 | 1248228.7677 | 2678698.8383 | 1248223.1438 | 2678697.2653 | 1248215.3395 | 2678695.0347 | 1248209.8503 | 2678692.4868 | 1248204.9352 | 2678688.3121 | 1248200.2541 | 2678683.9759 | 1248196.3493 | 2678677.229 | 1248191.5955
87 | 2678662.8437 | 1248171.9178 | 2678657.959 | 1248178.0464
88 | 2678657.959 | 1248178.0464 | 2678662.793 | 1248181.4241 | 2678677.229 | 1248191.5955
89 | 2678662.8437 | 1248171.9178 | 2678669.1468 | 1248164.4891
90 | 2678687.2638 | 1248339.7496 | 2678682.2563 | 1248345.6946
91 | 2678687.2638 | 1248339.7496 | 2678692.6863 | 1248333.3118
92 | 2678708.9937 | 1248313.9511 | 2678708.6343 | 1248314.3778
93 | 2678708.6343 | 1248314.3778 | 2678697.5358 | 1248327.5543
94 | 2678695.7063 | 1248329.7263 | 2678697.5358 | 1248327.5543
95 | 2678694.9343 | 1248330.6428 | 2678695.7063 | 1248329.7263
96 | 2678694.9343 | 1248330.6428 | 2678692.6863 | 1248333.3118
97 | 2678728.5564 | 1248407.6146 | 2678729.4596 | 1248406.3655
98 | 2678714.4277 | 1248427.1549 | 2678728.5564 | 1248407.6146
99 | 2678742.5939 | 1248388.2005 | 2678729.4596 | 1248406.3655
100 | 2678714.4277 | 1248427.1549 | 2678706.5696 | 1248419.9328
101 | 2678742.5939 | 1248388.2005 | 2678733.1961 | 1248381.8189
102 | 2678742.5939 | 1248388.2005 | 2678750.3411 | 1248377.5067 | 2678752.1827 | 1248375.2259
103 | 2678689.7541 | 1248404.4783 | 2678706.5696 | 1248419.9328
104 | 2678722.3852 | 1248374.4777 | 2678733.1961 | 1248381.8189
105 | 2678752.1827 | 1248375.2259 | 2678753.8625 | 1248373.1457
106 | 2678688.3644 | 1248403.2011 | 2678689.7541 | 1248404.4783
107 | 2678688.3644 | 1248403.2011 | 2678686.9657 | 1248401.9157
108 | 2678806.9151 | 1248407.269 | 2678804.9335 | 1248409.6218
109 | 2678806.9151 | 1248407.269 | 2678819.8658 | 1248391.8924
110 | 2678752.8121 | 1248346.322 | 2678756.9984 | 1248349.824
111 | 2678752.8121 | 1248346.322 | 2678747.2004 | 1248341.6277 | 2678741.7093 | 1248348.8535
112 | 2678736.0863 | 1248356.2531 | 2678741.7093 | 1248348.8535
113 | 2678800.1004 | 1248228.0771 | 2678811.6798 | 1248236.9395
114 | 2678800.1004 | 1248228.0771 | 2678793.3979 | 1248222.9473
115 | 2678785.7079 | 1248217.0616 | 2678793.3979 | 1248222.9473
116 | 2678785.7079 | 1248217.0616 | 2678775.1425 | 1248208.9753
117 | 2678830.2896 | 1248286.0622 | 2678838.265 | 1248276.1755
118 | 2678815.5643 | 1248357.4256 | 2678818.4404 | 1248360.2607
119 | 2678818.4404 | 1248360.2607 | 2678831.6506 | 1248373.2822
120 | 2678819.8658 | 1248391.8924 | 2678823.4236 | 1248387.6683

## bus_geodata
| x | y | coords
0 | 2678640.7499 | 1248370.6743
1 | 2678638.423 | 1248368.7728
2 | 2678655.9459 | 1248376.9312
3 | 2678635.5433 | 1248366.4196
4 | 2678645.6184 | 1248389.271
5 | 2678672.03 | 1248357.8356
6 | 2678665.6245 | 1248382.1469
7 | 2678618.6795 | 1248360.4367
8 | 2678677.4751 | 1248351.371
9 | 2678669.4089 | 1248385.3087
10 | 2678595.9028 | 1248345.1577
11 | 2678679.8283 | 1248348.5772
12 | 2678671.2594 | 1248386.8549
13 | 2678612.5714 | 1248242.7361
14 | 2678617.5687 | 1248233.8069
15 | 2678611.5164 | 1248253.2791
16 | 2678568.9221 | 1248323.9167
17 | 2678577.0618 | 1248312.6442
18 | 2678624.1152 | 1248222.53
19 | 2678611.0391 | 1248254.1907
20 | 2678594.3474 | 1248284.3383
21 | 2678765.8534 | 1248456.0221
22 | 2678777.325 | 1248442.4018
23 | 2678757.0844 | 1248469.0518
24 | 2678779.8651 | 1248439.3859
25 | 2678767.7181 | 1248479.8169
26 | 2678791.0834 | 1248426.0662
27 | 2678730.3765 | 1248441.6221
28 | 2678728.0142 | 1248439.3746
29 | 2678793.7752 | 1248422.8702
30 | 2678727.2241 | 1248438.6228
31 | 2678904.1854 | 1248392.9852
32 | 2678900.0275 | 1248337.1942
33 | 2678888.6645 | 1248419.1645
34 | 2678909.2588 | 1248308.6135
35 | 2678905.0236 | 1248251.2158
36 | 2678925.5882 | 1248307.3854
37 | 2678849.7582 | 1248388.5297
38 | 2678830.0777 | 1248379.7678
39 | 2678833.8135 | 1248375.4142
40 | 2678824.9253 | 1248385.8852
41 | 2678904.7855 | 1248247.5317
42 | 2678903.7622 | 1248234.1972
43 | 2678893.9974 | 1248256.2834
44 | 2678883.8216 | 1248204.299
45 | 2678931.9111 | 1248230.966
46 | 2678877.7382 | 1248204.5739
47 | 2678887.4364 | 1248164.2291
48 | 2678895.7137 | 1248279.312
49 | 2678857.9188 | 1248251.8114
50 | 2678828.0581 | 1248174.5945
51 | 2678929.0809 | 1248307.1206
52 | 2678954.2087 | 1248288.1926
53 | 2678763.3878 | 1248305.3592
54 | 2678774.9777 | 1248317.0714
55 | 2678761.6647 | 1248303.618
56 | 2678788.9671 | 1248331.2082
57 | 2678747.569 | 1248289.3737
58 | 2678799.4928 | 1248341.5836
59 | 2678737.9119 | 1248279.6147
60 | 2678814.443 | 1248356.3203
61 | 2678771.8933 | 1248350.8193
62 | 2678766.3664 | 1248357.6606
63 | 2678730.8113 | 1248272.0606
64 | 2678726.7331 | 1248292.8891
65 | 2678721.0304 | 1248299.6608
66 | 2678719.3586 | 1248301.6456
67 | 2678729.9867 | 1248271.1833
68 | 2678713.1994 | 1248308.9579
69 | 2678718.8588 | 1248259.3445
70 | 2678709.5823 | 1248313.2523
71 | 2678706.9997 | 1248247.047
72 | 2678700.6364 | 1248236.1772
73 | 2678728.3723 | 1248207.9768
74 | 2678708.5947 | 1248228.4461
75 | 2678700.206 | 1248233.399
76 | 2678657.959 | 1248178.0464
77 | 2678662.8437 | 1248171.9178
78 | 2678677.229 | 1248191.5955
79 | 2678669.1468 | 1248164.4891
80 | 2678682.2563 | 1248345.6946
81 | 2678687.2638 | 1248339.7495
82 | 2678708.9937 | 1248313.9511
83 | 2678708.6343 | 1248314.3778
84 | 2678697.5358 | 1248327.5543
85 | 2678695.7063 | 1248329.7263
86 | 2678694.9343 | 1248330.6428
87 | 2678692.6863 | 1248333.3118
88 | 2678728.5564 | 1248407.6146
89 | 2678729.4596 | 1248406.3655
90 | 2678714.4277 | 1248427.1549
91 | 2678742.5939 | 1248388.2005
92 | 2678706.5696 | 1248419.9328
93 | 2678733.1961 | 1248381.8189
94 | 2678752.1827 | 1248375.2259
95 | 2678689.7541 | 1248404.4783
96 | 2678722.3852 | 1248374.4777
97 | 2678753.8625 | 1248373.1457
98 | 2678688.3644 | 1248403.2011
99 | 2678686.9657 | 1248401.9157
100 | 2678804.9335 | 1248409.6218
101 | 2678806.9151 | 1248407.269
102 | 2678756.9984 | 1248349.824
103 | 2678752.8121 | 1248346.322
104 | 2678741.7093 | 1248348.8535
105 | 2678736.0863 | 1248356.2531
106 | 2678800.1004 | 1248228.0771
107 | 2678811.6798 | 1248236.9395
108 | 2678793.3979 | 1248222.9473
109 | 2678785.7079 | 1248217.0616
110 | 2678838.265 | 1248276.1755
111 | 2678775.1425 | 1248208.9753
112 | 2678830.2896 | 1248286.0622
113 | 2678815.5643 | 1248357.4256
114 | 2678818.4404 | 1248360.2607
115 | 2678831.6506 | 1248373.2822
116 | 2678967.1959 | 1248278.4097
117 | 2678923.9386 | 1248286.1444
118 | 2678897.8698 | 1248308.2421
119 | 2678823.4236 | 1248387.6683
120 | 2678819.8658 | 1248391.8924
121 | 2678595.0718 | 1248283.042
122 | 2678763.3878 | 1248305.3592

## line_std_types
| c_nf_per_km | r_ohm_per_km | x_ohm_per_km | max_i_ka | type | q_mm2 | alpha | voltage_rating
NAYY 4x50 SE | 210 | 0.642 | 0.083 | 0.142 | cs | 50 | 0.00403 | LV
NAYY 4x120 SE | 264 | 0.225 | 0.08 | 0.242 | cs | 120 | 0.00403 | LV
NAYY 4x150 SE | 261 | 0.208 | 0.08 | 0.27 | cs | 150 | 0.00403 | LV
NA2XS2Y 1x95 RM/25 12/20 kV | 216 | 0.313 | 0.132 | 0.252 | cs | 95 | 0.00403 | MV
NA2XS2Y 1x185 RM/25 12/20 kV | 273 | 0.161 | 0.117 | 0.362 | cs | 185 | 0.00403 | MV
NA2XS2Y 1x240 RM/25 12/20 kV | 304 | 0.122 | 0.112 | 0.421 | cs | 240 | 0.00403 | MV
NA2XS2Y 1x95 RM/25 6/10 kV | 315 | 0.313 | 0.123 | 0.249 | cs | 95 | 0.00403 | MV
NA2XS2Y 1x185 RM/25 6/10 kV | 406 | 0.161 | 0.11 | 0.358 | cs | 185 | 0.00403 | MV
NA2XS2Y 1x240 RM/25 6/10 kV | 456 | 0.122 | 0.105 | 0.416 | cs | 240 | 0.00403 | MV
NA2XS2Y 1x150 RM/25 12/20 kV | 250 | 0.206 | 0.116 | 0.319 | cs | 150 | 0.00403 | MV
NA2XS2Y 1x120 RM/25 12/20 kV | 230 | 0.253 | 0.119 | 0.283 | cs | 120 | 0.00403 | MV
NA2XS2Y 1x70 RM/25 12/20 kV | 190 | 0.443 | 0.132 | 0.22 | cs | 70 | 0.00403 | MV
NA2XS2Y 1x150 RM/25 6/10 kV | 360 | 0.206 | 0.11 | 0.315 | cs | 150 | 0.00403 | MV
NA2XS2Y 1x120 RM/25 6/10 kV | 340 | 0.253 | 0.113 | 0.28 | cs | 120 | 0.00403 | MV
NA2XS2Y 1x70 RM/25 6/10 kV | 280 | 0.443 | 0.123 | 0.217 | cs | 70 | 0.00403 | MV
N2XS(FL)2Y 1x120 RM/35 64/110 kV | 112 | 0.153 | 0.166 | 0.366 | cs | 120 | 0.00393 | HV
N2XS(FL)2Y 1x185 RM/35 64/110 kV | 125 | 0.099 | 0.156 | 0.457 | cs | 185 | 0.00393 | HV
N2XS(FL)2Y 1x240 RM/35 64/110 kV | 135 | 0.075 | 0.149 | 0.526 | cs | 240 | 0.00393 | HV
N2XS(FL)2Y 1x300 RM/35 64/110 kV | 144 | 0.06 | 0.144 | 0.588 | cs | 300 | 0.00393 | HV
15-AL1/3-ST1A 0.4 | 11 | 1.8769 | 0.35 | 0.105 | ol | 16 | 0.00403 | LV
24-AL1/4-ST1A 0.4 | 11.25 | 1.2012 | 0.335 | 0.14 | ol | 24 | 0.00403 | LV
48-AL1/8-ST1A 0.4 | 12.2 | 0.5939 | 0.3 | 0.21 | ol | 48 | 0.00403 | LV
94-AL1/15-ST1A 0.4 | 13.2 | 0.306 | 0.29 | 0.35 | ol | 94 | 0.00403 | LV
34-AL1/6-ST1A 10.0 | 9.7 | 0.8342 | 0.36 | 0.17 | ol | 34 | 0.00403 | MV
48-AL1/8-ST1A 10.0 | 10.1 | 0.5939 | 0.35 | 0.21 | ol | 48 | 0.00403 | MV
70-AL1/11-ST1A 10.0 | 10.4 | 0.4132 | 0.339 | 0.29 | ol | 70 | 0.00403 | MV
94-AL1/15-ST1A 10.0 | 10.75 | 0.306 | 0.33 | 0.35 | ol | 94 | 0.00403 | MV
122-AL1/20-ST1A 10.0 | 11.1 | 0.2376 | 0.323 | 0.41 | ol | 122 | 0.00403 | MV
149-AL1/24-ST1A 10.0 | 11.25 | 0.194 | 0.315 | 0.47 | ol | 149 | 0.00403 | MV
34-AL1/6-ST1A 20.0 | 9.15 | 0.8342 | 0.382 | 0.17 | ol | 34 | 0.00403 | MV
48-AL1/8-ST1A 20.0 | 9.5 | 0.5939 | 0.372 | 0.21 | ol | 48 | 0.00403 | MV
70-AL1/11-ST1A 20.0 | 9.7 | 0.4132 | 0.36 | 0.29 | ol | 70 | 0.00403 | MV
94-AL1/15-ST1A 20.0 | 10 | 0.306 | 0.35 | 0.35 | ol | 94 | 0.00403 | MV
122-AL1/20-ST1A 20.0 | 10.3 | 0.2376 | 0.344 | 0.41 | ol | 122 | 0.00403 | MV
149-AL1/24-ST1A 20.0 | 10.5 | 0.194 | 0.337 | 0.47 | ol | 149 | 0.00403 | MV
184-AL1/30-ST1A 20.0 | 10.75 | 0.1571 | 0.33 | 0.535 | ol | 184 | 0.00403 | MV
243-AL1/39-ST1A 20.0 | 11 | 0.1188 | 0.32 | 0.645 | ol | 243 | 0.00403 | MV
48-AL1/8-ST1A 110.0 | 8 | 0.5939 | 0.46 | 0.21 | ol | 48 | 0.00403 | HV
70-AL1/11-ST1A 110.0 | 8.4 | 0.4132 | 0.45 | 0.29 | ol | 70 | 0.00403 | HV
94-AL1/15-ST1A 110.0 | 8.65 | 0.306 | 0.44 | 0.35 | ol | 94 | 0.00403 | HV
122-AL1/20-ST1A 110.0 | 8.5 | 0.2376 | 0.43 | 0.41 | ol | 122 | 0.00403 | HV
149-AL1/24-ST1A 110.0 | 8.75 | 0.194 | 0.41 | 0.47 | ol | 149 | 0.00403 | HV
184-AL1/30-ST1A 110.0 | 8.8 | 0.1571 | 0.4 | 0.535 | ol | 184 | 0.00403 | HV
243-AL1/39-ST1A 110.0 | 9 | 0.1188 | 0.39 | 0.645 | ol | 243 | 0.00403 | HV
305-AL1/39-ST1A 110.0 | 9.2 | 0.0949 | 0.38 | 0.74 | ol | 305 | 0.00403 | HV
490-AL1/64-ST1A 110.0 | 9.75 | 0.059 | 0.37 | 0.96 | ol | 490 | 0.00403 | HV
679-AL1/86-ST1A 110.0 | 9.95 | 0.042 | 0.36 | 1.15 | ol | 679 | 0.00403 | HV
490-AL1/64-ST1A 220.0 | 10 | 0.059 | 0.285 | 0.96 | ol | 490 | 0.00403 | HV
679-AL1/86-ST1A 220.0 | 11.7 | 0.042 | 0.275 | 1.15 | ol | 679 | 0.00403 | HV
490-AL1/64-ST1A 380.0 | 11 | 0.059 | 0.253 | 0.96 | ol | 490 | 0.00403 | HV
679-AL1/86-ST1A 380.0 | 14.6 | 0.042 | 0.25 | 1.15 | ol | 679 | 0.00403 | HV

## trafo_std_types
| i0_percent | pfe_kw | vkr_percent | sn_mva | vn_lv_kv | vn_hv_kv | vk_percent | shift_degree | vector_group | tap_side | tap_neutral | tap_min | tap_max | tap_step_degree | tap_step_percent | tap_phase_shifter
160 MVA 380/110 kV | 0.06 | 60 | 0.25 | 160 | 110 | 380 | 12.2 | 0 | Yy0 | hv | 0 | -9 | 9 | 0 | 1.5 | FALSE
100 MVA 220/110 kV | 0.06 | 55 | 0.26 | 100 | 110 | 220 | 12 | 0 | Yy0 | hv | 0 | -9 | 9 | 0 | 1.5 | FALSE
63 MVA 110/20 kV | 0.04 | 22 | 0.32 | 63 | 20 | 110 | 18 | 150 | YNd5 | hv | 0 | -9 | 9 | 0 | 1.5 | FALSE
40 MVA 110/20 kV | 0.05 | 18 | 0.34 | 40 | 20 | 110 | 16.2 | 150 | YNd5 | hv | 0 | -9 | 9 | 0 | 1.5 | FALSE
25 MVA 110/20 kV | 0.07 | 14 | 0.41 | 25 | 20 | 110 | 12 | 150 | YNd5 | hv | 0 | -9 | 9 | 0 | 1.5 | FALSE
63 MVA 110/10 kV | 0.04 | 22 | 0.32 | 63 | 10 | 110 | 18 | 150 | YNd5 | hv | 0 | -9 | 9 | 0 | 1.5 | FALSE
40 MVA 110/10 kV | 0.05 | 18 | 0.34 | 40 | 10 | 110 | 16.2 | 150 | YNd5 | hv | 0 | -9 | 9 | 0 | 1.5 | FALSE
25 MVA 110/10 kV | 0.07 | 14 | 0.41 | 25 | 10 | 110 | 12 | 150 | YNd5 | hv | 0 | -9 | 9 | 0 | 1.5 | FALSE
0.25 MVA 20/0.4 kV | 0.32 | 0.8 | 1.44 | 0.25 | 0.4 | 20 | 6 | 150 | Yzn5 | hv | 0 | -2 | 2 | 0 | 2.5 | FALSE
0.4 MVA 20/0.4 kV | 0.3375 | 1.35 | 1.425 | 0.4 | 0.4 | 20 | 6 | 150 | Dyn5 | hv | 0 | -2 | 2 | 0 | 2.5 | FALSE
0.63 MVA 20/0.4 kV | 0.2619 | 1.65 | 1.206 | 0.63 | 0.4 | 20 | 6 | 150 | Dyn5 | hv | 0 | -2 | 2 | 0 | 2.5 | FALSE
0.25 MVA 10/0.4 kV | 0.24 | 0.6 | 1.2 | 0.25 | 0.4 | 10 | 4 | 150 | Dyn5 | hv | 0 | -2 | 2 | 0 | 2.5 | FALSE
0.4 MVA 10/0.4 kV | 0.2375 | 0.95 | 1.325 | 0.4 | 0.4 | 10 | 4 | 150 | Dyn5 | hv | 0 | -2 | 2 | 0 | 2.5 | FALSE
0.63 MVA 10/0.4 kV | 0.1873 | 1.18 | 1.0794 | 0.63 | 0.4 | 10 | 4 | 150 | Dyn5 | hv | 0 | -2 | 2 | 0 | 2.5 | FALSE

## trafo3w_std_types
| sn_hv_mva | sn_mv_mva | sn_lv_mva | vn_hv_kv | vn_mv_kv | vn_lv_kv | vk_hv_percent | vk_mv_percent | vk_lv_percent | vkr_hv_percent | vkr_mv_percent | vkr_lv_percent | pfe_kw | i0_percent | shift_mv_degree | shift_lv_degree | vector_group | tap_side | tap_neutral | tap_min | tap_max | tap_step_percent
63/25/38 MVA 110/20/10 kV | 63 | 25 | 38 | 110 | 20 | 10 | 10.4 | 10.4 | 10.4 | 0.28 | 0.32 | 0.35 | 35 | 0.89 | 0 | 0 | YN0yn0yn0 | hv | 0 | -10 | 10 | 1.2
63/25/38 MVA 110/10/10 kV | 63 | 25 | 38 | 110 | 10 | 10 | 10.4 | 10.4 | 10.4 | 0.28 | 0.32 | 0.35 | 35 | 0.89 | 0 | 0 | YN0yn0yn0 | hv | 0 | -10 | 10 | 1.2

## fuse_std_types
| fuse_type | i_rated_a | t_avg | t_min | t_total | x_avg | x_min | x_total
HV 100A | HV 100A | 100 | 0 | [10.0, 3.64, 0.854, 0.281, 0.1, 0.0531, 0.022, 0.01] | [10.0, 4.267, 1.21, 0.403, 0.1, 0.058, 0.022, 0.01] | 0 | [300.0, 350.0, 450.0, 550.0, 700.0, 850.0, 1200.0, 1752.0] | [600.0, 700.0, 900.0, 1150.0, 1665.0, 2000.0, 3000.0, 4313.0]
HV 10A | HV 10A | 10 | 0 | [10.0, 1675.0, 0.344, 0.156, 0.1, 0.0417, 0.0171, 0.01] | [10.0, 1.3, 0.3, 0.155, 0.1, 0.0555, 0.023, 0.01] | 0 | [30.0, 32.0, 35.0, 37.0, 39.0, 50.0, 70.0, 88.0] | [60.0, 70.0, 80.0, 87.0, 94.0, 110.0, 150.0, 216.0]
HV 125A | HV 125A | 125 | 0 | [10.0, 1.82, 0.344, 0.1, 0.0467, 0.0269, 0.01] | [10.0, 2.478, 0.426, 0.1, 0.0427, 0.0211, 0.01] | 0 | [375.0, 500.0, 700.0, 925.0, 1200.0, 1500.0, 2341.0] | [750.0, 1000.0, 1500.0, 2200.0, 3000.0, 4000.0, 5765.0]
HV 160A | HV 160A | 160 | 0 | [10.0, 4.15, 1.03, 0.198, 0.1, 0.051, 0.0172, 0.01] | [10.0, 2.3, 0.734, 0.274, 0.1, 0.046, 0.0177, 0.01] | 0 | [480.0, 550.0, 700.0, 1000.0, 1260.0, 1600.0, 2500.0, 3227.0] | [960.0, 1300.0, 1700.0, 2200.0, 2996.0, 4000.0, 6000.0, 7946.0]
HV 16A | HV 16A | 16 | 0 | [10.0, 0.352, 0.164, 0.1, 0.0649, 0.0342, 0.01] | [10.0, 2.34, 0.722, 0.181, 0.1, 0.055, 0.0296, 0.01] | 0 | [48.0, 60.0, 65.0, 71.0, 80.0, 100.0, 162.0] | [96.0, 110.0, 125.0, 150.0, 168.0, 200.0, 250.0, 398.0]
HV 200A | HV 200A | 200 | 0 | [10.0, 4.267, 1.21, 0.403, 0.1, 0.058, 0.022, 0.01] | [10.0, 3.73, 1.654, 0.328, 0.1, 0.0531, 0.019, 0.01] | 0 | [600.0, 700.0, 900.0, 1150.0, 1665.0, 2000.0, 3000.0, 4313.0] | [1200.0, 1500.0, 1800.0, 2700.0, 3960.0, 5000.0, 7500.0, 10620.0]
HV 20A | HV 20A | 20 | 0 | [10.0, 1.3, 0.3, 0.155, 0.1, 0.0555, 0.023, 0.01] | [10.0, 1.3, 0.161, 0.1, 0.0611, 0.0399, 0.0141, 0.01] | 0 | [60.0, 70.0, 80.0, 87.0, 94.0, 110.0, 150.0, 216.0] | [120.0, 150.0, 200.0, 223.0, 260.0, 300.0, 450.0, 532.0]
HV 25A | HV 25A | 25 | 0 | [10.0, 2.512, 0.833, 0.299, 0.1, 0.0372, 0.0223, 0.01] | [10.0, 3.125, 0.597, 0.198, 0.1, 0.0378, 0.022, 0.01] | 0 | [75.0, 82.0, 90.0, 100.0, 124.0, 170.0, 200.0, 289.0] | [150.0, 170.0, 210.0, 250.0, 294.0, 400.0, 500.0, 711.0]
HV 31.5A | HV 31.5A | 31.5 | 0 | [10.0, 2.34, 0.722, 0.181, 0.1, 0.055, 0.0296, 0.01] | [10.0, 2.84, 0.368, 0.164, 0.1, 0.0621, 0.0378, 0.0195, 0.01] | 0 | [95.0, 110.0, 125.0, 150.0, 165.0, 200.0, 250.0, 390.0] | [189.0, 220.0, 300.0, 350.0, 393.0, 450.0, 530.0, 700.0, 960.0]
HV 40A | HV 40A | 40 | 0 | [10.0, 1.3, 0.161, 0.1, 0.0611, 0.0399, 0.0141, 0.01] | [10.0, 2.05, 0.369, 0.198, 0.1, 0.051, 0.0298, 0.01] | 0 | [120.0, 150.0, 200.0, 223.0, 260.0, 300.0, 450.0, 532.0] | [240.0, 300.0, 400.0, 450.0, 530.0, 650.0, 800.0, 1311.0]
HV 50A | HV 50A | 50 | 0 | [10.0, 3.215, 0.597, 0.198, 0.1, 0.0378, 0.022, 0.01] | [10.0, 3.64, 0.854, 0.281, 0.1, 0.0531, 0.022, 0.01] | 0 | [150.0, 170.0, 210.0, 250.0, 294.0, 400.0, 500.0, 711.0] | [300.0, 350.0, 450.0, 550.0, 700.0, 850.0, 1200.0, 1752.0]
HV 6.3A | HV 6.3A | 6.3 | 0 | [10.0, 1.39, 0.344, 0.168, 0.1, 0.056, 0.0263, 0.01] | [10.0, 1.711, 0.516, 0.198, 0.1, 0.0634, 0.0303, 0.01] | 0 | [19.0, 19.5, 20.4, 20.8, 22.0, 25.0, 32.0, 48.0] | [38.0, 40.0, 43.0, 48.0, 53.0, 60.0, 75.0, 118.0]
HV 63A | HV 63A | 63 | 0 | [10.0, 2.84, 0.368, 0.164, 0.1, 0.0621, 0.0378, 0.0195, 0.01] | [10.0, 1.82, 0.344, 0.1, 0.0467, 0.0269, 0.01] | 0 | [189.0, 220.0, 300.0, 350.0, 393.0, 450.0, 530.0, 700.0, 961.0] | [378.0, 500.0, 700.0, 934.0, 1200.0, 1500.0, 2366.0]
HV 80A | HV 80A | 80 | 0 | [10.0, 2.05, 0.369, 0.198, 0.1, 0.051, 0.0298, 0.01] | [10.0, 4.15, 1.03, 0.198, 0.1, 0.051, 0.0172, 0.01] | 0 | [240.0, 300.0, 400.0, 450.0, 530.0, 650.0, 800.0, 1311.0] | [480.0, 550.0, 700.0, 1000.0, 1260.0, 1600.0, 2500.0, 3227.0]
Siemens NH-1-100 | Siemens NH-1-100 | 100 | [5400.0, 2000.0, 400.0, 20.0, 1.0, 0.2, 0.012, 0.004] | 0 | 0 | [150.0, 190.0, 250.0, 430.0, 900.0, 1250.0, 2700.0, 3600.0] | 0 | 0
Siemens NH-1-125 | Siemens NH-1-125 | 125 | [4800.0, 120.0, 7.0, 0.1, 0.004] | 0 | 0 | [180.0, 400.0, 740.0, 2000.0, 4250.0] | 0 | 0
Siemens NH-1-16 | Siemens NH-1-16 | 16 | [4000.0, 400.0, 2.0, 0.1, 0.04, 0.01] | 0 | 0 | [26.0, 35.0, 75.0, 150.0, 200.0, 300.0] | 0 | 0
Siemens NH-1-160 | Siemens NH-1-160 | 160 | [4800.0, 120.0, 7.0, 0.1, 0.004] | 0 | 0 | [210.0, 500.0, 900.0, 2300.0, 5000.0] | 0 | 0
Siemens NH-1-25 | Siemens NH-1-25 | 25 | [4000.0, 1000.0, 10.0, 0.2, 0.02, 0.01] | 0 | 0 | [40.0, 50.0, 100.0, 210.0, 400.0, 500.0] | 0 | 0
Siemens NH-1-50 | Siemens NH-1-50 | 50 | [4000.0, 40.0, 4.0, 1.0, 0.02, 0.01] | 0 | 0 | [86.0, 200.0, 300.0, 400.0, 1000.0, 1280.0] | 0 | 0
Siemens NH-1-63 | Siemens NH-1-63 | 63 | [4000.0, 100.0, 10.0, 2.0, 0.04, 0.01] | 0 | 0 | [100.0, 200.0, 300.0, 400.0, 1000.0, 1500.0] | 0 | 0
Siemens NH-1-80 | Siemens NH-1-80 | 80 | [4800.0, 120.0, 7.0, 0.1, 0.01] | 0 | 0 | [150.58, 250.0, 450.0, 1150.0, 2470.0] | 0 | 0
Siemens NH-2-1000 | Siemens NH-2-1000 | 1000 | [4800.0, 120.0, 7.0, 0.1, 0.004] | 0 | 0 | [1900.0, 3500.0, 8400.0, 24000.0, 52000.0] | 0 | 0
Siemens NH-2-200 | Siemens NH-2-200 | 200 | [4800.0, 120.0, 7.0, 0.1, 0.004] | 0 | 0 | [280.0, 650.0, 1200.0, 3000.0, 7000.0] | 0 | 0
Siemens NH-2-224 | Siemens NH-2-224 | 224 | [4800.0, 120.0, 7.0, 0.2, 0.04, 0.004] | 0 | 0 | [400.0, 750.0, 1453.0, 3025.0, 4315.0, 7600.0] | 0 | 0
Siemens NH-2-250 | Siemens NH-2-250 | 250 | [4800.0, 120.0, 7.0, 0.1, 0.004] | 0 | 0 | [450.0, 800.0, 1650.0, 4000.0, 8500.0] | 0 | 0
Siemens NH-2-315 | Siemens NH-2-315 | 315 | [4800.0, 120.0, 7.0, 0.1, 0.004] | 0 | 0 | [550.0, 920.0, 1900.0, 5000.0, 11000.0] | 0 | 0
Siemens NH-2-355 | Siemens NH-2-355 | 355 | [4800.0, 120.0, 6.0, 0.1, 0.004] | 0 | 0 | [650.0, 1116.27, 2350.0, 5840.0, 12790.0] | 0 | 0
Siemens NH-2-400 | Siemens NH-2-400 | 400 | [4800.0, 120.0, 7.0, 0.1, 0.004] | 0 | 0 | [720.0, 1350.0, 2800.0, 6500.0, 15000.0] | 0 | 0
Siemens NH-2-425 | Siemens NH-2-425 | 425 | [4800.0, 120.0, 7.0, 0.1, 0.004] | 0 | 0 | [850.0, 1500.0, 3050.0, 7500.0, 16500.0] | 0 | 0
Siemens NH-2-630 | Siemens NH-2-630 | 630 | [4800.0, 120.0, 7.0, 0.1, 0.004] | 0 | 0 | [1200.0, 2000.0, 4800.0, 12000.0, 26000.0] | 0 | 0

## res_bus
| vm_pu | va_degree | p_mw | q_mvar
0 | 0.98229 | -0.33982 | 0.0030576 | 0.0007663
1 | 0.98215 | -0.3425 | 0.0032138 | 0.00080546
2 | 0.98314 | -0.3231 | 0 | 0
3 | 0.98199 | -0.34561 | 0.0015637 | 0.0003919
4 | 0.98313 | -0.32346 | 0.0012644 | 0.00031689
5 | 0.98529 | -0.28137 | 0.0023099 | 0.00057892
6 | 0.98274 | -0.33096 | 0.001209 | 0.00030302
7 | 0.98124 | -0.36026 | 0.0028939 | 0.00072527
8 | 0.98604 | -0.26693 | 0.0014101 | 0.0003534
9 | 0.98257 | -0.33434 | 0.0016098 | 0.00040346
10 | 0.98018 | -0.38103 | 0.0056022 | 0.001404
11 | 0.98636 | -0.26061 | 0.0014187 | 0.00035557
12 | 0.98249 | -0.33592 | 0.0011912 | 0.00029854
13 | 0.97696 | -0.44409 | 0 | 0
14 | 0.9769 | -0.4453 | 0 | 0
15 | 0.97704 | -0.44249 | 0.0054925 | 0.0013766
16 | 0.97902 | -0.40356 | 0 | 0
17 | 0.97856 | -0.4127 | 0.0066281 | 0.0016612
18 | 0.97682 | -0.44684 | 0.0064604 | 0.0016191
19 | 0.97705 | -0.44227 | 0.0064593 | 0.0016189
20 | 0.97765 | -0.43054 | 0.0054764 | 0.0013725
21 | 0.9915 | -0.16115 | 0.0027845 | 0.00069786
22 | 0.9916 | -0.15919 | 0.0028031 | 0.00070252
23 | 0.99145 | -0.16211 | 0 | 0
24 | 0.99164 | -0.15856 | 0.003335 | 0.00083582
25 | 0.9914 | -0.16303 | 0.0034307 | 0.00085982
26 | 0.99183 | -0.15474 | 0.0029278 | 0.00073378
27 | 0.98065 | -0.37193 | 0.001694 | 0.00042457
28 | 0.98065 | -0.37183 | 0.001366 | 0.00034235
29 | 0.99189 | -0.15361 | 0.0016869 | 0.00042278
30 | 0.98065 | -0.37177 | 0.0013073 | 0.00032763
31 | 0.98569 | -0.27176 | 0 | 0
32 | 0.9824 | -0.33523 | 0.0043692 | 0.001095
33 | 0.98894 | -0.20933 | 0 | 0
34 | 0.9739 | -0.50136 | 0 | 0
35 | 0.97539 | -0.4719 | 0.0066745 | 0.0016728
36 | 0.97347 | -0.50973 | 0 | 0
37 | 0.99185 | -0.15385 | 0.0022363 | 0.00056048
38 | 0.99295 | -0.13306 | 0 | 0
39 | 0.99308 | -0.13055 | 0 | 0
40 | 0.99277 | -0.13657 | 0.00098397 | 0.00024661
41 | 0.97551 | -0.46956 | 0 | 0
42 | 0.9747 | -0.48549 | 0 | 0
43 | 0.97732 | -0.4342 | 0 | 0
44 | 0.97168 | -0.54506 | 0 | 0
45 | 0.97452 | -0.48914 | 0.0070344 | 0.001763
46 | 0.97138 | -0.55104 | 0.05336 | 0.013373
47 | 0.97148 | -0.54898 | 0 | 0
48 | 0.97911 | -0.39923 | 0.01403 | 0.0035162
49 | 0.97506 | -0.47847 | 0 | 0
50 | 0.97122 | -0.55416 | 0.0045689 | 0.0011451
51 | 0.97343 | -0.51067 | 0 | 0
52 | 0.973 | -0.51911 | 0.0075223 | 0.0018853
53 | 1 | 0 | -0.37215 | -0.095567
54 | 0.99883 | -0.021891 | 0.0013213 | 0.00033114
55 | 0.99969 | -0.0057709 | 0.00059288 | 0.00014859
56 | 0.99743 | -0.048228 | 0 | 0
57 | 0.9972 | -0.052904 | 0.00094781 | 0.00023754
58 | 0.99639 | -0.067848 | 0.001766 | 0.00044261
59 | 0.99551 | -0.085103 | 0 | 0
60 | 0.99493 | -0.095568 | 0.0016123 | 0.00040408
61 | 0.97949 | -0.3946 | 0.0015561 | 0.00039
62 | 0.9795 | -0.39435 | 0 | 0
63 | 0.99536 | -0.0881 | 0.00081309 | 0.00020378
64 | 0.99363 | -0.12092 | 0.0021614 | 0.00054169
65 | 0.99269 | -0.13891 | 0 | 0
66 | 0.99241 | -0.14419 | 0.0011999 | 0.00030071
67 | 0.99534 | -0.088431 | 0.00074056 | 0.0001856
68 | 0.99141 | -0.16346 | 0.00085386 | 0.000214
69 | 0.99512 | -0.092686 | 0.00074994 | 0.00018795
70 | 0.99082 | -0.17471 | 0.0021892 | 0.00054867
71 | 0.9949 | -0.096936 | 0.0024802 | 0.00062159
72 | 0.99476 | -0.099569 | 0 | 0
73 | 0.99469 | -0.101 | 0.0017923 | 0.00044919
74 | 0.99474 | -0.1001 | 0.00092441 | 0.00023168
75 | 0.99474 | -0.10001 | 0.0054924 | 0.0013765
76 | 0.99455 | -0.10367 | 0 | 0
77 | 0.99454 | -0.10388 | 0 | 0
78 | 0.99458 | -0.10305 | 0.0019362 | 0.00048526
79 | 0.99453 | -0.10413 | 0.001499 | 0.00037568
80 | 0.98671 | -0.25399 | 0.001101 | 0.00027595
81 | 0.98742 | -0.2402 | 0.0026086 | 0.00065378
82 | 0.99073 | -0.17651 | 0.00074875 | 0.00018765
83 | 0.99067 | -0.1776 | 0.0016337 | 0.00040945
84 | 0.98894 | -0.21081 | 0.00081386 | 0.00020397
85 | 0.98866 | -0.21625 | 0.0018795 | 0.00047105
86 | 0.98854 | -0.21851 | 0.0029046 | 0.00072796
87 | 0.98821 | -0.22491 | 0.0010119 | 0.0002536
88 | 0.98017 | -0.38135 | 0.0065113 | 0.0016319
89 | 0.98014 | -0.38187 | 0.0029974 | 0.00075122
90 | 0.98072 | -0.37041 | 0 | 0
91 | 0.97982 | -0.38819 | 0 | 0
92 | 0.98101 | -0.36472 | 0.0012525 | 0.00031389
93 | 0.97978 | -0.389 | 0.0012446 | 0.00031194
94 | 0.97964 | -0.39159 | 0.0038402 | 0.00096245
95 | 0.98166 | -0.35205 | 0.0013691 | 0.00034313
96 | 0.97974 | -0.38964 | 0.0026881 | 0.00067371
97 | 0.97962 | -0.39196 | 0.0011487 | 0.00028789
98 | 0.98172 | -0.35095 | 0.0014612 | 0.00036621
99 | 0.98178 | -0.3498 | 0.001668 | 0.00041805
100 | 0.99216 | -0.14841 | 0.0020289 | 0.0005085
101 | 0.99221 | -0.14737 | 0.0024436 | 0.00061241
102 | 0.97945 | -0.39547 | 0.0012092 | 0.00030305
103 | 0.97943 | -0.39585 | 0.0011501 | 0.00028823
104 | 0.97939 | -0.39665 | 0.0013231 | 0.00033159
105 | 0.97937 | -0.39689 | 0.0013658 | 0.0003423
106 | 0.9728 | -0.52318 | 0.0048783 | 0.0012226
107 | 0.97315 | -0.51612 | 0.014637 | 0.0036683
108 | 0.97263 | -0.5265 | 0.014515 | 0.0036378
109 | 0.97256 | -0.52773 | 0.004033 | 0.0010108
110 | 0.97431 | -0.49331 | 0.017699 | 0.0044359
111 | 0.97253 | -0.52844 | 0.0028609 | 0.00071701
112 | 0.97421 | -0.49521 | 0.0081406 | 0.0020402
113 | 0.99482 | -0.097636 | 0.002139 | 0.00053608
114 | 0.99454 | -0.10289 | 0.0034205 | 0.00085725
115 | 0.99328 | -0.12669 | 0.0020169 | 0.00050548
116 | 0.97289 | -0.52122 | 0.0070545 | 0.001768
117 | 0.97321 | -0.51495 | 0.013318 | 0.0033377
118 | 0.98073 | -0.36757 | 0.0043705 | 0.0010954
119 | 0.99272 | -0.13755 | 0.0013328 | 0.00033403
120 | 0.99261 | -0.13974 | 0.0010165 | 0.00025476
121 | 0.97762 | -0.43119 | 0.0056034 | 0.0014044
122 | 0.99998 | 149.9956 | 0 | 0

## res_line
| p_from_mw | q_from_mvar | p_to_mw | q_to_mvar | pl_mw | ql_mvar | i_from_ka | i_to_ka | i_ka | vm_from_pu | va_from_degree | vm_to_pu | va_to_degree | loading_percent
0 | 0.049572 | 0.01249 | -0.049565 | -0.012486 | 6.3585e-06 | 4.0314e-06 | 0.075117 | 0.075117 | 0.075117 | 0.98229 | -0.33982 | 0.98215 | -0.3425 | 20.6367
1 | -0.052629 | -0.013257 | 0.052671 | 0.013284 | 4.2124e-05 | 2.6735e-05 | 0.079749 | 0.079749 | 0.079749 | 0.98229 | -0.33982 | 0.98314 | -0.3231 | 21.9091
2 | 0.046351 | 0.011681 | -0.046345 | -0.011677 | 6.8822e-06 | 4.3575e-06 | 0.070248 | 0.070248 | 0.070248 | 0.98215 | -0.3425 | 0.98199 | -0.34561 | 19.299
3 | 0.0012644 | 0.0003167 | -0.0012644 | -0.00031689 | 2.21e-08 | -1.899e-07 | 0.0019137 | 0.0019138 | 0.0019138 | 0.98314 | -0.3231 | 0.98313 | -0.32346 | 0.52576
4 | -0.093198 | -0.023475 | 0.093384 | 0.023594 | 0.0001864 | 0.00011898 | 0.1411 | 0.1411 | 0.1411 | 0.98314 | -0.3231 | 0.98529 | -0.28137 | 38.7635
5 | 0.039262 | 0.0098752 | -0.039247 | -0.0098659 | 1.4734e-05 | 9.2889e-06 | 0.059436 | 0.059436 | 0.059436 | 0.98314 | -0.3231 | 0.98274 | -0.33096 | 16.3287
6 | 0.044781 | 0.011285 | -0.044749 | -0.011265 | 3.1372e-05 | 1.9849e-05 | 0.067879 | 0.067879 | 0.067879 | 0.98199 | -0.34561 | 0.98124 | -0.36026 | 18.6481
7 | -0.095694 | -0.024173 | 0.09576 | 0.024216 | 6.6262e-05 | 4.23e-05 | 0.14459 | 0.14459 | 0.14459 | 0.98529 | -0.28137 | 0.98604 | -0.26693 | 39.7219
8 | 0.038038 | 0.0095629 | -0.038032 | -0.009559 | 6.1368e-06 | 3.8651e-06 | 0.057606 | 0.057606 | 0.057606 | 0.98274 | -0.33096 | 0.98257 | -0.33434 | 15.8258
9 | 0.041856 | 0.01054 | -0.041814 | -0.010513 | 4.1519e-05 | 2.6226e-05 | 0.06349 | 0.063491 | 0.063491 | 0.98124 | -0.36026 | 0.98018 | -0.38103 | 17.4425
10 | -0.09717 | -0.024569 | 0.0972 | 0.024588 | 2.9485e-05 | 1.8824e-05 | 0.14672 | 0.14672 | 0.14672 | 0.98604 | -0.26693 | 0.98636 | -0.26061 | 40.3064
11 | 0.036422 | 0.0091555 | -0.036419 | -0.0091538 | 2.7522e-06 | 1.7309e-06 | 0.055168 | 0.055168 | 0.055168 | 0.98257 | -0.33434 | 0.98249 | -0.33592 | 15.156
12 | 0.036212 | 0.0091094 | -0.036173 | -0.0090849 | 3.8933e-05 | 2.4485e-05 | 0.054986 | 0.054986 | 0.054986 | 0.98018 | -0.38103 | 0.97902 | -0.40356 | 15.1061
13 | -0.098618 | -0.024943 | 0.09865 | 0.024963 | 3.1317e-05 | 1.9995e-05 | 0.14886 | 0.14886 | 0.14886 | 0.98636 | -0.26061 | 0.98671 | -0.25399 | 40.8944
14 | 0.035228 | 0.0088553 | -0.035205 | -0.0088406 | 2.3337e-05 | 1.4659e-05 | 0.053364 | 0.053364 | 0.053364 | 0.98249 | -0.33592 | 0.98178 | -0.3498 | 14.6604
15 | 0.0064612 | 0.0016194 | -0.0064608 | -0.0016193 | 3.7139e-07 | 1.0965e-07 | 0.0098411 | 0.0098412 | 0.0098412 | 0.97696 | -0.44409 | 0.9769 | -0.4453 | 2.7036
16 | -0.0064612 | -0.0016194 | 0.0064617 | 0.0016195 | 4.9226e-07 | 1.4531e-07 | 0.0098411 | 0.0098411 | 0.0098411 | 0.97696 | -0.44409 | 0.97704 | -0.44249 | 2.7036
17 | 0.0064608 | 0.0016193 | -0.0064604 | -0.0016191 | 4.7327e-07 | 1.3975e-07 | 0.0098412 | 0.0098412 | 0.0098412 | 0.9769 | -0.4453 | 0.97682 | -0.44684 | 2.7036
18 | -0.011954 | -0.0029961 | 0.011954 | 0.0029961 | 1.279e-07 | 6.897e-08 | 0.018206 | 0.018206 | 0.018206 | 0.97704 | -0.44249 | 0.97705 | -0.44227 | 5.0017
19 | 0.036173 | 0.0090849 | -0.036157 | -0.009075 | 1.5766e-05 | 9.9152e-06 | 0.054986 | 0.054986 | 0.054986 | 0.97902 | -0.40356 | 0.97856 | -0.4127 | 15.1061
20 | 0.029529 | 0.0074138 | -0.029504 | -0.0073981 | 2.5107e-05 | 1.5652e-05 | 0.044907 | 0.044907 | 0.044907 | 0.97856 | -0.4127 | 0.97765 | -0.43054 | 12.3372
21 | -0.018414 | -0.004615 | 0.018423 | 0.0046208 | 9.7252e-06 | 5.8109e-06 | 0.028043 | 0.028043 | 0.028043 | 0.97705 | -0.44227 | 0.97762 | -0.43119 | 7.7042
22 | 0.024028 | 0.0060256 | -0.024027 | -0.0060252 | 7.4481e-07 | 4.5806e-07 | 0.036572 | 0.036572 | 0.036572 | 0.97765 | -0.43054 | 0.97762 | -0.43119 | 10.0473
23 | -0.0062155 | -0.0015575 | 0.0062161 | 0.0015576 | 5.8104e-07 | 1.4217e-07 | 0.009328 | 0.0093279 | 0.009328 | 0.9915 | -0.16115 | 0.9916 | -0.15919 | 2.5626
24 | 0.003431 | 0.00085962 | -0.0034309 | -0.00085972 | 1.5771e-07 | -1.0364e-07 | 0.0051491 | 0.0051492 | 0.0051492 | 0.9915 | -0.16115 | 0.99145 | -0.16211 | 1.4146
25 | -0.0090192 | -0.0022601 | 0.0090195 | 0.0022603 | 2.7085e-07 | 1.2248e-07 | 0.013534 | 0.013534 | 0.013534 | 0.9916 | -0.15919 | 0.99164 | -0.15856 | 3.7182
26 | 0.0034309 | 0.00085972 | -0.0034307 | -0.00085982 | 1.5045e-07 | -9.8839e-08 | 0.0051492 | 0.0051492 | 0.0051492 | 0.99145 | -0.16211 | 0.9914 | -0.16303 | 1.4146
27 | -0.012354 | -0.0030961 | 0.012357 | 0.0030973 | 2.2444e-06 | 1.2117e-06 | 0.018539 | 0.018539 | 0.018539 | 0.99164 | -0.15856 | 0.99183 | -0.15474 | 5.093
28 | -0.015285 | -0.0038311 | 0.015285 | 0.0038316 | 8.2395e-07 | 4.734e-07 | 0.022931 | 0.022931 | 0.022931 | 0.99183 | -0.15474 | 0.99189 | -0.15361 | 6.2997
29 | -0.001694 | -0.00042457 | 0.001694 | 0.00042453 | 8.0792e-09 | -3.5967e-08 | 0.0025705 | 0.0025705 | 0.0025705 | 0.98065 | -0.37193 | 0.98065 | -0.37183 | 0.70618
30 | -0.00306 | -0.00076688 | 0.00306 | 0.00076687 | 8.8172e-09 | -8.1167e-09 | 0.0046432 | 0.0046432 | 0.0046432 | 0.98065 | -0.37183 | 0.98065 | -0.37177 | 1.2756
31 | -0.016972 | -0.0042543 | 0.016976 | 0.0042568 | 4.211e-06 | 2.4714e-06 | 0.025462 | 0.025462 | 0.025462 | 0.99189 | -0.15361 | 0.99216 | -0.14841 | 6.995
32 | -0.0043673 | -0.0010945 | 0.0043676 | 0.0010945 | 2.8322e-07 | -3.5741e-08 | 0.0066268 | 0.0066267 | 0.0066268 | 0.98065 | -0.37177 | 0.98072 | -0.37041 | 1.8205
33 | 0.19121 | 0.048744 | -0.19062 | -0.048372 | 0.00058387 | 0.00037154 | 0.28895 | 0.28895 | 0.28895 | 0.98569 | -0.27176 | 0.9824 | -0.33523 | 26.4605
34 | -0.19121 | -0.048744 | 0.19179 | 0.049112 | 0.00057809 | 0.00036785 | 0.28895 | 0.28895 | 0.28895 | 0.98569 | -0.27176 | 0.98894 | -0.20933 | 26.4604
35 | 0.18626 | 0.047277 | -0.18597 | -0.047093 | 0.00028927 | 0.00018403 | 0.28233 | 0.28233 | 0.28233 | 0.9824 | -0.33523 | 0.98073 | -0.36757 | 25.8545
36 | -0.19179 | -0.049112 | 0.1923 | 0.049441 | 0.00051693 | 0.00032892 | 0.28895 | 0.28895 | 0.28895 | 0.98894 | -0.20933 | 0.99185 | -0.15385 | 26.4603
37 | -0.027916 | -0.0070038 | 0.027955 | 0.0070282 | 3.927e-05 | 2.4416e-05 | 0.042656 | 0.042655 | 0.042656 | 0.9739 | -0.50136 | 0.97539 | -0.4719 | 11.7186
38 | 0.027916 | 0.0070038 | -0.027905 | -0.0069969 | 1.114e-05 | 6.9267e-06 | 0.042656 | 0.042656 | 0.042656 | 0.9739 | -0.50136 | 0.97347 | -0.50973 | 11.7186
39 | -0.03463 | -0.008701 | 0.034634 | 0.0087034 | 3.8651e-06 | 2.4276e-06 | 0.052838 | 0.052838 | 0.052838 | 0.97539 | -0.4719 | 0.97551 | -0.46956 | 14.5159
40 | 0.013321 | 0.0033396 | -0.013318 | -0.0033377 | 3.3126e-06 | 1.8553e-06 | 0.020362 | 0.020362 | 0.020362 | 0.97347 | -0.50973 | 0.97321 | -0.51495 | 5.5941
41 | 0.014584 | 0.0036573 | -0.014583 | -0.0036569 | 6.5082e-07 | 3.7311e-07 | 0.022293 | 0.022294 | 0.022294 | 0.97347 | -0.50973 | 0.97343 | -0.51067 | 6.1246
42 | -0.19454 | -0.050001 | 0.19476 | 0.050141 | 0.0002205 | 0.00014032 | 0.2923 | 0.2923 | 0.2923 | 0.99185 | -0.15385 | 0.99308 | -0.13055 | 26.7675
43 | -0.024799 | -0.0062231 | 0.024802 | 0.0062249 | 2.968e-06 | 1.8254e-06 | 0.037165 | 0.037165 | 0.037165 | 0.99295 | -0.13306 | 0.99308 | -0.13055 | 10.2103
44 | 0.024799 | 0.0062231 | -0.024794 | -0.0062205 | 4.1428e-06 | 2.548e-06 | 0.037165 | 0.037165 | 0.037165 | 0.99295 | -0.13306 | 0.99277 | -0.13657 | 10.2103
45 | -0.21956 | -0.056366 | 0.2196 | 0.056392 | 4.1209e-05 | 2.6256e-05 | 0.32947 | 0.32947 | 0.32947 | 0.99308 | -0.13055 | 0.99328 | -0.12669 | 30.1709
46 | 0.02381 | 0.0059739 | -0.023809 | -0.0059732 | 1.1136e-06 | 6.8256e-07 | 0.035691 | 0.035691 | 0.035691 | 0.99277 | -0.13657 | 0.99272 | -0.13755 | 9.8051
47 | 0.065196 | 0.016428 | -0.065146 | -0.016396 | 4.9635e-05 | 3.16e-05 | 0.099479 | 0.09948 | 0.09948 | 0.97551 | -0.46956 | 0.9747 | -0.48549 | 27.3295
48 | -0.09983 | -0.025131 | 0.099999 | 0.025239 | 0.00016902 | 0.00010793 | 0.15232 | 0.15232 | 0.15232 | 0.97551 | -0.46956 | 0.97732 | -0.4342 | 41.8454
49 | 0.058111 | 0.014633 | -0.057946 | -0.014528 | 0.00016499 | 0.0001049 | 0.088739 | 0.088739 | 0.088739 | 0.9747 | -0.48549 | 0.97168 | -0.54506 | 24.3788
50 | 0.0070356 | 0.0017634 | -0.0070344 | -0.001763 | 1.2258e-06 | 4.3142e-07 | 0.010741 | 0.010741 | 0.010741 | 0.9747 | -0.48549 | 0.97452 | -0.48914 | 2.9508
51 | -0.16701 | -0.042128 | 0.16729 | 0.042306 | 0.00028018 | 0.00017873 | 0.25438 | 0.25438 | 0.25438 | 0.97732 | -0.4342 | 0.97911 | -0.39923 | 34.9421
52 | 0.067011 | 0.016888 | -0.066869 | -0.016798 | 0.00014159 | 9.0166e-05 | 0.10206 | 0.10206 | 0.10206 | 0.97732 | -0.4342 | 0.97506 | -0.47847 | 28.0389
53 | 0.053375 | 0.013383 | -0.05336 | -0.013373 | 1.5213e-05 | 9.6614e-06 | 0.081739 | 0.081739 | 0.081739 | 0.97168 | -0.54506 | 0.97138 | -0.55104 | 22.4559
54 | 0.0045709 | 0.001145 | -0.00457 | -0.001145 | 8.5501e-07 | -2.9107e-08 | 0.0069995 | 0.0069997 | 0.0069997 | 0.97168 | -0.54506 | 0.97148 | -0.54898 | 1.923
55 | 0.00457 | 0.001145 | -0.0045689 | -0.0011451 | 1.1265e-06 | -3.7937e-08 | 0.0069997 | 0.007 | 0.007 | 0.97148 | -0.54898 | 0.97122 | -0.55416 | 1.9231
56 | -0.18132 | -0.045822 | 0.1816 | 0.045998 | 0.00027564 | 0.00017531 | 0.2757 | 0.2757 | 0.2757 | 0.97911 | -0.39923 | 0.98073 | -0.36757 | 25.2473
57 | 0.025859 | 0.0064877 | -0.025841 | -0.0064764 | 1.8283e-05 | 1.1311e-05 | 0.039465 | 0.039465 | 0.039465 | 0.97506 | -0.47847 | 0.97431 | -0.49331 | 10.8421
58 | 0.04101 | 0.010311 | -0.040937 | -0.010264 | 7.3586e-05 | 4.6471e-05 | 0.062596 | 0.062597 | 0.062597 | 0.97506 | -0.47847 | 0.97315 | -0.51612 | 17.1969
59 | 0.014583 | 0.0036569 | -0.014578 | -0.0036536 | 5.8632e-06 | 3.3616e-06 | 0.022294 | 0.022294 | 0.022294 | 0.97343 | -0.51067 | 0.973 | -0.51911 | 6.1246
60 | 0.0070552 | 0.0017683 | -0.0070545 | -0.001768 | 7.0984e-07 | 2.5237e-07 | 0.01079 | 0.01079 | 0.01079 | 0.973 | -0.51911 | 0.97289 | -0.52122 | 2.9642
61 | 0.23329 | 0.06037 | -0.23304 | -0.060211 | 0.00024917 | 0.00015882 | 0.34782 | 0.34782 | 0.34782 | 1 | 0 | 0.99883 | -0.021891 | 31.8516
62 | 0.1372 | 0.035197 | -0.13716 | -0.035173 | 3.8398e-05 | 2.4542e-05 | 0.20445 | 0.20445 | 0.20445 | 1 | 0 | 0.99969 | -0.0057709 | 56.1671
63 | 0.23172 | 0.05988 | -0.23142 | -0.05969 | 0.00029737 | 0.00018953 | 0.34585 | 0.34585 | 0.34585 | 0.99883 | -0.021891 | 0.99743 | -0.048228 | 31.6714
64 | 0.13657 | 0.035024 | -0.13626 | -0.034825 | 0.00031141 | 0.00019904 | 0.20357 | 0.20357 | 0.20357 | 0.99969 | -0.0057709 | 0.9972 | -0.052904 | 55.9247
65 | 0.23142 | 0.05969 | -0.2312 | -0.05955 | 0.00022098 | 0.00014085 | 0.34585 | 0.34585 | 0.34585 | 0.99743 | -0.048228 | 0.99639 | -0.067848 | 31.6714
66 | 0.13531 | 0.034588 | -0.1351 | -0.034453 | 0.0002104 | 0.00013448 | 0.20215 | 0.20215 | 0.20215 | 0.9972 | -0.052904 | 0.99551 | -0.085103 | 55.5361
67 | 0.22944 | 0.059107 | -0.22913 | -0.05891 | 0.0003091 | 0.00019701 | 0.34321 | 0.34321 | 0.34321 | 0.99639 | -0.067848 | 0.99493 | -0.095568 | 31.4299
68 | 0.016439 | 0.0041217 | -0.016436 | -0.0041203 | 2.3474e-06 | 1.3676e-06 | 0.024572 | 0.024572 | 0.024572 | 0.99551 | -0.085103 | 0.99536 | -0.0881 | 6.7506
69 | 0.11866 | 0.030331 | -0.11846 | -0.0302 | 0.00020522 | 0.00013112 | 0.17758 | 0.17758 | 0.17758 | 0.99551 | -0.085103 | 0.99363 | -0.12092 | 48.7856
70 | 0.22752 | 0.058506 | -0.22749 | -0.058491 | 2.2859e-05 | 1.4568e-05 | 0.3408 | 0.3408 | 0.3408 | 0.99493 | -0.095568 | 0.99482 | -0.097636 | 31.2091
71 | -0.0015561 | -0.00039 | 0.0015561 | 0.0003899 | 1.8431e-08 | -9.8903e-08 | 0.002364 | 0.002364 | 0.002364 | 0.97949 | -0.3946 | 0.9795 | -0.39435 | 0.64946
72 | 0.0050485 | 0.0012649 | -0.0050483 | -0.0012649 | 2.694e-07 | 1.8693e-08 | 0.0076694 | 0.0076694 | 0.0076694 | 0.9795 | -0.39435 | 0.97945 | -0.39547 | 2.107
73 | -0.0066047 | -0.0016548 | 0.0066054 | 0.001655 | 7.5135e-07 | 2.3031e-07 | 0.010033 | 0.010033 | 0.010033 | 0.9795 | -0.39435 | 0.97962 | -0.39196 | 2.7564
74 | 0.015623 | 0.0039166 | -0.015623 | -0.0039164 | 2.4631e-07 | 1.4199e-07 | 0.023357 | 0.023357 | 0.023357 | 0.99536 | -0.0881 | 0.99534 | -0.088431 | 6.4167
75 | 0.1163 | 0.029659 | -0.1162 | -0.029594 | 0.00010091 | 6.4467e-05 | 0.17434 | 0.17434 | 0.17434 | 0.99363 | -0.12092 | 0.99269 | -0.13891 | 47.8964
76 | 0.1162 | 0.029594 | -0.11617 | -0.029575 | 2.958e-05 | 1.8898e-05 | 0.17434 | 0.17434 | 0.17434 | 0.99269 | -0.13891 | 0.99241 | -0.14419 | 47.8964
77 | 0.11497 | 0.029275 | -0.11486 | -0.029206 | 0.00010674 | 6.8188e-05 | 0.17254 | 0.17254 | 0.17254 | 0.99241 | -0.14419 | 0.99141 | -0.16346 | 47.4022
78 | 0.014883 | 0.0037308 | -0.01488 | -0.0037291 | 3.0163e-06 | 1.7193e-06 | 0.02225 | 0.02225 | 0.02225 | 0.99534 | -0.088431 | 0.99512 | -0.092686 | 6.1125
79 | 0.11401 | 0.028992 | -0.11394 | -0.028953 | 6.1757e-05 | 3.9452e-05 | 0.17126 | 0.17126 | 0.17126 | 0.99141 | -0.16346 | 0.99082 | -0.17471 | 47.0501
80 | 0.01413 | 0.0035411 | -0.014127 | -0.0035395 | 2.8601e-06 | 1.6086e-06 | 0.021128 | 0.021128 | 0.021128 | 0.99512 | -0.092686 | 0.9949 | -0.096936 | 5.8045
81 | 0.11175 | 0.028404 | -0.11175 | -0.028398 | 9.6673e-06 | 6.1753e-06 | 0.16797 | 0.16797 | 0.16797 | 0.99082 | -0.17471 | 0.99073 | -0.17651 | 46.1469
82 | 0.011647 | 0.0029179 | -0.011645 | -0.0029172 | 1.4609e-06 | 7.6824e-07 | 0.017419 | 0.017419 | 0.017419 | 0.9949 | -0.096936 | 0.99476 | -0.099569 | 4.7854
83 | 0.0089283 | 0.0022367 | -0.0089281 | -0.0022366 | 1.8803e-07 | 8.3845e-08 | 0.013355 | 0.013355 | 0.013355 | 0.99476 | -0.099569 | 0.99474 | -0.10001 | 3.669
84 | 0.0027168 | 0.00068045 | -0.0027168 | -0.00068055 | 6.8713e-08 | -1.0006e-07 | 0.0040638 | 0.0040639 | 0.0040639 | 0.99476 | -0.099569 | 0.99474 | -0.1001 | 1.1164
85 | -0.0017923 | -0.00044919 | 0.0017924 | 0.00044887 | 7.6747e-08 | -3.2046e-07 | 0.0026812 | 0.002681 | 0.0026812 | 0.99469 | -0.101 | 0.99474 | -0.1001 | 0.73659
86 | 0.0034358 | 0.00086012 | -0.0034353 | -0.00086046 | 4.9653e-07 | -3.3291e-07 | 0.0051392 | 0.0051394 | 0.0051394 | 0.99474 | -0.10001 | 0.99458 | -0.10305 | 1.4119
87 | 0.001499 | 0.00037548 | -0.001499 | -0.00037557 | 1.4767e-08 | -9.2142e-08 | 0.0022427 | 0.0022428 | 0.0022428 | 0.99455 | -0.10367 | 0.99454 | -0.10388 | 0.61614
88 | -0.001499 | -0.00037548 | 0.0014991 | 0.0003752 | 4.443e-08 | -2.7726e-07 | 0.0022427 | 0.0022426 | 0.0022427 | 0.99455 | -0.10367 | 0.99458 | -0.10305 | 0.61613
89 | 0.001499 | 0.00037557 | -0.001499 | -0.00037568 | 1.8377e-08 | -1.1466e-07 | 0.0022428 | 0.0022428 | 0.0022428 | 0.99454 | -0.10388 | 0.99453 | -0.10413 | 0.61616
90 | -0.099751 | -0.025239 | 0.099817 | 0.025281 | 6.6036e-05 | 4.2164e-05 | 0.15052 | 0.15052 | 0.15052 | 0.98671 | -0.25399 | 0.98742 | -0.2402 | 41.3506
91 | -0.10243 | -0.025935 | 0.1025 | 0.025983 | 7.5293e-05 | 4.808e-05 | 0.15445 | 0.15445 | 0.15445 | 0.98742 | -0.2402 | 0.98821 | -0.22491 | 42.4306
92 | 0.111 | 0.02821 | -0.11099 | -0.028207 | 5.8244e-06 | 3.7204e-06 | 0.16685 | 0.16685 | 0.16685 | 0.99073 | -0.17651 | 0.99067 | -0.1776 | 45.8379
93 | 0.10936 | 0.027797 | -0.10918 | -0.027686 | 0.0001746 | 0.00011152 | 0.1644 | 0.1644 | 0.1644 | 0.99067 | -0.1776 | 0.98894 | -0.21081 | 45.1638
94 | 0.10837 | 0.027482 | -0.10834 | -0.027464 | 2.8354e-05 | 1.811e-05 | 0.16317 | 0.16317 | 0.16317 | 0.98894 | -0.21081 | 0.98866 | -0.21625 | 44.8274
95 | 0.10646 | 0.026993 | -0.10645 | -0.026985 | 1.1553e-05 | 7.3787e-06 | 0.16034 | 0.16034 | 0.16034 | 0.98866 | -0.21625 | 0.98854 | -0.21851 | 44.0503
96 | 0.10354 | 0.026257 | -0.10351 | -0.026237 | 3.1834e-05 | 2.0329e-05 | 0.15597 | 0.15597 | 0.15597 | 0.98854 | -0.21851 | 0.98821 | -0.22491 | 42.8491
97 | 0.018532 | 0.0046461 | -0.018531 | -0.0046459 | 4.5754e-07 | 2.734e-07 | 0.028134 | 0.028134 | 0.028134 | 0.98017 | -0.38135 | 0.98014 | -0.38187 | 7.7292
98 | -0.025043 | -0.006278 | 0.025056 | 0.0062861 | 1.3071e-05 | 8.0611e-06 | 0.038019 | 0.038019 | 0.038019 | 0.98017 | -0.38135 | 0.98072 | -0.37041 | 10.4449
99 | 0.015534 | 0.0038946 | -0.015529 | -0.0038919 | 4.6754e-06 | 2.7098e-06 | 0.023584 | 0.023584 | 0.023584 | 0.98014 | -0.38187 | 0.97982 | -0.38819 | 6.4791
100 | -0.029424 | -0.0073806 | 0.029432 | 0.0073855 | 7.9777e-06 | 4.971e-06 | 0.044646 | 0.044646 | 0.044646 | 0.98072 | -0.37041 | 0.98101 | -0.36472 | 12.2654
101 | 0.003933 | 0.00098549 | -0.0039329 | -0.00098553 | 1.5197e-07 | -4.5807e-08 | 0.0059729 | 0.0059729 | 0.0059729 | 0.97982 | -0.38819 | 0.97978 | -0.389 | 1.6409
102 | 0.011596 | 0.0029064 | -0.011595 | -0.0029055 | 1.8768e-06 | 9.9795e-07 | 0.017611 | 0.017611 | 0.017611 | 0.97982 | -0.38819 | 0.97964 | -0.39159 | 4.8382
103 | -0.030684 | -0.0076994 | 0.030703 | 0.007711 | 1.8555e-05 | 1.1587e-05 | 0.046546 | 0.046546 | 0.046546 | 0.98101 | -0.36472 | 0.98166 | -0.35205 | 12.7873
104 | 0.0026882 | 0.0006736 | -0.0026881 | -0.00067371 | 8.1681e-08 | -1.1229e-07 | 0.0040826 | 0.0040827 | 0.0040827 | 0.97978 | -0.389 | 0.97974 | -0.38964 | 1.1216
105 | 0.0077543 | 0.001943 | -0.0077541 | -0.0019429 | 1.3909e-07 | 5.5356e-08 | 0.011778 | 0.011778 | 0.011778 | 0.97964 | -0.39159 | 0.97962 | -0.39196 | 3.2357
106 | -0.032072 | -0.0080541 | 0.032074 | 0.0080552 | 1.6733e-06 | 1.047e-06 | 0.048621 | 0.048621 | 0.048621 | 0.98166 | -0.35205 | 0.98172 | -0.35095 | 13.3574
107 | -0.033535 | -0.0084214 | 0.033537 | 0.0084226 | 1.8409e-06 | 1.1542e-06 | 0.050836 | 0.050836 | 0.050836 | 0.98172 | -0.35095 | 0.98178 | -0.3498 | 13.9659
108 | -0.019005 | -0.0047653 | 0.019006 | 0.0047659 | 9.373e-07 | 5.6014e-07 | 0.028505 | 0.028505 | 0.028505 | 0.99216 | -0.14841 | 0.99221 | -0.14737 | 7.8309
109 | -0.02145 | -0.0053783 | 0.021458 | 0.005383 | 7.8016e-06 | 4.7333e-06 | 0.032169 | 0.032169 | 0.032169 | 0.99221 | -0.14737 | 0.99261 | -0.13974 | 8.8377
110 | 0.0038391 | 0.00096185 | -0.003839 | -0.00096187 | 6.9624e-08 | -2.4131e-08 | 0.0058324 | 0.0058324 | 0.0058324 | 0.97945 | -0.39547 | 0.97943 | -0.39585 | 1.6023
111 | 0.0026889 | 0.00067364 | -0.0026888 | -0.00067378 | 1.0258e-07 | -1.4063e-07 | 0.0040851 | 0.0040852 | 0.0040852 | 0.97943 | -0.39585 | 0.97939 | -0.39665 | 1.1223
112 | 0.0013658 | 0.00034219 | -0.0013658 | -0.0003423 | 1.5007e-08 | -1.0735e-07 | 0.0020751 | 0.0020751 | 0.0020751 | 0.97939 | -0.39665 | 0.97937 | -0.39689 | 0.57008
113 | -0.026291 | -0.0065903 | 0.0263 | 0.0065957 | 8.8437e-06 | 5.4789e-06 | 0.040216 | 0.040216 | 0.040216 | 0.9728 | -0.52318 | 0.97315 | -0.51612 | 11.0483
114 | 0.021413 | 0.0053677 | -0.021409 | -0.0053656 | 3.3956e-06 | 2.0684e-06 | 0.032754 | 0.032754 | 0.032754 | 0.9728 | -0.52318 | 0.97263 | -0.5265 | 8.9983
115 | 0.0068944 | 0.0017278 | -0.006894 | -0.0017277 | 4.0401e-07 | 1.3839e-07 | 0.010548 | 0.010548 | 0.010548 | 0.97263 | -0.5265 | 0.97256 | -0.52773 | 2.8977
116 | 0.002861 | 0.00071691 | -0.0028609 | -0.00071701 | 9.5599e-08 | -1.0391e-07 | 0.0043773 | 0.0043773 | 0.0043773 | 0.97256 | -0.52773 | 0.97253 | -0.52844 | 1.2026
117 | 0.0081413 | 0.0020405 | -0.0081406 | -0.0020402 | 7.3644e-07 | 3.1314e-07 | 0.012434 | 0.012434 | 0.012434 | 0.97431 | -0.49331 | 0.97421 | -0.49521 | 3.4159
118 | 0.22535 | 0.057955 | -0.2253 | -0.057919 | 5.7538e-05 | 3.6667e-05 | 0.3376 | 0.3376 | 0.3376 | 0.99482 | -0.097636 | 0.99454 | -0.10289 | 30.9162
119 | 0.22188 | 0.057061 | -0.22162 | -0.056898 | 0.00025632 | 0.00016332 | 0.33249 | 0.33249 | 0.33249 | 0.99454 | -0.10289 | 0.99328 | -0.12669 | 30.4475
120 | 0.022477 | 0.0056392 | -0.022474 | -0.0056378 | 2.3511e-06 | 1.4333e-06 | 0.033693 | 0.033693 | 0.033693 | 0.99272 | -0.13755 | 0.99261 | -0.13974 | 9.2563

## res_trafo
| p_hv_mw | q_hv_mvar | p_lv_mw | q_lv_mvar | pl_mw | ql_mvar | i_hv_ka | i_lv_ka | vm_hv_pu | va_hv_degree | vm_lv_pu | va_lv_degree | loading_percent
0 | -1.2729e-15 | -1.3162e-15 | 0.00165 | 1.2699e-07 | 0.00165 | 1.2699e-07 | 5.2857e-17 | 0.0023815 | 0.99998 | 149.9956 | 1 | 0 | 0.2619

## res_ext_grid
| p_mw | q_mvar
0 | 0.37393 | 0.096015

## res_load
| p_mw | q_mvar
0 | 0.0030576 | 0.0007663
1 | 0.0032138 | 0.00080546
2 | 0.0015637 | 0.0003919
3 | 0.0012644 | 0.00031689
4 | 0.0023099 | 0.00057892
5 | 0.001209 | 0.00030302
6 | 0.0028939 | 0.00072527
7 | 0.0014101 | 0.0003534
8 | 0.0016098 | 0.00040346
9 | 0.0056022 | 0.001404
10 | 0.0014187 | 0.00035557
11 | 0.0011912 | 0.00029854
12 | 0.0054925 | 0.0013766
13 | 0.0066281 | 0.0016612
14 | 0.0064604 | 0.0016191
15 | 0.0064593 | 0.0016189
16 | 0.0054764 | 0.0013725
17 | 0.0027845 | 0.00069786
18 | 0.0028031 | 0.00070252
19 | 0.003335 | 0.00083582
20 | 0.0034307 | 0.00085982
21 | 0.0029278 | 0.00073378
22 | 0.001694 | 0.00042457
23 | 0.001366 | 0.00034235
24 | 0.0016869 | 0.00042278
25 | 0.0013073 | 0.00032763
26 | 0.0043692 | 0.001095
27 | 0.0066745 | 0.0016728
28 | 0.0022363 | 0.00056048
29 | 0.00098397 | 0.00024661
30 | 0.0070344 | 0.001763
31 | 0.05336 | 0.013373
32 | 0.01403 | 0.0035162
33 | 0.0045689 | 0.0011451
34 | 0.0075223 | 0.0018853
35 | 0.0017868 | 0.00044782
36 | 0.0013213 | 0.00033114
37 | 0.00059288 | 0.00014859
38 | 0.00094781 | 0.00023754
39 | 0.001766 | 0.00044261
40 | 0.0016123 | 0.00040408
41 | 0.0015561 | 0.00039
42 | 0.00081309 | 0.00020378
43 | 0.0021614 | 0.00054169
44 | 0.0011999 | 0.00030071
45 | 0.00074056 | 0.0001856
46 | 0.00085386 | 0.000214
47 | 0.00074994 | 0.00018795
48 | 0.0021892 | 0.00054867
49 | 0.0024802 | 0.00062159
50 | 0.0017923 | 0.00044919
51 | 0.00092441 | 0.00023168
52 | 0.0054924 | 0.0013765
53 | 0.0019362 | 0.00048526
54 | 0.001499 | 0.00037568
55 | 0.001101 | 0.00027595
56 | 0.0026086 | 0.00065378
57 | 0.00074875 | 0.00018765
58 | 0.0016337 | 0.00040945
59 | 0.00081386 | 0.00020397
60 | 0.0018795 | 0.00047105
61 | 0.0029046 | 0.00072796
62 | 0.0010119 | 0.0002536
63 | 0.0065113 | 0.0016319
64 | 0.0029974 | 0.00075122
65 | 0.0012525 | 0.00031389
66 | 0.0012446 | 0.00031194
67 | 0.0038402 | 0.00096245
68 | 0.0013691 | 0.00034313
69 | 0.0026881 | 0.00067371
70 | 0.0011487 | 0.00028789
71 | 0.0014612 | 0.00036621
72 | 0.001668 | 0.00041805
73 | 0.0020289 | 0.0005085
74 | 0.0024436 | 0.00061241
75 | 0.0012092 | 0.00030305
76 | 0.0011501 | 0.00028823
77 | 0.0013231 | 0.00033159
78 | 0.0013658 | 0.0003423
79 | 0.0048783 | 0.0012226
80 | 0.014637 | 0.0036683
81 | 0.014515 | 0.0036378
82 | 0.004033 | 0.0010108
83 | 0.017699 | 0.0044359
84 | 0.0028609 | 0.00071701
85 | 0.0081406 | 0.0020402
86 | 0.002139 | 0.00053608
87 | 0.0034205 | 0.00085725
88 | 0.0020169 | 0.00050548
89 | 0.0070545 | 0.001768
90 | 0.013318 | 0.0033377
91 | 0.0043705 | 0.0010954
92 | 0.0013328 | 0.00033403
93 | 0.0010165 | 0.00025476
94 | 0.0056034 | 0.0014044

## dtypes
| element | column | dtype
0 | bus | name | object
1 | bus | vn_kv | float64
2 | bus | type | object
3 | bus | zone | object
4 | bus | in_service | bool
5 | load | name | object
6 | load | bus | uint32
7 | load | p_mw | float64
8 | load | q_mvar | float64
9 | load | const_z_percent | float64
10 | load | const_i_percent | float64
11 | load | sn_mva | float64
12 | load | scaling | float64
13 | load | in_service | bool
14 | load | type | object
15 | ext_grid | name | object
16 | ext_grid | bus | uint32
17 | ext_grid | vm_pu | float64
18 | ext_grid | va_degree | float64
19 | ext_grid | slack_weight | float64
20 | ext_grid | in_service | bool
21 | line | name | object
22 | line | std_type | object
23 | line | from_bus | uint32
24 | line | to_bus | uint32
25 | line | length_km | float64
26 | line | r_ohm_per_km | float64
27 | line | x_ohm_per_km | float64
28 | line | c_nf_per_km | float64
29 | line | g_us_per_km | float64
30 | line | max_i_ka | float64
31 | line | df | float64
32 | line | parallel | uint32
33 | line | type | object
34 | line | in_service | bool
35 | trafo | name | object
36 | trafo | std_type | object
37 | trafo | hv_bus | uint32
38 | trafo | lv_bus | uint32
39 | trafo | sn_mva | float64
40 | trafo | vn_hv_kv | float64
41 | trafo | vn_lv_kv | float64
42 | trafo | vk_percent | float64
43 | trafo | vkr_percent | float64
44 | trafo | pfe_kw | float64
45 | trafo | i0_percent | float64
46 | trafo | shift_degree | float64
47 | trafo | tap_side | object
48 | trafo | tap_neutral | int32
49 | trafo | tap_min | int32
50 | trafo | tap_max | int32
51 | trafo | tap_step_percent | float64
52 | trafo | tap_step_degree | float64
53 | trafo | tap_pos | int32
54 | trafo | tap_phase_shifter | bool
55 | trafo | parallel | uint32
56 | trafo | df | float64
57 | trafo | in_service | bool
58 | line_geodata | coords | object
59 | bus_geodata | x | float64
60 | bus_geodata | y | float64
61 | bus_geodata | coords | object
62 | res_bus | vm_pu | float64
63 | res_bus | va_degree | float64
64 | res_bus | p_mw | float64
65 | res_bus | q_mvar | float64
66 | res_line | p_from_mw | float64
67 | res_line | q_from_mvar | float64
68 | res_line | p_to_mw | float64
69 | res_line | q_to_mvar | float64
70 | res_line | pl_mw | float64
71 | res_line | ql_mvar | float64
72 | res_line | i_from_ka | float64
73 | res_line | i_to_ka | float64
74 | res_line | i_ka | float64
75 | res_line | vm_from_pu | float64
76 | res_line | va_from_degree | float64
77 | res_line | vm_to_pu | float64
78 | res_line | va_to_degree | float64
79 | res_line | loading_percent | float64
80 | res_trafo | p_hv_mw | float64
81 | res_trafo | q_hv_mvar | float64
82 | res_trafo | p_lv_mw | float64
83 | res_trafo | q_lv_mvar | float64
84 | res_trafo | pl_mw | float64
85 | res_trafo | ql_mvar | float64
86 | res_trafo | i_hv_ka | float64
87 | res_trafo | i_lv_ka | float64
88 | res_trafo | vm_hv_pu | float64
89 | res_trafo | va_hv_degree | float64
90 | res_trafo | vm_lv_pu | float64
91 | res_trafo | va_lv_degree | float64
92 | res_trafo | loading_percent | float64
93 | res_ext_grid | p_mw | float64
94 | res_ext_grid | q_mvar | float64
95 | res_load | p_mw | float64
96 | res_load | q_mvar | float64

## parameters
| version | format_version | converged | OPF_converged | name | f_hz | sn_mva
0 | 2.14.6 | 2.14.0 | TRUE | FALSE |  | 50 | 1