## bus
| name | vn_kv | type | zone | in_service
0 | bus_LV_261-63_0_6_node_0 | 0.4 | n |  | TRUE
1 | bus_LV_261-63_0_6_node_2 | 0.4 | n |  | TRUE
2 | bus_LV_261-63_0_6_node_31 | 0.4 | n |  | TRUE
3 | bus_LV_261-63_0_6_node_9 | 0.4 | n |  | TRUE
4 | bus_LV_261-63_0_6_node_4 | 0.4 | n |  | TRUE
5 | bus_LV_261-63_0_6_node_34 | 0.4 | n |  | TRUE
6 | bus_LV_261-63_0_6_node_136 | 0.4 | n |  | TRUE
7 | bus_LV_261-63_0_6_node_5 | 0.4 | n |  | TRUE
8 | bus_LV_261-63_0_6_node_8 | 0.4 | n |  | TRUE
9 | bus_LV_261-63_0_6_node_144 | 0.4 | n |  | TRUE
10 | bus_LV_261-63_0_6_node_6 | 0.4 | n |  | TRUE
11 | bus_LV_261-63_0_6_node_137 | 0.4 | n |  | TRUE
12 | bus_LV_261-63_0_6_node_24 | 0.4 | n |  | TRUE
13 | bus_LV_261-63_0_6_node_133 | 0.4 | n |  | TRUE
14 | bus_LV_261-63_0_6_node_14 | 0.4 | n |  | TRUE
15 | bus_LV_261-63_0_6_node_10 | 0.4 | n |  | TRUE
16 | bus_LV_261-63_0_6_node_91 | 0.4 | n |  | TRUE
17 | bus_LV_261-63_0_6_node_142 | 0.4 | n |  | TRUE
18 | bus_LV_261-63_0_6_node_12 | 0.4 | n |  | TRUE
19 | bus_LV_261-63_0_6_node_95 | 0.4 | n |  | TRUE
20 | bus_LV_261-63_0_6_node_93 | 0.4 | n |  | TRUE
21 | bus_LV_261-63_0_6_node_13 | 0.4 | n |  | TRUE
22 | bus_LV_261-63_0_6_node_102 | 0.4 | n |  | TRUE
23 | bus_LV_261-63_0_6_node_98 | 0.4 | n |  | TRUE
24 | bus_LV_261-63_0_6_node_30 | 0.4 | n |  | TRUE
25 | bus_LV_261-63_0_6_node_94 | 0.4 | n |  | TRUE
26 | bus_LV_261-63_0_6_node_16 | 0.4 | n |  | TRUE
27 | bus_LV_261-63_0_6_node_68 | 0.4 | n |  | TRUE
28 | bus_LV_261-63_0_6_node_67 | 0.4 | n |  | TRUE
29 | bus_LV_261-63_0_6_node_19 | 0.4 | n |  | TRUE
30 | bus_LV_261-63_0_6_node_20 | 0.4 | n |  | TRUE
31 | bus_LV_261-63_0_6_node_141 | 0.4 | n |  | TRUE
32 | bus_LV_261-63_0_6_node_120 | 0.4 | n |  | TRUE
33 | bus_LV_261-63_0_6_node_135 | 0.4 | n |  | TRUE
34 | bus_LV_261-63_0_6_node_21 | 0.4 | n |  | TRUE
35 | bus_LV_261-63_0_6_node_51 | 0.4 | n |  | TRUE
36 | bus_LV_261-63_0_6_node_84 | 0.4 | n |  | TRUE
37 | bus_LV_261-63_0_6_node_107 | 0.4 | n |  | TRUE
38 | bus_LV_261-63_0_6_node_22 | 0.4 | n |  | TRUE
39 | bus_LV_261-63_0_6_node_28 | 0.4 | n |  | TRUE
40 | bus_LV_261-63_0_6_node_146 | 0.4 | n |  | TRUE
41 | bus_LV_261-63_0_6_node_139 | 0.4 | n |  | TRUE
42 | bus_LV_261-63_0_6_node_131 | 0.4 | n |  | TRUE
43 | bus_LV_261-63_0_6_node_25 | 0.4 | n |  | TRUE
44 | bus_LV_261-63_0_6_node_33 | 0.4 | n |  | TRUE
45 | bus_LV_261-63_0_6_node_138 | 0.4 | n |  | TRUE
46 | bus_LV_261-63_0_6_node_26 | 0.4 | n |  | TRUE
47 | bus_LV_261-63_0_6_node_58 | 0.4 | n |  | TRUE
48 | bus_LV_261-63_0_6_node_119 | 0.4 | n |  | TRUE
49 | bus_LV_261-63_0_6_node_27 | 0.4 | n |  | TRUE
50 | bus_LV_261-63_0_6_node_117 | 0.4 | n |  | TRUE
51 | bus_LV_261-63_0_6_node_121 | 0.4 | n |  | TRUE
52 | bus_LV_261-63_0_6_node_125 | 0.4 | n |  | TRUE
53 | bus_LV_261-63_0_6_node_123 | 0.4 | n |  | TRUE
54 | bus_LV_261-63_0_6_node_32 | 0.4 | n |  | TRUE
55 | bus_LV_261-63_0_6_node_145 | 0.4 | n |  | TRUE
56 | bus_LV_261-63_0_6_node_143 | 0.4 | n |  | TRUE
57 | bus_LV_261-63_0_6_node_129 | 0.4 | n |  | TRUE
58 | bus_LV_261-63_0_6_node_147 | 0.4 | n |  | TRUE
59 | bus_LV_261-63_0_6_node_92 | 0.4 | n |  | TRUE
60 | bus_LV_261-63_0_6_node_96 | 0.4 | n |  | TRUE
61 | bus_LV_261-63_0_6_node_73 | 0.4 | n |  | TRUE
62 | bus_LV_261-63_0_6_node_71 | 0.4 | n |  | TRUE
63 | bus_LV_261-63_0_6_node_111 | 0.4 | n |  | TRUE
64 | bus_LV_261-63_0_6_node_69 | 0.4 | n |  | TRUE
65 | bus_LV_261-63_0_6_node_65 | 0.4 | n |  | TRUE
66 | bus_LV_261-63_0_6_node_53 | 0.4 | n |  | TRUE
67 | bus_LV_261-63_0_6_node_132 | 0.4 | n |  | TRUE
68 | bus_LV_261-63_0_6_node_130 | 0.4 | n |  | TRUE
69 | bus_LV_261-63_0_6_node_134 | 0.4 | n |  | TRUE
70 | bus_LV_261-63_0_6_node_140 | 0.4 | n |  | TRUE
71 | bus_LV_261-63_0_6_node_110 | 0.4 | n |  | TRUE
72 | bus_LV_261-63_0_6_node_49 | 0.4 | n |  | TRUE
73 | bus_LV_261-63_0_6_node_83 | 0.4 | n |  | TRUE
74 | bus_LV_261-63_0_6_node_109 | 0.4 | n |  | TRUE
75 | bus_LV_261-63_0_6_node_105 | 0.4 | n |  | TRUE
76 | bus_LV_261-63_0_6_node_97 | 0.4 | n |  | TRUE
77 | bus_LV_261-63_0_6_node_56 | 0.4 | n |  | TRUE
78 | bus_LV_261-63_0_6_node_115 | 0.4 | n |  | TRUE
79 | bus_LV_261-63_0_6_node_148 | 0.4 | n |  | TRUE
80 | bus_LV_261-63_0_6_node_124 | 0.4 | n |  | TRUE
81 | bus_LV_261-63_0_6_node_113 | 0.4 | n |  | TRUE
82 | bus_LV_261-63_0_6_node_112 | 0.4 | n |  | TRUE
83 | bus_LV_261-63_0_6_node_63 | 0.4 | n |  | TRUE
84 | bus_LV_261-63_0_6_node_61 | 0.4 | n |  | TRUE
85 | bus_LV_261-63_0_6_node_64 | 0.4 | n |  | TRUE
86 | bus_LV_261-63_0_6_node_76 | 0.4 | n |  | TRUE
87 | bus_LV_261-63_0_6_node_62 | 0.4 | n |  | TRUE
88 | bus_LV_261-63_0_6_node_66 | 0.4 | n |  | TRUE
89 | bus_LV_261-63_0_6_node_75 | 0.4 | n |  | TRUE
90 | bus_LV_261-63_0_6_node_35 | 0.4 | n |  | TRUE
91 | bus_LV_261-63_0_6_node_36 | 0.4 | n |  | TRUE
92 | bus_LV_261-63_0_6_node_37 | 0.4 | n |  | TRUE
93 | bus_LV_261-63_0_6_node_38 | 0.4 | n |  | TRUE
94 | bus_LV_261-63_0_6_node_82 | 0.4 | n |  | TRUE
95 | bus_LV_261-63_0_6_node_79 | 0.4 | n |  | TRUE
96 | bus_LV_261-63_0_6_node_114 | 0.4 | n |  | TRUE
97 | bus_LV_261-63_0_6_node_80 | 0.4 | n |  | TRUE
98 | bus_LV_261-63_0_6_node_39 | 0.4 | n |  | TRUE
99 | bus_LV_261-63_0_6_node_40 | 0.4 | n |  | TRUE
100 | bus_LV_261-63_0_6_node_41 | 0.4 | n |  | TRUE
101 | bus_LV_261-63_0_6_node_42 | 0.4 | n |  | TRUE
102 | bus_LV_261-63_0_6_node_77 | 0.4 | n |  | TRUE
103 | bus_LV_261-63_0_6_node_81 | 0.4 | n |  | TRUE
104 | bus_LV_261-63_0_6_node_78 | 0.4 | n |  | TRUE
105 | bus_LV_261-63_0_6_node_47 | 0.4 | n |  | TRUE
106 | bus_LV_261-63_0_6_node_43 | 0.4 | n |  | TRUE
107 | bus_LV_261-63_0_6_node_44 | 0.4 | n |  | TRUE
108 | bus_LV_261-63_0_6_node_45 | 0.4 | n |  | TRUE
109 | bus_LV_261-63_0_6_node_46 | 0.4 | n |  | TRUE
110 | bus_LV_261-63_0_6_node_48 | 0.4 | n |  | TRUE
111 | bus_LV_261-63_0_6_node_54 | 0.4 | n |  | TRUE
112 | bus_LV_261-63_0_6_node_103 | 0.4 | n |  | TRUE
113 | bus_LV_261-63_0_6_node_52 | 0.4 | n |  | TRUE
114 | bus_LV_261-63_0_6_node_104 | 0.4 | n |  | TRUE
115 | bus_LV_261-63_0_6_node_50 | 0.4 | n |  | TRUE
116 | bus_LV_261-63_0_6_node_55 | 0.4 | n |  | TRUE
117 | bus_LV_261-63_0_6_node_57 | 0.4 | n |  | TRUE
118 | bus_LV_261-63_0_6_node_59 | 0.4 | n |  | TRUE
119 | bus_LV_261-63_0_6_node_60 | 0.4 | n |  | TRUE
120 | bus_LV_261-63_0_6_node_88 | 0.4 | n |  | TRUE
121 | bus_LV_261-63_0_6_node_90 | 0.4 | n |  | TRUE
122 | bus_LV_261-63_0_6_node_74 | 0.4 | n |  | TRUE
123 | bus_LV_261-63_0_6_node_70 | 0.4 | n |  | TRUE
124 | bus_LV_261-63_0_6_node_72 | 0.4 | n |  | TRUE
125 | bus_LV_261-63_0_6_node_122 | 0.4 | n |  | TRUE
126 | bus_LV_261-63_0_6_node_87 | 0.4 | n |  | TRUE
127 | bus_LV_261-63_0_6_node_89 | 0.4 | n |  | TRUE
128 | bus_LV_261-63_0_6_node_100 | 0.4 | n |  | TRUE
129 | bus_LV_261-63_0_6_node_106 | 0.4 | n |  | TRUE
130 | bus_LV_261-63_0_6_node_116 | 0.4 | n |  | TRUE
131 | bus_LV_261-63_0_6_node_118 | 0.4 | n |  | TRUE
132 | bus_LV_261-63_0_6_node_126 | 0.4 | n |  | TRUE
133 | bus_LV_261-63_0_6_node_127 | 0.4 | n |  | TRUE
134 | bus_LV_261-63_0_6_node_128 | 0.4 | n |  | TRUE
135 | bus_MV_359_0_node_102 | 20 | n |  | TRUE

## load
| name | bus | p_mw | q_mvar | const_z_percent | const_i_percent | sn_mva | scaling | in_service | type
0 | LV_261-63_0_6_load_0 | 0 | 0.052084 | 0.013053 | 0 | 0 |  | 1 | TRUE | wye
1 | LV_261-63_0_6_load_31 | 2 | 0.012892 | 0.003231 | 0 | 0 |  | 1 | TRUE | wye
2 | LV_261-63_0_6_load_34 | 5 | 0.0056304 | 0.0014111 | 0 | 0 |  | 1 | TRUE | wye
3 | LV_261-63_0_6_load_136 | 6 | 0.0061521 | 0.0015419 | 0 | 0 |  | 1 | TRUE | wye
4 | LV_261-63_0_6_load_144 | 9 | 0.024506 | 0.0061418 | 0 | 0 |  | 1 | TRUE | wye
5 | LV_261-63_0_6_load_137 | 11 | 0.0050815 | 0.0012735 | 0 | 0 |  | 1 | TRUE | wye
6 | LV_261-63_0_6_load_133 | 13 | 0.0049303 | 0.0012357 | 0 | 0 |  | 1 | TRUE | wye
7 | LV_261-63_0_6_load_142 | 17 | 0.0042761 | 0.0010717 | 0 | 0 |  | 1 | TRUE | wye
8 | LV_261-63_0_6_load_93 | 20 | 0.0056995 | 0.0014284 | 0 | 0 |  | 1 | TRUE | wye
9 | LV_261-63_0_6_load_102 | 22 | 0.0058493 | 0.001466 | 0 | 0 |  | 1 | TRUE | wye
10 | LV_261-63_0_6_load_94 | 25 | 0.0043243 | 0.0010838 | 0 | 0 |  | 1 | TRUE | wye
11 | LV_261-63_0_6_load_67 | 28 | 0.0062072 | 0.0015557 | 0 | 0 |  | 1 | TRUE | wye
12 | LV_261-63_0_6_load_141 | 31 | 0.0080807 | 0.0020252 | 0 | 0 |  | 1 | TRUE | wye
13 | LV_261-63_0_6_load_135 | 33 | 0.0074889 | 0.0018769 | 0 | 0 |  | 1 | TRUE | wye
14 | LV_261-63_0_6_load_84 | 36 | 0.0029672 | 0.00074365 | 0 | 0 |  | 1 | TRUE | wye
15 | LV_261-63_0_6_load_146 | 40 | 0.056603 | 0.014186 | 0 | 0 |  | 1 | TRUE | wye
16 | LV_261-63_0_6_load_139 | 41 | 0.0035727 | 0.00089539 | 0 | 0 |  | 1 | TRUE | wye
17 | LV_261-63_0_6_load_131 | 42 | 0.0023055 | 0.00057782 | 0 | 0 |  | 1 | TRUE | wye
18 | LV_261-63_0_6_load_138 | 45 | 0.0050344 | 0.0012617 | 0 | 0 |  | 1 | TRUE | wye
19 | LV_261-63_0_6_load_119 | 48 | 0.0058816 | 0.0014741 | 0 | 0 |  | 1 | TRUE | wye
20 | LV_261-63_0_6_load_121 | 51 | 0.0049509 | 0.0012408 | 0 | 0 |  | 1 | TRUE | wye
21 | LV_261-63_0_6_load_123 | 53 | 0.0039007 | 0.00097762 | 0 | 0 |  | 1 | TRUE | wye
22 | LV_261-63_0_6_load_32 | 54 | 0.033026 | 0.008277 | 0 | 0 |  | 1 | TRUE | wye
23 | LV_261-63_0_6_load_145 | 55 | 0.041831 | 0.010484 | 0 | 0 |  | 1 | TRUE | wye
24 | LV_261-63_0_6_load_143 | 56 | 0.007694 | 0.0019283 | 0 | 0 |  | 1 | TRUE | wye
25 | LV_261-63_0_6_load_129 | 57 | 0.0022475 | 0.00056327 | 0 | 0 |  | 1 | TRUE | wye
26 | LV_261-63_0_6_load_147 | 58 | 0.011768 | 0.0029494 | 0 | 0 |  | 1 | TRUE | wye
27 | LV_261-63_0_6_load_96 | 60 | 0.005125 | 0.0012844 | 0 | 0 |  | 1 | TRUE | wye
28 | LV_261-63_0_6_load_73 | 61 | 0.0051337 | 0.0012866 | 0 | 0 |  | 1 | TRUE | wye
29 | LV_261-63_0_6_load_71 | 62 | 0.0040524 | 0.0010156 | 0 | 0 |  | 1 | TRUE | wye
30 | LV_261-63_0_6_load_111 | 63 | 0.0055689 | 0.0013957 | 0 | 0 |  | 1 | TRUE | wye
31 | LV_261-63_0_6_load_69 | 64 | 0.0032606 | 0.00081718 | 0 | 0 |  | 1 | TRUE | wye
32 | LV_261-63_0_6_load_65 | 65 | 0.0054463 | 0.001365 | 0 | 0 |  | 1 | TRUE | wye
33 | LV_261-63_0_6_load_53 | 66 | 0.0025006 | 0.00062671 | 0 | 0 |  | 1 | TRUE | wye
34 | LV_261-63_0_6_load_132 | 67 | 0.0036952 | 0.0009261 | 0 | 0 |  | 1 | TRUE | wye
35 | LV_261-63_0_6_load_130 | 68 | 0.0037805 | 0.00094747 | 0 | 0 |  | 1 | TRUE | wye
36 | LV_261-63_0_6_load_134 | 69 | 0.0050696 | 0.0012706 | 0 | 0 |  | 1 | TRUE | wye
37 | LV_261-63_0_6_load_140 | 70 | 0.0056224 | 0.0014091 | 0 | 0 |  | 1 | TRUE | wye
38 | LV_261-63_0_6_load_110 | 71 | 0.009484 | 0.0023769 | 0 | 0 |  | 1 | TRUE | wye
39 | LV_261-63_0_6_load_49 | 72 | 0.0029777 | 0.00074629 | 0 | 0 |  | 1 | TRUE | wye
40 | LV_261-63_0_6_load_83 | 73 | 0.0062396 | 0.0015638 | 0 | 0 |  | 1 | TRUE | wye
41 | LV_261-63_0_6_load_109 | 74 | 0.0017117 | 0.00042898 | 0 | 0 |  | 1 | TRUE | wye
42 | LV_261-63_0_6_load_105 | 75 | 0.0033605 | 0.00084222 | 0 | 0 |  | 1 | TRUE | wye
43 | LV_261-63_0_6_load_97 | 76 | 0.0050887 | 0.0012753 | 0 | 0 |  | 1 | TRUE | wye
44 | LV_261-63_0_6_load_56 | 77 | 0.0040491 | 0.0010148 | 0 | 0 |  | 1 | TRUE | wye
45 | LV_261-63_0_6_load_115 | 78 | 0.0050142 | 0.0012567 | 0 | 0 |  | 1 | TRUE | wye
46 | LV_261-63_0_6_load_148 | 79 | 0.0039482 | 0.0009895 | 0 | 0 |  | 1 | TRUE | wye
47 | LV_261-63_0_6_load_124 | 80 | 0.0039003 | 0.00097751 | 0 | 0 |  | 1 | TRUE | wye
48 | LV_261-63_0_6_load_113 | 81 | 0.0042887 | 0.0010749 | 0 | 0 |  | 1 | TRUE | wye
49 | LV_261-63_0_6_load_112 | 82 | 0.0055018 | 0.0013789 | 0 | 0 |  | 1 | TRUE | wye
50 | LV_261-63_0_6_load_61 | 84 | 0.0049423 | 0.0012387 | 0 | 0 |  | 1 | TRUE | wye
51 | LV_261-63_0_6_load_76 | 86 | 0.0059897 | 0.0015012 | 0 | 0 |  | 1 | TRUE | wye
52 | LV_261-63_0_6_load_62 | 87 | 0.0062064 | 0.0015555 | 0 | 0 |  | 1 | TRUE | wye
53 | LV_261-63_0_6_load_75 | 89 | 0.0059832 | 0.0014995 | 0 | 0 |  | 1 | TRUE | wye
54 | LV_261-63_0_6_load_35 | 90 | 0.0019122 | 0.00047925 | 0 | 0 |  | 1 | TRUE | wye
55 | LV_261-63_0_6_load_36 | 91 | 0.0015126 | 0.00037909 | 0 | 0 |  | 1 | TRUE | wye
56 | LV_261-63_0_6_load_37 | 92 | 0.0026087 | 0.00065379 | 0 | 0 |  | 1 | TRUE | wye
57 | LV_261-63_0_6_load_79 | 95 | 0.0018694 | 0.00046852 | 0 | 0 |  | 1 | TRUE | wye
58 | LV_261-63_0_6_load_114 | 96 | 0.0018694 | 0.00046852 | 0 | 0 |  | 1 | TRUE | wye
59 | LV_261-63_0_6_load_80 | 97 | 0.0019776 | 0.00049562 | 0 | 0 |  | 1 | TRUE | wye
60 | LV_261-63_0_6_load_39 | 98 | 0.0011847 | 0.0002969 | 0 | 0 |  | 1 | TRUE | wye
61 | LV_261-63_0_6_load_40 | 99 | 0.0015013 | 0.00037626 | 0 | 0 |  | 1 | TRUE | wye
62 | LV_261-63_0_6_load_41 | 100 | 0.0039351 | 0.00098623 | 0 | 0 |  | 1 | TRUE | wye
63 | LV_261-63_0_6_load_81 | 103 | 0.0013039 | 0.00032679 | 0 | 0 |  | 1 | TRUE | wye
64 | LV_261-63_0_6_load_78 | 104 | 0.0012584 | 0.00031539 | 0 | 0 |  | 1 | TRUE | wye
65 | LV_261-63_0_6_load_47 | 105 | 0.00225 | 0.00056389 | 0 | 0 |  | 1 | TRUE | wye
66 | LV_261-63_0_6_load_43 | 106 | 0.0021807 | 0.00054653 | 0 | 0 |  | 1 | TRUE | wye
67 | LV_261-63_0_6_load_44 | 107 | 0.0021807 | 0.00054653 | 0 | 0 |  | 1 | TRUE | wye
68 | LV_261-63_0_6_load_45 | 108 | 0.0023816 | 0.00059689 | 0 | 0 |  | 1 | TRUE | wye
69 | LV_261-63_0_6_load_46 | 109 | 0.0023336 | 0.00058485 | 0 | 0 |  | 1 | TRUE | wye
70 | LV_261-63_0_6_load_48 | 110 | 0.001271 | 0.00031855 | 0 | 0 |  | 1 | TRUE | wye
71 | LV_261-63_0_6_load_54 | 111 | 0.0022108 | 0.00055407 | 0 | 0 |  | 1 | TRUE | wye
72 | LV_261-63_0_6_load_103 | 112 | 0.0021228 | 0.00053203 | 0 | 0 |  | 1 | TRUE | wye
73 | LV_261-63_0_6_load_52 | 113 | 0.002209 | 0.00055363 | 0 | 0 |  | 1 | TRUE | wye
74 | LV_261-63_0_6_load_104 | 114 | 0.0072587 | 0.0018192 | 0 | 0 |  | 1 | TRUE | wye
75 | LV_261-63_0_6_load_50 | 115 | 0.0017092 | 0.00042836 | 0 | 0 |  | 1 | TRUE | wye
76 | LV_261-63_0_6_load_55 | 116 | 0.0040636 | 0.0010184 | 0 | 0 |  | 1 | TRUE | wye
77 | LV_261-63_0_6_load_59 | 118 | 0.007444 | 0.0018656 | 0 | 0 |  | 1 | TRUE | wye
78 | LV_261-63_0_6_load_90 | 121 | 0.0042921 | 0.0010757 | 0 | 0 |  | 1 | TRUE | wye
79 | LV_261-63_0_6_load_74 | 122 | 0.0048943 | 0.0012266 | 0 | 0 |  | 1 | TRUE | wye
80 | LV_261-63_0_6_load_70 | 123 | 0.0049021 | 0.0012286 | 0 | 0 |  | 1 | TRUE | wye
81 | LV_261-63_0_6_load_72 | 124 | 0.004902 | 0.0012285 | 0 | 0 |  | 1 | TRUE | wye
82 | LV_261-63_0_6_load_122 | 125 | 0.0012584 | 0.00031539 | 0 | 0 |  | 1 | TRUE | wye
83 | LV_261-63_0_6_load_87 | 126 | 0.004306 | 0.0010792 | 0 | 0 |  | 1 | TRUE | wye
84 | LV_261-63_0_6_load_100 | 128 | 0.0059661 | 0.0014952 | 0 | 0 |  | 1 | TRUE | wye
85 | LV_261-63_0_6_load_106 | 129 | 0.0037391 | 0.0009371 | 0 | 0 |  | 1 | TRUE | wye
86 | LV_261-63_0_6_load_118 | 131 | 0.0039794 | 0.00099733 | 0 | 0 |  | 1 | TRUE | wye
87 | LV_261-63_0_6_load_126 | 132 | 0.003056 | 0.00076589 | 0 | 0 |  | 1 | TRUE | wye
88 | LV_261-63_0_6_load_127 | 133 | 0.0015444 | 0.00038706 | 0 | 0 |  | 1 | TRUE | wye
89 | LV_261-63_0_6_load_128 | 134 | 0.0050381 | 0.0012627 | 0 | 0 |  | 1 | TRUE | wye

## ext_grid
| name | bus | vm_pu | va_degree | slack_weight | in_service
0 |  | 20 | 1 | 0 | 1 | TRUE

## line
| name | std_type | from_bus | to_bus | length_km | r_ohm_per_km | x_ohm_per_km | c_nf_per_km | g_us_per_km | max_i_ka | df | parallel | type | in_service
0 | LV_261-63_0_6_line_0 |  | 0 | 1 | 0.017697 | 0.125 | 0.08 | 261 | 0 | 0.364 | 1 | 1 | cs | TRUE
1 | LV_261-63_0_6_line_1 |  | 1 | 2 | 0.025844 | 0.125 | 0.08 | 261 | 0 | 0.364 | 1 | 1 | cs | TRUE
2 | LV_261-63_0_6_line_2 |  | 1 | 3 | 0.046475 | 0.125 | 0.08 | 261 | 0 | 0.364 | 1 | 1 | cs | TRUE
3 | LV_261-63_0_6_line_3 |  | 2 | 44 | 0.016151 | 0.125 | 0.08 | 261 | 0 | 0.364 | 1 | 1 | cs | TRUE
4 | LV_261-63_0_6_line_4 |  | 3 | 14 | 0.014518 | 0.125 | 0.08 | 261 | 0 | 0.364 | 1 | 1 | cs | TRUE
5 | LV_261-63_0_6_line_5 |  | 4 | 5 | 0.016029 | 0.125 | 0.08 | 261 | 0 | 0.364 | 1 | 1 | cs | TRUE
6 | LV_261-63_0_6_line_6 |  | 4 | 6 | 0.028311 | 0.125 | 0.08 | 261 | 0 | 0.364 | 1 | 1 | cs | TRUE
7 | LV_261-63_0_6_line_7 |  | 6 | 10 | 0.021348 | 0.125 | 0.08 | 261 | 0 | 0.364 | 1 | 1 | cs | TRUE
8 | LV_261-63_0_6_line_8 |  | 7 | 8 | 0.0056073 | 0.125 | 0.08 | 261 | 0 | 0.364 | 1 | 1 | cs | TRUE
9 | LV_261-63_0_6_line_9 |  | 7 | 9 | 0.046069 | 0.125 | 0.08 | 261 | 0 | 0.364 | 1 | 1 | cs | TRUE
10 | LV_261-63_0_6_line_10 |  | 8 | 12 | 0.038134 | 0.125 | 0.08 | 261 | 0 | 0.364 | 1 | 1 | cs | TRUE
11 | LV_261-63_0_6_line_11 |  | 8 | 13 | 0.017656 | 0.125 | 0.08 | 261 | 0 | 0.364 | 1 | 1 | cs | TRUE
12 | LV_261-63_0_6_line_12 |  | 9 | 55 | 0.024479 | 0.125 | 0.08 | 261 | 0 | 0.364 | 1 | 1 | cs | TRUE
13 | LV_261-63_0_6_line_13 |  | 10 | 11 | 0.010343 | 0.125 | 0.08 | 261 | 0 | 0.364 | 1 | 1 | cs | TRUE
14 | LV_261-63_0_6_line_14 |  | 11 | 45 | 0.015313 | 0.125 | 0.08 | 261 | 0 | 0.364 | 1 | 1 | cs | TRUE
15 | LV_261-63_0_6_line_15 |  | 12 | 41 | 0.0093378 | 0.125 | 0.08 | 261 | 0 | 0.364 | 1 | 1 | cs | TRUE
16 | LV_261-63_0_6_line_16 |  | 12 | 42 | 0.024973 | 0.125 | 0.08 | 261 | 0 | 0.364 | 1 | 1 | cs | TRUE
17 | LV_261-63_0_6_line_17 |  | 12 | 38 | 0.016584 | 0.125 | 0.08 | 261 | 0 | 0.364 | 1 | 1 | cs | TRUE
18 | LV_261-63_0_6_line_18 |  | 13 | 57 | 0.0023966 | 0.125 | 0.08 | 261 | 0 | 0.364 | 1 | 1 | cs | TRUE
19 | LV_261-63_0_6_line_19 |  | 14 | 24 | 0.025168 | 0.125 | 0.08 | 261 | 0 | 0.364 | 1 | 3 | cs | TRUE
20 | LV_261-63_0_6_line_20 |  | 14 | 25 | 0.014301 | 0.125 | 0.08 | 261 | 0 | 0.364 | 1 | 3 | cs | TRUE
21 | LV_261-63_0_6_line_21 |  | 15 | 16 | 0.003705 | 0.125 | 0.08 | 261 | 0 | 0.364 | 1 | 1 | cs | TRUE
22 | LV_261-63_0_6_line_22 |  | 15 | 17 | 0.015861 | 0.125 | 0.08 | 261 | 0 | 0.364 | 1 | 1 | cs | TRUE
23 | LV_261-63_0_6_line_23 |  | 16 | 22 | 0.011616 | 0.125 | 0.08 | 261 | 0 | 0.364 | 1 | 1 | cs | TRUE
24 | LV_261-63_0_6_line_24 |  | 18 | 19 | 0.009133 | 0.125 | 0.08 | 261 | 0 | 0.364 | 1 | 3 | cs | TRUE
25 | LV_261-63_0_6_line_25 |  | 18 | 20 | 0.017444 | 0.125 | 0.08 | 261 | 0 | 0.364 | 1 | 3 | cs | TRUE
26 | LV_261-63_0_6_line_26 |  | 19 | 52 | 0.021043 | 0.125 | 0.08 | 261 | 0 | 0.364 | 1 | 3 | cs | TRUE
27 | LV_261-63_0_6_line_27 |  | 19 | 58 | 0.001031 | 0.125 | 0.08 | 261 | 0 | 0.364 | 1 | 1 | cs | TRUE
28 | LV_261-63_0_6_line_28 |  | 20 | 25 | 0.025748 | 0.125 | 0.08 | 261 | 0 | 0.364 | 1 | 3 | cs | TRUE
29 | LV_261-63_0_6_line_29 |  | 21 | 22 | 0.024197 | 0.125 | 0.08 | 261 | 0 | 0.364 | 1 | 1 | cs | TRUE
30 | LV_261-63_0_6_line_30 |  | 21 | 23 | 0.011885 | 0.125 | 0.08 | 261 | 0 | 0.364 | 1 | 1 | cs | TRUE
31 | LV_261-63_0_6_line_31 |  | 22 | 59 | 0.017734 | 0.125 | 0.08 | 261 | 0 | 0.364 | 1 | 1 | cs | TRUE
32 | LV_261-63_0_6_line_32 |  | 23 | 60 | 0.019564 | 0.125 | 0.08 | 261 | 0 | 0.364 | 1 | 1 | cs | TRUE
33 | LV_261-63_0_6_line_33 |  | 24 | 48 | 0.021626 | 0.125 | 0.08 | 261 | 0 | 0.364 | 1 | 3 | cs | TRUE
34 | LV_261-63_0_6_line_34 |  | 26 | 27 | 0.003468 | 0.125 | 0.08 | 261 | 0 | 0.364 | 1 | 1 | cs | TRUE
35 | LV_261-63_0_6_line_35 |  | 26 | 28 | 0.027078 | 0.125 | 0.08 | 261 | 0 | 0.364 | 1 | 1 | cs | TRUE
36 | LV_261-63_0_6_line_36 |  | 27 | 63 | 0.030396 | 0.125 | 0.08 | 261 | 0 | 0.364 | 1 | 1 | cs | TRUE
37 | LV_261-63_0_6_line_37 |  | 27 | 29 | 0.006378 | 0.125 | 0.08 | 261 | 0 | 0.364 | 1 | 1 | cs | TRUE
38 | LV_261-63_0_6_line_38 |  | 28 | 66 | 0.026638 | 0.125 | 0.08 | 261 | 0 | 0.364 | 1 | 3 | cs | TRUE
39 | LV_261-63_0_6_line_39 |  | 29 | 30 | 0.0083015 | 0.125 | 0.08 | 261 | 0 | 0.364 | 1 | 1 | cs | TRUE
40 | LV_261-63_0_6_line_40 |  | 29 | 31 | 0.013592 | 0.125 | 0.08 | 261 | 0 | 0.364 | 1 | 1 | cs | TRUE
41 | LV_261-63_0_6_line_41 |  | 30 | 32 | 0.001226 | 0.125 | 0.08 | 261 | 0 | 0.364 | 1 | 1 | cs | TRUE
42 | LV_261-63_0_6_line_42 |  | 30 | 33 | 0.012898 | 0.125 | 0.08 | 261 | 0 | 0.364 | 1 | 1 | cs | TRUE
43 | LV_261-63_0_6_line_43 |  | 31 | 70 | 0.020695 | 0.125 | 0.08 | 261 | 0 | 0.364 | 1 | 1 | cs | TRUE
44 | LV_261-63_0_6_line_44 |  | 32 | 71 | 0.035701 | 0.125 | 0.08 | 261 | 0 | 0.364 | 1 | 1 | cs | TRUE
45 | LV_261-63_0_6_line_45 |  | 33 | 69 | 0.025181 | 0.125 | 0.08 | 261 | 0 | 0.364 | 1 | 1 | cs | TRUE
46 | LV_261-63_0_6_line_46 |  | 34 | 35 | 0.005067 | 0.125 | 0.08 | 261 | 0 | 0.364 | 1 | 1 | cs | TRUE
47 | LV_261-63_0_6_line_47 |  | 34 | 36 | 0.01388 | 0.125 | 0.08 | 261 | 0 | 0.364 | 1 | 1 | cs | TRUE
48 | LV_261-63_0_6_line_48 |  | 34 | 37 | 0.007322 | 0.125 | 0.08 | 261 | 0 | 0.364 | 1 | 1 | cs | TRUE
49 | LV_261-63_0_6_line_49 |  | 35 | 66 | 0.021767 | 0.125 | 0.08 | 261 | 0 | 0.364 | 1 | 3 | cs | TRUE
50 | LV_261-63_0_6_line_50 |  | 35 | 72 | 0.01329 | 0.125 | 0.08 | 261 | 0 | 0.364 | 1 | 3 | cs | TRUE
51 | LV_261-63_0_6_line_51 |  | 36 | 73 | 0.022853 | 0.125 | 0.08 | 261 | 0 | 0.364 | 1 | 1 | cs | TRUE
52 | LV_261-63_0_6_line_52 |  | 37 | 74 | 0.02953 | 0.125 | 0.08 | 261 | 0 | 0.364 | 1 | 1 | cs | TRUE
53 | LV_261-63_0_6_line_53 |  | 37 | 75 | 0.022072 | 0.125 | 0.08 | 261 | 0 | 0.364 | 1 | 1 | cs | TRUE
54 | LV_261-63_0_6_line_54 |  | 38 | 39 | 0.041274 | 0.125 | 0.08 | 261 | 0 | 0.364 | 1 | 2 | cs | TRUE
55 | LV_261-63_0_6_line_55 |  | 38 | 40 | 0.015681 | 0.125 | 0.08 | 261 | 0 | 0.364 | 1 | 1 | cs | TRUE
56 | LV_261-63_0_6_line_56 |  | 39 | 52 | 0.01761 | 0.125 | 0.08 | 261 | 0 | 0.364 | 1 | 3 | cs | TRUE
57 | LV_261-63_0_6_line_57 |  | 39 | 53 | 0.019652 | 0.125 | 0.08 | 261 | 0 | 0.364 | 1 | 1 | cs | TRUE
58 | LV_261-63_0_6_line_58 |  | 41 | 56 | 0.034452 | 0.125 | 0.08 | 261 | 0 | 0.364 | 1 | 1 | cs | TRUE
59 | LV_261-63_0_6_line_59 |  | 42 | 68 | 0.014316 | 0.125 | 0.08 | 261 | 0 | 0.364 | 1 | 1 | cs | TRUE
60 | LV_261-63_0_6_line_60 |  | 43 | 44 | 0.003968 | 0.125 | 0.08 | 261 | 0 | 0.364 | 1 | 1 | cs | TRUE
61 | LV_261-63_0_6_line_61 |  | 43 | 45 | 0.015099 | 0.125 | 0.08 | 261 | 0 | 0.364 | 1 | 1 | cs | TRUE
62 | LV_261-63_0_6_line_62 |  | 44 | 54 | 0.027044 | 0.125 | 0.08 | 261 | 0 | 0.364 | 1 | 1 | cs | TRUE
63 | LV_261-63_0_6_line_63 |  | 46 | 47 | 0.002233 | 0.125 | 0.08 | 261 | 0 | 0.364 | 1 | 3 | cs | TRUE
64 | LV_261-63_0_6_line_64 |  | 46 | 48 | 0.025174 | 0.125 | 0.08 | 261 | 0 | 0.364 | 1 | 3 | cs | TRUE
65 | LV_261-63_0_6_line_65 |  | 47 | 76 | 0.0074458 | 0.125 | 0.08 | 261 | 0 | 0.364 | 1 | 1 | cs | TRUE
66 | LV_261-63_0_6_line_66 |  | 47 | 77 | 0.016361 | 0.125 | 0.08 | 261 | 0 | 0.364 | 1 | 3 | cs | TRUE
67 | LV_261-63_0_6_line_67 |  | 49 | 50 | 0.008202 | 0.125 | 0.08 | 261 | 0 | 0.364 | 1 | 1 | cs | TRUE
68 | LV_261-63_0_6_line_68 |  | 49 | 51 | 0.036589 | 0.125 | 0.08 | 261 | 0 | 0.364 | 1 | 1 | cs | TRUE
69 | LV_261-63_0_6_line_69 |  | 50 | 78 | 0.0096633 | 0.125 | 0.08 | 261 | 0 | 0.364 | 1 | 1 | cs | TRUE
70 | LV_261-63_0_6_line_70 |  | 52 | 79 | 0.001053 | 0.125 | 0.08 | 261 | 0 | 0.364 | 1 | 1 | cs | TRUE
71 | LV_261-63_0_6_line_71 |  | 53 | 80 | 0.017815 | 0.125 | 0.08 | 261 | 0 | 0.364 | 1 | 1 | cs | TRUE
72 | LV_261-63_0_6_line_72 |  | 57 | 133 | 0.012504 | 0.125 | 0.08 | 261 | 0 | 0.364 | 1 | 1 | cs | TRUE
73 | LV_261-63_0_6_line_73 |  | 59 | 128 | 0.0010267 | 0.125 | 0.08 | 261 | 0 | 0.364 | 1 | 1 | cs | TRUE
74 | LV_261-63_0_6_line_74 |  | 59 | 127 | 0.007946 | 0.125 | 0.08 | 261 | 0 | 0.364 | 1 | 1 | cs | TRUE
75 | LV_261-63_0_6_line_75 |  | 60 | 76 | 0.015546 | 0.125 | 0.08 | 261 | 0 | 0.364 | 1 | 1 | cs | TRUE
76 | LV_261-63_0_6_line_76 |  | 61 | 62 | 0.021487 | 0.125 | 0.08 | 261 | 0 | 0.364 | 1 | 1 | cs | TRUE
77 | LV_261-63_0_6_line_77 |  | 62 | 123 | 0.033343 | 0.125 | 0.08 | 261 | 0 | 0.364 | 1 | 1 | cs | TRUE
78 | LV_261-63_0_6_line_78 |  | 63 | 122 | 0.029612 | 0.125 | 0.08 | 261 | 0 | 0.364 | 1 | 1 | cs | TRUE
79 | LV_261-63_0_6_line_79 |  | 64 | 65 | 0.011671 | 0.125 | 0.08 | 261 | 0 | 0.364 | 1 | 1 | cs | TRUE
80 | LV_261-63_0_6_line_80 |  | 65 | 83 | 0.029672 | 0.125 | 0.08 | 261 | 0 | 0.364 | 1 | 1 | cs | TRUE
81 | LV_261-63_0_6_line_81 |  | 67 | 68 | 0.01414 | 0.125 | 0.08 | 261 | 0 | 0.364 | 1 | 1 | cs | TRUE
82 | LV_261-63_0_6_line_82 |  | 72 | 115 | 0.016207 | 0.125 | 0.08 | 261 | 0 | 0.364 | 1 | 3 | cs | TRUE
83 | LV_261-63_0_6_line_83 |  | 75 | 129 | 0.049246 | 0.125 | 0.08 | 261 | 0 | 0.364 | 1 | 1 | cs | TRUE
84 | LV_261-63_0_6_line_84 |  | 77 | 116 | 0.01567 | 0.125 | 0.08 | 261 | 0 | 0.364 | 1 | 3 | cs | TRUE
85 | LV_261-63_0_6_line_85 |  | 78 | 130 | 0.015931 | 0.125 | 0.08 | 261 | 0 | 0.364 | 1 | 1 | cs | TRUE
86 | LV_261-63_0_6_line_86 |  | 80 | 131 | 0.0040447 | 0.125 | 0.08 | 261 | 0 | 0.364 | 1 | 1 | cs | TRUE
87 | LV_261-63_0_6_line_87 |  | 81 | 82 | 3.7952e-05 | 0.125 | 0.08 | 261 | 0 | 0.364 | 1 | 1 | cs | TRUE
88 | LV_261-63_0_6_line_88 |  | 82 | 94 | 0.032399 | 0.125 | 0.08 | 261 | 0 | 0.364 | 1 | 1 | cs | TRUE
89 | LV_261-63_0_6_line_89 |  | 83 | 84 | 0.016698 | 0.125 | 0.08 | 261 | 0 | 0.364 | 1 | 1 | cs | TRUE
90 | LV_261-63_0_6_line_90 |  | 84 | 87 | 0.032319 | 0.125 | 0.08 | 261 | 0 | 0.364 | 1 | 1 | cs | TRUE
91 | LV_261-63_0_6_line_91 |  | 85 | 86 | 0.022788 | 0.125 | 0.08 | 261 | 0 | 0.364 | 1 | 1 | cs | TRUE
92 | LV_261-63_0_6_line_92 |  | 85 | 87 | 0.013096 | 0.125 | 0.08 | 261 | 0 | 0.364 | 1 | 1 | cs | TRUE
93 | LV_261-63_0_6_line_93 |  | 86 | 88 | 0.013717 | 0.125 | 0.08 | 261 | 0 | 0.364 | 1 | 1 | cs | TRUE
94 | LV_261-63_0_6_line_94 |  | 88 | 89 | 0.022012 | 0.125 | 0.08 | 261 | 0 | 0.364 | 1 | 1 | cs | TRUE
95 | LV_261-63_0_6_line_95 |  | 89 | 119 | 0.024628 | 0.125 | 0.08 | 261 | 0 | 0.364 | 1 | 1 | cs | TRUE
96 | LV_261-63_0_6_line_96 |  | 90 | 91 | 0.0022424 | 0.125 | 0.08 | 261 | 0 | 0.364 | 1 | 1 | cs | TRUE
97 | LV_261-63_0_6_line_97 |  | 90 | 92 | 0.014315 | 0.125 | 0.08 | 261 | 0 | 0.364 | 1 | 1 | cs | TRUE
98 | LV_261-63_0_6_line_98 |  | 91 | 93 | 0.01397 | 0.125 | 0.08 | 261 | 0 | 0.364 | 1 | 1 | cs | TRUE
99 | LV_261-63_0_6_line_99 |  | 93 | 94 | 0.00879 | 0.125 | 0.08 | 261 | 0 | 0.364 | 1 | 3 | cs | TRUE
100 | LV_261-63_0_6_line_100 |  | 93 | 95 | 0.0088638 | 0.125 | 0.08 | 261 | 0 | 0.364 | 1 | 3 | cs | TRUE
101 | LV_261-63_0_6_line_101 |  | 94 | 96 | 0.022181 | 0.125 | 0.08 | 261 | 0 | 0.364 | 1 | 3 | cs | TRUE
102 | LV_261-63_0_6_line_102 |  | 95 | 97 | 0.0194 | 0.125 | 0.08 | 261 | 0 | 0.364 | 1 | 3 | cs | TRUE
103 | LV_261-63_0_6_line_103 |  | 96 | 121 | 0.0018439 | 0.125 | 0.08 | 261 | 0 | 0.364 | 1 | 3 | cs | TRUE
104 | LV_261-63_0_6_line_104 |  | 97 | 103 | 0.0074615 | 0.125 | 0.08 | 261 | 0 | 0.364 | 1 | 3 | cs | TRUE
105 | LV_261-63_0_6_line_105 |  | 98 | 99 | 0.022955 | 0.125 | 0.08 | 261 | 0 | 0.364 | 1 | 1 | cs | TRUE
106 | LV_261-63_0_6_line_106 |  | 98 | 100 | 0.009686 | 0.125 | 0.08 | 261 | 0 | 0.364 | 1 | 1 | cs | TRUE
107 | LV_261-63_0_6_line_107 |  | 99 | 101 | 0.012042 | 0.125 | 0.08 | 261 | 0 | 0.364 | 1 | 1 | cs | TRUE
108 | LV_261-63_0_6_line_108 |  | 101 | 102 | 0.001585 | 0.125 | 0.08 | 261 | 0 | 0.364 | 1 | 3 | cs | TRUE
109 | LV_261-63_0_6_line_109 |  | 101 | 103 | 0.013261 | 0.125 | 0.08 | 261 | 0 | 0.364 | 1 | 3 | cs | TRUE
110 | LV_261-63_0_6_line_110 |  | 102 | 104 | 0.018336 | 0.125 | 0.08 | 261 | 0 | 0.364 | 1 | 1 | cs | TRUE
111 | LV_261-63_0_6_line_111 |  | 102 | 105 | 0.03626 | 0.125 | 0.08 | 261 | 0 | 0.364 | 1 | 3 | cs | TRUE
112 | LV_261-63_0_6_line_112 |  | 104 | 125 | 0.0006208 | 0.125 | 0.08 | 261 | 0 | 0.364 | 1 | 1 | cs | TRUE
113 | LV_261-63_0_6_line_113 |  | 105 | 108 | 0.0073513 | 0.125 | 0.08 | 261 | 0 | 0.364 | 1 | 3 | cs | TRUE
114 | LV_261-63_0_6_line_114 |  | 106 | 107 | 0.007666 | 0.125 | 0.08 | 261 | 0 | 0.364 | 1 | 3 | cs | TRUE
115 | LV_261-63_0_6_line_115 |  | 106 | 108 | 0.019928 | 0.125 | 0.08 | 261 | 0 | 0.364 | 1 | 3 | cs | TRUE
116 | LV_261-63_0_6_line_116 |  | 107 | 109 | 0.0092415 | 0.125 | 0.08 | 261 | 0 | 0.364 | 1 | 3 | cs | TRUE
117 | LV_261-63_0_6_line_117 |  | 108 | 110 | 0.015716 | 0.125 | 0.08 | 261 | 0 | 0.364 | 1 | 1 | cs | TRUE
118 | LV_261-63_0_6_line_118 |  | 109 | 111 | 0.010127 | 0.125 | 0.08 | 261 | 0 | 0.364 | 1 | 3 | cs | TRUE
119 | LV_261-63_0_6_line_119 |  | 110 | 112 | 0.00016251 | 0.125 | 0.08 | 261 | 0 | 0.364 | 1 | 1 | cs | TRUE
120 | LV_261-63_0_6_line_120 |  | 111 | 113 | 0.007873 | 0.125 | 0.08 | 261 | 0 | 0.364 | 1 | 3 | cs | TRUE
121 | LV_261-63_0_6_line_121 |  | 112 | 114 | 0.02267 | 0.125 | 0.08 | 261 | 0 | 0.364 | 1 | 1 | cs | TRUE
122 | LV_261-63_0_6_line_122 |  | 113 | 115 | 0.0050553 | 0.125 | 0.08 | 261 | 0 | 0.364 | 1 | 3 | cs | TRUE
123 | LV_261-63_0_6_line_123 |  | 116 | 117 | 0.0078462 | 0.125 | 0.08 | 261 | 0 | 0.364 | 1 | 3 | cs | TRUE
124 | LV_261-63_0_6_line_124 |  | 117 | 118 | 0.022482 | 0.125 | 0.08 | 261 | 0 | 0.364 | 1 | 3 | cs | TRUE
125 | LV_261-63_0_6_line_125 |  | 117 | 119 | 0.01318 | 0.125 | 0.08 | 261 | 0 | 0.364 | 1 | 1 | cs | TRUE
126 | LV_261-63_0_6_line_126 |  | 118 | 120 | 0.022233 | 0.125 | 0.08 | 261 | 0 | 0.364 | 1 | 3 | cs | TRUE
127 | LV_261-63_0_6_line_127 |  | 120 | 121 | 0.014768 | 0.125 | 0.08 | 261 | 0 | 0.364 | 1 | 3 | cs | TRUE
128 | LV_261-63_0_6_line_128 |  | 122 | 124 | 0.030002 | 0.125 | 0.08 | 261 | 0 | 0.364 | 1 | 1 | cs | TRUE
129 | LV_261-63_0_6_line_129 |  | 123 | 124 | 0.017723 | 0.125 | 0.08 | 261 | 0 | 0.364 | 1 | 1 | cs | TRUE
130 | LV_261-63_0_6_line_130 |  | 126 | 127 | 0.014136 | 0.125 | 0.08 | 261 | 0 | 0.364 | 1 | 1 | cs | TRUE
131 | LV_261-63_0_6_line_131 |  | 130 | 131 | 0.0054541 | 0.125 | 0.08 | 261 | 0 | 0.364 | 1 | 1 | cs | TRUE
132 | LV_261-63_0_6_line_132 |  | 132 | 133 | 0.0043215 | 0.125 | 0.08 | 261 | 0 | 0.364 | 1 | 1 | cs | TRUE
133 | LV_261-63_0_6_line_133 |  | 132 | 134 | 0.013607 | 0.125 | 0.08 | 261 | 0 | 0.364 | 1 | 1 | cs | TRUE

## trafo
| name | std_type | hv_bus | lv_bus | sn_mva | vn_hv_kv | vn_lv_kv | vk_percent | vkr_percent | pfe_kw | i0_percent | shift_degree | tap_side | tap_neutral | tap_min | tap_max | tap_step_percent | tap_step_degree | tap_pos | tap_phase_shifter | parallel | df | in_service
0 | LV_261-63_0_6_trafo_93 | 0.63 MVA 20/0.4 kV | 135 | 20 | 0.63 | 20 | 0.4 | 6 | 1.206 | 1.65 | 0.2619 | 150 | hv | 0 | -2 | 2 | 2.5 | 0 | 0 | FALSE | 1 | 1 | TRUE

## line_geodata
| x0 | y0 | x1 | y1 | x2 | y2 | x3 | y3 | x4 | y4 | x5 | y5 | x6 | y6 | x7 | y7 | x8 | y8
0 | 2682293.3409 | 1244511.279 | 2682307.7633 | 1244521.5349
1 | 2682293.3409 | 1244511.279 | 2682286.5853 | 1244526.4853 | 2682281.6054 | 1244534.2269
2 | 2682293.3409 | 1244511.279 | 2682280.1656 | 1244502.779 | 2682278.6082 | 1244501.7345 | 2682292.25 | 1244480.9752 | 2682294.3916 | 1244477.5024
3 | 2682272.8677 | 1244547.8105 | 2682281.6054 | 1244534.2269
4 | 2682283.5185 | 1244468.6563 | 2682285.2879 | 1244468.5808 | 2682290.7531 | 1244473.9383 | 2682294.3916 | 1244477.5024
5 | 2682298.0206 | 1244604.2559 | 2682303.8301 | 1244589.3166
6 | 2682298.0206 | 1244604.2559 | 2682293.9655 | 1244602.3983 | 2682271.8904 | 1244593.3676
7 | 2682251.7532 | 1244586.457 | 2682259.6693 | 1244588.3681 | 2682271.8904 | 1244593.3676
8 | 2682379.4683 | 1244408.6886 | 2682381.3159 | 1244409.5148 | 2682379.9324 | 1244412.8202
9 | 2682379.9324 | 1244412.8202 | 2682362.1676 | 1244455.3267
10 | 2682351.4412 | 1244390.4863 | 2682349.4094 | 1244395.3061 | 2682379.4683 | 1244408.6886
11 | 2682379.4683 | 1244408.6886 | 2682386.2916 | 1244392.4042
12 | 2682352.7285 | 1244477.9121 | 2682362.1676 | 1244455.3267
13 | 2682251.7532 | 1244586.457 | 2682256.2316 | 1244577.1342
14 | 2682256.2316 | 1244577.1342 | 2682262.8622 | 1244563.3313
15 | 2682351.4412 | 1244390.4863 | 2682352.5853 | 1244391.9143 | 2682353.8426 | 1244392.7991 | 2682354.5479 | 1244393.1647 | 2682359.3358 | 1244395.1317
16 | 2682351.4412 | 1244390.4863 | 2682350.7993 | 1244389.3655 | 2682350.22 | 1244387.545 | 2682350.2425 | 1244385.9219 | 2682350.7775 | 1244383.8612 | 2682353.0281 | 1244378.533 | 2682357.43 | 1244367.942 | 2682357.696 | 1244367.2248
17 | 2682341.6514 | 1244402.1256 | 2682342.0164 | 1244401.419 | 2682342.9966 | 1244400.4986 | 2682343.8139 | 1244399.8762 | 2682345.0592 | 1244399.4487 | 2682346.3316 | 1244399.2551 | 2682347.8078 | 1244399.0755 | 2682349.4094 | 1244395.3061 | 2682351.4412 | 1244390.4863
18 | 2682386.2916 | 1244392.4042 | 2682387.2178 | 1244390.1938
19 | 2682268.6362 | 1244461.7116 | 2682277.8333 | 1244469.3446 | 2682282.4199 | 1244473.2111 | 2682285.2879 | 1244468.5808 | 2682283.5185 | 1244468.6563
20 | 2682283.5185 | 1244468.6563 | 2682284.3399 | 1244463.9198 | 2682288.7139 | 1244455.494
21 | 2682206.9104 | 1244562.3625 | 2682208.3062 | 1244565.7954
22 | 2682208.3062 | 1244565.7954 | 2682205.2119 | 1244566.5865 | 2682200.7486 | 1244568.5483 | 2682197.7324 | 1244571.3418 | 2682195.2674 | 1244574.0754
23 | 2682213.527 | 1244552.8028 | 2682206.9104 | 1244562.3625
24 | 2682301.2937 | 1244409.282 | 2682296.92 | 1244417.3049
25 | 2682296.92 | 1244417.3049 | 2682292.9658 | 1244423.9549 | 2682296.3527 | 1244433.0523
26 | 2682312.2672 | 1244391.31 | 2682301.2937 | 1244409.282
27 | 2682302.2636 | 1244409.6401 | 2682301.2937 | 1244409.282
28 | 2682296.3527 | 1244433.0523 | 2682298.7289 | 1244439.4349 | 2682290.0937 | 1244452.836 | 2682288.7139 | 1244455.494
29 | 2682229.4555 | 1244545.3292 | 2682221.415 | 1244557.8379 | 2682213.527 | 1244552.8028
30 | 2682219.4254 | 1244538.9077 | 2682229.4555 | 1244545.3292
31 | 2682198.5528 | 1244543.2328 | 2682213.527 | 1244552.8028
32 | 2682219.4254 | 1244538.9077 | 2682229.9485 | 1244522.4147
33 | 2682268.6362 | 1244461.7116 | 2682267.6743 | 1244464.0444 | 2682257.2951 | 1244480.0817
34 | 2682278.8005 | 1244267.3003 | 2682281.9351 | 1244265.7983
35 | 2682278.8005 | 1244267.3003 | 2682267.6095 | 1244274.7951 | 2682256.4053 | 1244282.5205
36 | 2682281.9351 | 1244265.7983 | 2682281.93 | 1244268.3445 | 2682281.9608 | 1244271.5695 | 2682282.0234 | 1244276.8631 | 2682282.1026 | 1244285.8596 | 2682281.742 | 1244296.1873
37 | 2682287.7754 | 1244263.1996 | 2682284.2024 | 1244264.7067 | 2682281.9351 | 1244265.7983
38 | 2682256.4053 | 1244282.5205 | 2682234.4748 | 1244297.642
39 | 2682285.7711 | 1244255.1437 | 2682286.3794 | 1244257.5984 | 2682287.0022 | 1244260.0977 | 2682287.7754 | 1244263.1996
40 | 2682287.7754 | 1244263.1996 | 2682290.3952 | 1244262.3019 | 2682296.632 | 1244261.0876 | 2682301.0881 | 1244260.755
41 | 2682284.5803 | 1244255.4497 | 2682285.7711 | 1244255.1437
42 | 2682285.7711 | 1244255.1437 | 2682289.0782 | 1244254.2779 | 2682294.4591 | 1244253.1961 | 2682298.4049 | 1244252.6005
43 | 2682321.7649 | 1244261.0874 | 2682304.2958 | 1244260.5157 | 2682301.0881 | 1244260.755
44 | 2682284.5803 | 1244255.4497 | 2682280.425 | 1244256.9821 | 2682277.209 | 1244258.3607 | 2682273.4338 | 1244260.2764 | 2682266.5853 | 1244264.7291 | 2682253.9735 | 1244273.5166
45 | 2682323.5647 | 1244252.6716 | 2682316.8243 | 1244252.4947 | 2682303.4966 | 1244252.2097 | 2682298.776 | 1244252.5444 | 2682298.4049 | 1244252.6005
46 | 2682216.7404 | 1244301.9764 | 2682215.3503 | 1244306.8496
47 | 2682216.7404 | 1244301.9764 | 2682211.2293 | 1244301.0104 | 2682206.7013 | 1244298.3569 | 2682204.2393 | 1244296.579
48 | 2682216.7404 | 1244301.9764 | 2682217.4357 | 1244299.2507 | 2682218.6522 | 1244294.9089
49 | 2682215.3503 | 1244306.8496 | 2682217.34 | 1244307.2441 | 2682218.7134 | 1244306.8517 | 2682223.1548 | 1244304.8451 | 2682227.0303 | 1244302.7751 | 2682234.4748 | 1244297.642
50 | 2682215.3503 | 1244306.8496 | 2682211.5452 | 1244319.5835
51 | 2682185.7122 | 1244283.2001 | 2682204.2393 | 1244296.579
52 | 2682218.6522 | 1244294.9089 | 2682212.109 | 1244294.7959 | 2682207.4775 | 1244293.0638 | 2682203.0041 | 1244290.8336 | 2682192.4475 | 1244283.1749
53 | 2682218.6522 | 1244294.9089 | 2682221.2538 | 1244288.2401 | 2682226.3879 | 1244274.9794 | 2682226.6804 | 1244274.3502
54 | 2682322.1947 | 1244378.4606 | 2682325.129 | 1244379.402 | 2682323.4436 | 1244383.2148 | 2682322.1711 | 1244386.1437 | 2682321.7518 | 1244386.9495 | 2682335.1707 | 1244393.1625 | 2682332.7265 | 1244397.743 | 2682337.9282 | 1244400.3059 | 2682341.6514 | 1244402.1256
55 | 2682341.6514 | 1244402.1256 | 2682336.1726 | 1244411.9011 | 2682333.8295 | 1244415.7129
56 | 2682322.1947 | 1244378.4606 | 2682319.8168 | 1244384.7989 | 2682316.7845 | 1244384.9236 | 2682312.2672 | 1244391.31
57 | 2682322.1947 | 1244378.4606 | 2682325.3331 | 1244371.2323 | 2682324.3208 | 1244369.0277 | 2682324.9515 | 1244365.5117 | 2682326.939 | 1244360.091
58 | 2682390.9587 | 1244408.7953 | 2682375.7077 | 1244401.9426 | 2682364.3244 | 1244397.1811 | 2682359.3358 | 1244395.1317
59 | 2682362.4168 | 1244353.7154 | 2682361.0653 | 1244358.1409 | 2682357.696 | 1244367.2248
60 | 2682272.8677 | 1244547.8105 | 2682269.3726 | 1244549.7079
61 | 2682269.3726 | 1244549.7079 | 2682264.6946 | 1244559.5168 | 2682262.8622 | 1244563.3313
62 | 2682272.8677 | 1244547.8105 | 2682283.1602 | 1244550.5664 | 2682289.9326 | 1244552.6618 | 2682298.0463 | 1244557.2065
63 | 2682243.6175 | 1244501.2157 | 2682242.3152 | 1244503.0323
64 | 2682243.6175 | 1244501.2157 | 2682257.2951 | 1244480.0817
65 | 2682242.3152 | 1244503.0323 | 2682238.3103 | 1244509.3092
66 | 2682242.3152 | 1244503.0323 | 2682239.7235 | 1244501.3618 | 2682237.5365 | 1244499.9416 | 2682234.9299 | 1244498.2598 | 2682232.3681 | 1244496.612 | 2682228.5689 | 1244494.1606
67 | 2682352.1555 | 1244323.8256 | 2682360.1309 | 1244325.8378
68 | 2682360.1309 | 1244325.8378 | 2682365.8551 | 1244301.6775 | 2682368.6839 | 1244290.2625
69 | 2682352.1555 | 1244323.8256 | 2682346.4243 | 1244322.3784 | 2682343.6614 | 1244321.6061 | 2682342.7862 | 1244321.4865
70 | 2682312.7834 | 1244392.229 | 2682312.2672 | 1244391.31
71 | 2682326.939 | 1244360.091 | 2682327.0567 | 1244359.7701 | 2682333.2539 | 1244343.4332
72 | 2682387.2178 | 1244390.1938 | 2682392.0502 | 1244378.6609
73 | 2682198.5528 | 1244543.2328 | 2682197.6877 | 1244542.68
74 | 2682198.5528 | 1244543.2328 | 2682194.3631 | 1244549.9908
75 | 2682229.9485 | 1244522.4147 | 2682238.3103 | 1244509.3092
76 | 2682259.5799 | 1244404.288 | 2682258.7739 | 1244407.2353 | 2682257.6983 | 1244411.7681 | 2682257.1973 | 1244415.197 | 2682256.9448 | 1244418.6849 | 2682256.838 | 1244422.5752 | 2682256.9095 | 1244425.0446 | 2682256.9382 | 1244425.4918
77 | 2682268.1945 | 1244372.0775 | 2682268.1866 | 1244372.107 | 2682263.7487 | 1244388.5685 | 2682259.7372 | 1244403.7128 | 2682259.5799 | 1244404.288
78 | 2682281.742 | 1244296.1873 | 2682281.6762 | 1244298.0737 | 2682281.1822 | 1244308.0741 | 2682280.4091 | 1244316.4027 | 2682279.3437 | 1244324.0157 | 2682279.0973 | 1244325.6571
79 | 2682274.0232 | 1244334.9705 | 2682274.612 | 1244332.2338 | 2682275.9011 | 1244323.4567
80 | 2682267.1075 | 1244363.8193 | 2682271.4371 | 1244346.9894 | 2682274.0232 | 1244334.9705
81 | 2682362.4168 | 1244353.7154 | 2682364.937 | 1244345.4632 | 2682366.4177 | 1244340.1545
82 | 2682206.9052 | 1244335.1118 | 2682211.5452 | 1244319.5835
83 | 2682226.6804 | 1244274.3502 | 2682239.7633 | 1244246.2105 | 2682249.5847 | 1244230.8714
84 | 2682215.3984 | 1244485.6697 | 2682221.215 | 1244489.4188 | 2682224.4958 | 1244491.5325 | 2682228.5689 | 1244494.1606
85 | 2682336.5593 | 1244334.5281 | 2682340.8553 | 1244321.2225 | 2682342.7862 | 1244321.4865
86 | 2682334.6657 | 1244339.6429 | 2682333.6148 | 1244342.4819 | 2682333.2539 | 1244343.4332
87 | 2682128.0653 | 1244510.3457 | 2682128.0395 | 1244510.3734
88 | 2682150.1543 | 1244486.6437 | 2682128.0653 | 1244510.3457
89 | 2682267.1075 | 1244363.8193 | 2682251.0338 | 1244359.2965
90 | 2682251.0338 | 1244359.2965 | 2682241.9185 | 1244356.7317 | 2682239.1874 | 1244366.7456 | 2682235.6706 | 1244378.7099
91 | 2682231.9775 | 1244391.2745 | 2682226.3591 | 1244413.3593
92 | 2682231.9775 | 1244391.2745 | 2682235.6706 | 1244378.7099
93 | 2682222.9772 | 1244426.6533 | 2682226.3591 | 1244413.3593
94 | 2682222.9772 | 1244426.6533 | 2682217.2981 | 1244447.9204
95 | 2682215.1883 | 1244470.0546 | 2682211.937 | 1244467.997 | 2682217.2981 | 1244447.9204
96 | 2682142.2815 | 1244470.7246 | 2682144.1381 | 1244471.982
97 | 2682130.4289 | 1244462.6977 | 2682142.2815 | 1244470.7246
98 | 2682155.7053 | 1244479.8156 | 2682144.1381 | 1244471.982
99 | 2682150.1543 | 1244486.6437 | 2682155.7053 | 1244479.8156
100 | 2682155.7053 | 1244479.8156 | 2682160.7375 | 1244472.5187
101 | 2682150.1543 | 1244486.6437 | 2682160.1591 | 1244497.6346 | 2682166.1611 | 1244501.8223
102 | 2682160.7375 | 1244472.5187 | 2682162.2299 | 1244470.3546 | 2682169.3628 | 1244455.1757 | 2682169.3628 | 1244455.1757
103 | 2682167.6733 | 1244502.8773 | 2682166.1611 | 1244501.8223
104 | 2682171.7493 | 1244448.1061 | 2682169.3628 | 1244455.1757
105 | 2682164.5025 | 1244431.9319 | 2682142.6039 | 1244425.05
106 | 2682145.0463 | 1244415.677 | 2682142.6039 | 1244425.05
107 | 2682175.9906 | 1244435.5421 | 2682164.5025 | 1244431.9319
108 | 2682176.45 | 1244434.0252 | 2682175.9906 | 1244435.5421
109 | 2682175.9906 | 1244435.5421 | 2682171.7493 | 1244448.1061
110 | 2682176.45 | 1244434.0252 | 2682189.9813 | 1244438.6715 | 2682193.8444 | 1244439.8175
111 | 2682176.45 | 1244434.0252 | 2682187.5663 | 1244399.5109
112 | 2682193.8444 | 1244439.8175 | 2682194.4396 | 1244439.994
113 | 2682189.82 | 1244392.5136 | 2682187.5663 | 1244399.5109
114 | 2682195.5021 | 1244373.413 | 2682197.6879 | 1244366.0653
115 | 2682189.82 | 1244392.5136 | 2682195.5021 | 1244373.413
116 | 2682197.6879 | 1244366.0653 | 2682200.3229 | 1244357.2075
117 | 2682189.82 | 1244392.5136 | 2682174.7167 | 1244388.1696
118 | 2682203.2105 | 1244347.5009 | 2682200.3229 | 1244357.2075
119 | 2682174.5605 | 1244388.1246 | 2682174.7167 | 1244388.1696
120 | 2682203.2105 | 1244347.5009 | 2682204.8414 | 1244342.0184 | 2682205.4578 | 1244339.9555
121 | 2682154.4151 | 1244378.7577 | 2682160.9824 | 1244384.2193 | 2682174.5605 | 1244388.1246
122 | 2682206.9052 | 1244335.1118 | 2682205.4578 | 1244339.9555
123 | 2682208.8035 | 1244481.4188 | 2682215.3984 | 1244485.6697
124 | 2682208.8035 | 1244481.4188 | 2682196.4062 | 1244500.194
125 | 2682208.8035 | 1244481.4188 | 2682208.946 | 1244479.8641 | 2682215.1883 | 1244470.0546
126 | 2682196.4062 | 1244500.194 | 2682193.3172 | 1244498.4166 | 2682179.7845 | 1244511.3275
127 | 2682179.7845 | 1244511.3275 | 2682167.6733 | 1244502.8773
128 | 2682279.0973 | 1244325.6571 | 2682278.2777 | 1244331.1172 | 2682276.9616 | 1244338.2819 | 2682275.6631 | 1244344.1682 | 2682272.7904 | 1244354.9605
129 | 2682268.1945 | 1244372.0775 | 2682272.729 | 1244355.191 | 2682272.7904 | 1244354.9605
130 | 2682194.3631 | 1244549.9908 | 2682183.5964 | 1244540.8305
131 | 2682336.5593 | 1244334.5281 | 2682334.6657 | 1244339.6429
132 | 2682393.7203 | 1244374.6751 | 2682392.0502 | 1244378.6609
133 | 2682398.9787 | 1244362.1257 | 2682393.7203 | 1244374.6751

## bus_geodata
| x | y | coords
0 | 2682307.7633 | 1244521.5349
1 | 2682293.3409 | 1244511.279
2 | 2682281.6054 | 1244534.2269
3 | 2682294.3916 | 1244477.5024
4 | 2682298.0206 | 1244604.2559
5 | 2682303.8301 | 1244589.3166
6 | 2682271.8904 | 1244593.3676
7 | 2682379.9324 | 1244412.8202
8 | 2682379.4683 | 1244408.6886
9 | 2682362.1676 | 1244455.3267
10 | 2682251.7532 | 1244586.457
11 | 2682256.2316 | 1244577.1342
12 | 2682351.4412 | 1244390.4863
13 | 2682386.2916 | 1244392.4042
14 | 2682283.5185 | 1244468.6563
15 | 2682208.3062 | 1244565.7954
16 | 2682206.9104 | 1244562.3625
17 | 2682195.2674 | 1244574.0754
18 | 2682296.92 | 1244417.3049
19 | 2682301.2937 | 1244409.282
20 | 2682296.3527 | 1244433.0523
21 | 2682229.4555 | 1244545.3292
22 | 2682213.527 | 1244552.8028
23 | 2682219.4254 | 1244538.9077
24 | 2682268.6362 | 1244461.7116
25 | 2682288.7139 | 1244455.494
26 | 2682278.8005 | 1244267.3003
27 | 2682281.9351 | 1244265.7983
28 | 2682256.4053 | 1244282.5205
29 | 2682287.7754 | 1244263.1996
30 | 2682285.7711 | 1244255.1437
31 | 2682301.0881 | 1244260.755
32 | 2682284.5803 | 1244255.4497
33 | 2682298.4049 | 1244252.6005
34 | 2682216.7404 | 1244301.9764
35 | 2682215.3503 | 1244306.8496
36 | 2682204.2393 | 1244296.579
37 | 2682218.6522 | 1244294.9089
38 | 2682341.6514 | 1244402.1256
39 | 2682322.1947 | 1244378.4606
40 | 2682333.8295 | 1244415.7129
41 | 2682359.3358 | 1244395.1317
42 | 2682357.696 | 1244367.2248
43 | 2682269.3726 | 1244549.7079
44 | 2682272.8677 | 1244547.8105
45 | 2682262.8622 | 1244563.3313
46 | 2682243.6175 | 1244501.2157
47 | 2682242.3152 | 1244503.0323
48 | 2682257.2951 | 1244480.0817
49 | 2682360.1309 | 1244325.8378
50 | 2682352.1555 | 1244323.8256
51 | 2682368.6839 | 1244290.2625
52 | 2682312.2672 | 1244391.31
53 | 2682326.939 | 1244360.091
54 | 2682298.0462 | 1244557.2065
55 | 2682352.7285 | 1244477.9121
56 | 2682390.9587 | 1244408.7953
57 | 2682387.2178 | 1244390.1938
58 | 2682302.2636 | 1244409.6401
59 | 2682198.5528 | 1244543.2328
60 | 2682229.9485 | 1244522.4147
61 | 2682256.9382 | 1244425.4918
62 | 2682259.5799 | 1244404.288
63 | 2682281.742 | 1244296.1873
64 | 2682275.9011 | 1244323.4567
65 | 2682274.0232 | 1244334.9705
66 | 2682234.4748 | 1244297.642
67 | 2682366.4177 | 1244340.1545
68 | 2682362.4168 | 1244353.7154
69 | 2682323.5647 | 1244252.6716
70 | 2682321.7649 | 1244261.0874
71 | 2682253.9735 | 1244273.5166
72 | 2682211.5452 | 1244319.5835
73 | 2682185.7122 | 1244283.2001
74 | 2682192.4475 | 1244283.1749
75 | 2682226.6804 | 1244274.3502
76 | 2682238.3103 | 1244509.3092
77 | 2682228.5689 | 1244494.1606
78 | 2682342.7862 | 1244321.4865
79 | 2682312.7834 | 1244392.229
80 | 2682333.2539 | 1244343.4332
81 | 2682128.0395 | 1244510.3734
82 | 2682128.0653 | 1244510.3457
83 | 2682267.1075 | 1244363.8193
84 | 2682251.0338 | 1244359.2965
85 | 2682231.9775 | 1244391.2745
86 | 2682226.3591 | 1244413.3593
87 | 2682235.6706 | 1244378.7099
88 | 2682222.9772 | 1244426.6533
89 | 2682217.2981 | 1244447.9204
90 | 2682142.2815 | 1244470.7246
91 | 2682144.1381 | 1244471.982
92 | 2682130.4289 | 1244462.6977
93 | 2682155.7053 | 1244479.8156
94 | 2682150.1543 | 1244486.6437
95 | 2682160.7375 | 1244472.5187
96 | 2682166.1611 | 1244501.8223
97 | 2682169.3628 | 1244455.1757
98 | 2682142.6039 | 1244425.05
99 | 2682164.5025 | 1244431.9319
100 | 2682145.0463 | 1244415.677
101 | 2682175.9906 | 1244435.5421
102 | 2682176.45 | 1244434.0252
103 | 2682171.7493 | 1244448.1061
104 | 2682193.8444 | 1244439.8175
105 | 2682187.5663 | 1244399.5109
106 | 2682195.5021 | 1244373.413
107 | 2682197.6879 | 1244366.0653
108 | 2682189.82 | 1244392.5136
109 | 2682200.3229 | 1244357.2075
110 | 2682174.7167 | 1244388.1696
111 | 2682203.2105 | 1244347.5009
112 | 2682174.5605 | 1244388.1246
113 | 2682205.4578 | 1244339.9555
114 | 2682154.4151 | 1244378.7577
115 | 2682206.9052 | 1244335.1118
116 | 2682215.3984 | 1244485.6697
117 | 2682208.8035 | 1244481.4188
118 | 2682196.4062 | 1244500.194
119 | 2682215.1883 | 1244470.0546
120 | 2682179.7845 | 1244511.3275
121 | 2682167.6733 | 1244502.8773
122 | 2682279.0973 | 1244325.6571
123 | 2682268.1945 | 1244372.0775
124 | 2682272.7904 | 1244354.9605
125 | 2682194.4396 | 1244439.994
126 | 2682183.5964 | 1244540.8305
127 | 2682194.3631 | 1244549.9908
128 | 2682197.6877 | 1244542.68
129 | 2682249.5847 | 1244230.8714
130 | 2682336.5593 | 1244334.5281
131 | 2682334.6657 | 1244339.6429
132 | 2682393.7203 | 1244374.6751
133 | 2682392.0502 | 1244378.6609
134 | 2682398.9787 | 1244362.1257
135 | 2682296.92 | 1244417.3049

## line_std_types
| c_nf_per_km | r_ohm_per_km | x_ohm_per_km | max_i_ka | type | q_mm2 | alpha | voltage_rating
NAYY 4x50 SE | 210 | 0.642 | 0.083 | 0.142 | cs | 50 | 0.00403 | LV
NAYY 4x120 SE | 264 | 0.225 | 0.08 | 0.242 | cs | 120 | 0.00403 | LV
NAYY 4x150 SE | 261 | 0.208 | 0.08 | 0.27 | cs | 150 | 0.00403 | LV
NA2XS2Y 1x95 RM/25 12/20 kV | 216 | 0.313 | 0.132 | 0.252 | cs | 95 | 0.00403 | MV
NA2XS2Y 1x185 RM/25 12/20 kV | 273 | 0.161 | 0.117 | 0.362 | cs | 185 | 0.00403 | MV
NA2XS2Y 1x240 RM/25 12/20 kV | 304 | 0.122 | 0.112 | 0.421 | cs | 240 | 0.00403 | MV
NA2XS2Y 1x95 RM/25 6/10 kV | 315 | 0.313 | 0.123 | 0.249 | cs | 95 | 0.00403 | MV
NA2XS2Y 1x185 RM/25 6/10 kV | 406 | 0.161 | 0.11 | 0.358 | cs | 185 | 0.00403 | MV
NA2XS2Y 1x240 RM/25 6/10 kV | 456 | 0.122 | 0.105 | 0.416 | cs | 240 | 0.00403 | MV
NA2XS2Y 1x150 RM/25 12/20 kV | 250 | 0.206 | 0.116 | 0.319 | cs | 150 | 0.00403 | MV
NA2XS2Y 1x120 RM/25 12/20 kV | 230 | 0.253 | 0.119 | 0.283 | cs | 120 | 0.00403 | MV
NA2XS2Y 1x70 RM/25 12/20 kV | 190 | 0.443 | 0.132 | 0.22 | cs | 70 | 0.00403 | MV
NA2XS2Y 1x150 RM/25 6/10 kV | 360 | 0.206 | 0.11 | 0.315 | cs | 150 | 0.00403 | MV
NA2XS2Y 1x120 RM/25 6/10 kV | 340 | 0.253 | 0.113 | 0.28 | cs | 120 | 0.00403 | MV
NA2XS2Y 1x70 RM/25 6/10 kV | 280 | 0.443 | 0.123 | 0.217 | cs | 70 | 0.00403 | MV
N2XS(FL)2Y 1x120 RM/35 64/110 kV | 112 | 0.153 | 0.166 | 0.366 | cs | 120 | 0.00393 | HV
N2XS(FL)2Y 1x185 RM/35 64/110 kV | 125 | 0.099 | 0.156 | 0.457 | cs | 185 | 0.00393 | HV
N2XS(FL)2Y 1x240 RM/35 64/110 kV | 135 | 0.075 | 0.149 | 0.526 | cs | 240 | 0.00393 | HV
N2XS(FL)2Y 1x300 RM/35 64/110 kV | 144 | 0.06 | 0.144 | 0.588 | cs | 300 | 0.00393 | HV
15-AL1/3-ST1A 0.4 | 11 | 1.8769 | 0.35 | 0.105 | ol | 16 | 0.00403 | LV
24-AL1/4-ST1A 0.4 | 11.25 | 1.2012 | 0.335 | 0.14 | ol | 24 | 0.00403 | LV
48-AL1/8-ST1A 0.4 | 12.2 | 0.5939 | 0.3 | 0.21 | ol | 48 | 0.00403 | LV
94-AL1/15-ST1A 0.4 | 13.2 | 0.306 | 0.29 | 0.35 | ol | 94 | 0.00403 | LV
34-AL1/6-ST1A 10.0 | 9.7 | 0.8342 | 0.36 | 0.17 | ol | 34 | 0.00403 | MV
48-AL1/8-ST1A 10.0 | 10.1 | 0.5939 | 0.35 | 0.21 | ol | 48 | 0.00403 | MV
70-AL1/11-ST1A 10.0 | 10.4 | 0.4132 | 0.339 | 0.29 | ol | 70 | 0.00403 | MV
94-AL1/15-ST1A 10.0 | 10.75 | 0.306 | 0.33 | 0.35 | ol | 94 | 0.00403 | MV
122-AL1/20-ST1A 10.0 | 11.1 | 0.2376 | 0.323 | 0.41 | ol | 122 | 0.00403 | MV
149-AL1/24-ST1A 10.0 | 11.25 | 0.194 | 0.315 | 0.47 | ol | 149 | 0.00403 | MV
34-AL1/6-ST1A 20.0 | 9.15 | 0.8342 | 0.382 | 0.17 | ol | 34 | 0.00403 | MV
48-AL1/8-ST1A 20.0 | 9.5 | 0.5939 | 0.372 | 0.21 | ol | 48 | 0.00403 | MV
70-AL1/11-ST1A 20.0 | 9.7 | 0.4132 | 0.36 | 0.29 | ol | 70 | 0.00403 | MV
94-AL1/15-ST1A 20.0 | 10 | 0.306 | 0.35 | 0.35 | ol | 94 | 0.00403 | MV
122-AL1/20-ST1A 20.0 | 10.3 | 0.2376 | 0.344 | 0.41 | ol | 122 | 0.00403 | MV
149-AL1/24-ST1A 20.0 | 10.5 | 0.194 | 0.337 | 0.47 | ol | 149 | 0.00403 | MV
184-AL1/30-ST1A 20.0 | 10.75 | 0.1571 | 0.33 | 0.535 | ol | 184 | 0.00403 | MV
243-AL1/39-ST1A 20.0 | 11 | 0.1188 | 0.32 | 0.645 | ol | 243 | 0.00403 | MV
48-AL1/8-ST1A 110.0 | 8 | 0.5939 | 0.46 | 0.21 | ol | 48 | 0.00403 | HV
70-AL1/11-ST1A 110.0 | 8.4 | 0.4132 | 0.45 | 0.29 | ol | 70 | 0.00403 | HV
94-AL1/15-ST1A 110.0 | 8.65 | 0.306 | 0.44 | 0.35 | ol | 94 | 0.00403 | HV
122-AL1/20-ST1A 110.0 | 8.5 | 0.2376 | 0.43 | 0.41 | ol | 122 | 0.00403 | HV
149-AL1/24-ST1A 110.0 | 8.75 | 0.194 | 0.41 | 0.47 | ol | 149 | 0.00403 | HV
184-AL1/30-ST1A 110.0 | 8.8 | 0.1571 | 0.4 | 0.535 | ol | 184 | 0.00403 | HV
243-AL1/39-ST1A 110.0 | 9 | 0.1188 | 0.39 | 0.645 | ol | 243 | 0.00403 | HV
305-AL1/39-ST1A 110.0 | 9.2 | 0.0949 | 0.38 | 0.74 | ol | 305 | 0.00403 | HV
490-AL1/64-ST1A 110.0 | 9.75 | 0.059 | 0.37 | 0.96 | ol | 490 | 0.00403 | HV
679-AL1/86-ST1A 110.0 | 9.95 | 0.042 | 0.36 | 1.15 | ol | 679 | 0.00403 | HV
490-AL1/64-ST1A 220.0 | 10 | 0.059 | 0.285 | 0.96 | ol | 490 | 0.00403 | HV
679-AL1/86-ST1A 220.0 | 11.7 | 0.042 | 0.275 | 1.15 | ol | 679 | 0.00403 | HV
490-AL1/64-ST1A 380.0 | 11 | 0.059 | 0.253 | 0.96 | ol | 490 | 0.00403 | HV
679-AL1/86-ST1A 380.0 | 14.6 | 0.042 | 0.25 | 1.15 | ol | 679 | 0.00403 | HV

## trafo_std_types
| i0_percent | pfe_kw | vkr_percent | sn_mva | vn_lv_kv | vn_hv_kv | vk_percent | shift_degree | vector_group | tap_side | tap_neutral | tap_min | tap_max | tap_step_degree | tap_step_percent | tap_phase_shifter
160 MVA 380/110 kV | 0.06 | 60 | 0.25 | 160 | 110 | 380 | 12.2 | 0 | Yy0 | hv | 0 | -9 | 9 | 0 | 1.5 | FALSE
100 MVA 220/110 kV | 0.06 | 55 | 0.26 | 100 | 110 | 220 | 12 | 0 | Yy0 | hv | 0 | -9 | 9 | 0 | 1.5 | FALSE
63 MVA 110/20 kV | 0.04 | 22 | 0.32 | 63 | 20 | 110 | 18 | 150 | YNd5 | hv | 0 | -9 | 9 | 0 | 1.5 | FALSE
40 MVA 110/20 kV | 0.05 | 18 | 0.34 | 40 | 20 | 110 | 16.2 | 150 | YNd5 | hv | 0 | -9 | 9 | 0 | 1.5 | FALSE
25 MVA 110/20 kV | 0.07 | 14 | 0.41 | 25 | 20 | 110 | 12 | 150 | YNd5 | hv | 0 | -9 | 9 | 0 | 1.5 | FALSE
63 MVA 110/10 kV | 0.04 | 22 | 0.32 | 63 | 10 | 110 | 18 | 150 | YNd5 | hv | 0 | -9 | 9 | 0 | 1.5 | FALSE
40 MVA 110/10 kV | 0.05 | 18 | 0.34 | 40 | 10 | 110 | 16.2 | 150 | YNd5 | hv | 0 | -9 | 9 | 0 | 1.5 | FALSE
25 MVA 110/10 kV | 0.07 | 14 | 0.41 | 25 | 10 | 110 | 12 | 150 | YNd5 | hv | 0 | -9 | 9 | 0 | 1.5 | FALSE
0.25 MVA 20/0.4 kV | 0.32 | 0.8 | 1.44 | 0.25 | 0.4 | 20 | 6 | 150 | Yzn5 | hv | 0 | -2 | 2 | 0 | 2.5 | FALSE
0.4 MVA 20/0.4 kV | 0.3375 | 1.35 | 1.425 | 0.4 | 0.4 | 20 | 6 | 150 | Dyn5 | hv | 0 | -2 | 2 | 0 | 2.5 | FALSE
0.63 MVA 20/0.4 kV | 0.2619 | 1.65 | 1.206 | 0.63 | 0.4 | 20 | 6 | 150 | Dyn5 | hv | 0 | -2 | 2 | 0 | 2.5 | FALSE
0.25 MVA 10/0.4 kV | 0.24 | 0.6 | 1.2 | 0.25 | 0.4 | 10 | 4 | 150 | Dyn5 | hv | 0 | -2 | 2 | 0 | 2.5 | FALSE
0.4 MVA 10/0.4 kV | 0.2375 | 0.95 | 1.325 | 0.4 | 0.4 | 10 | 4 | 150 | Dyn5 | hv | 0 | -2 | 2 | 0 | 2.5 | FALSE
0.63 MVA 10/0.4 kV | 0.1873 | 1.18 | 1.0794 | 0.63 | 0.4 | 10 | 4 | 150 | Dyn5 | hv | 0 | -2 | 2 | 0 | 2.5 | FALSE

## trafo3w_std_types
| sn_hv_mva | sn_mv_mva | sn_lv_mva | vn_hv_kv | vn_mv_kv | vn_lv_kv | vk_hv_percent | vk_mv_percent | vk_lv_percent | vkr_hv_percent | vkr_mv_percent | vkr_lv_percent | pfe_kw | i0_percent | shift_mv_degree | shift_lv_degree | vector_group | tap_side | tap_neutral | tap_min | tap_max | tap_step_percent
63/25/38 MVA 110/20/10 kV | 63 | 25 | 38 | 110 | 20 | 10 | 10.4 | 10.4 | 10.4 | 0.28 | 0.32 | 0.35 | 35 | 0.89 | 0 | 0 | YN0yn0yn0 | hv | 0 | -10 | 10 | 1.2
63/25/38 MVA 110/10/10 kV | 63 | 25 | 38 | 110 | 10 | 10 | 10.4 | 10.4 | 10.4 | 0.28 | 0.32 | 0.35 | 35 | 0.89 | 0 | 0 | YN0yn0yn0 | hv | 0 | -10 | 10 | 1.2

## fuse_std_types
| fuse_type | i_rated_a | t_avg | t_min | t_total | x_avg | x_min | x_total
HV 100A | HV 100A | 100 | 0 | [10.0, 3.64, 0.854, 0.281, 0.1, 0.0531, 0.022, 0.01] | [10.0, 4.267, 1.21, 0.403, 0.1, 0.058, 0.022, 0.01] | 0 | [300.0, 350.0, 450.0, 550.0, 700.0, 850.0, 1200.0, 1752.0] | [600.0, 700.0, 900.0, 1150.0, 1665.0, 2000.0, 3000.0, 4313.0]
HV 10A | HV 10A | 10 | 0 | [10.0, 1675.0, 0.344, 0.156, 0.1, 0.0417, 0.0171, 0.01] | [10.0, 1.3, 0.3, 0.155, 0.1, 0.0555, 0.023, 0.01] | 0 | [30.0, 32.0, 35.0, 37.0, 39.0, 50.0, 70.0, 88.0] | [60.0, 70.0, 80.0, 87.0, 94.0, 110.0, 150.0, 216.0]
HV 125A | HV 125A | 125 | 0 | [10.0, 1.82, 0.344, 0.1, 0.0467, 0.0269, 0.01] | [10.0, 2.478, 0.426, 0.1, 0.0427, 0.0211, 0.01] | 0 | [375.0, 500.0, 700.0, 925.0, 1200.0, 1500.0, 2341.0] | [750.0, 1000.0, 1500.0, 2200.0, 3000.0, 4000.0, 5765.0]
HV 160A | HV 160A | 160 | 0 | [10.0, 4.15, 1.03, 0.198, 0.1, 0.051, 0.0172, 0.01] | [10.0, 2.3, 0.734, 0.274, 0.1, 0.046, 0.0177, 0.01] | 0 | [480.0, 550.0, 700.0, 1000.0, 1260.0, 1600.0, 2500.0, 3227.0] | [960.0, 1300.0, 1700.0, 2200.0, 2996.0, 4000.0, 6000.0, 7946.0]
HV 16A | HV 16A | 16 | 0 | [10.0, 0.352, 0.164, 0.1, 0.0649, 0.0342, 0.01] | [10.0, 2.34, 0.722, 0.181, 0.1, 0.055, 0.0296, 0.01] | 0 | [48.0, 60.0, 65.0, 71.0, 80.0, 100.0, 162.0] | [96.0, 110.0, 125.0, 150.0, 168.0, 200.0, 250.0, 398.0]
HV 200A | HV 200A | 200 | 0 | [10.0, 4.267, 1.21, 0.403, 0.1, 0.058, 0.022, 0.01] | [10.0, 3.73, 1.654, 0.328, 0.1, 0.0531, 0.019, 0.01] | 0 | [600.0, 700.0, 900.0, 1150.0, 1665.0, 2000.0, 3000.0, 4313.0] | [1200.0, 1500.0, 1800.0, 2700.0, 3960.0, 5000.0, 7500.0, 10620.0]
HV 20A | HV 20A | 20 | 0 | [10.0, 1.3, 0.3, 0.155, 0.1, 0.0555, 0.023, 0.01] | [10.0, 1.3, 0.161, 0.1, 0.0611, 0.0399, 0.0141, 0.01] | 0 | [60.0, 70.0, 80.0, 87.0, 94.0, 110.0, 150.0, 216.0] | [120.0, 150.0, 200.0, 223.0, 260.0, 300.0, 450.0, 532.0]
HV 25A | HV 25A | 25 | 0 | [10.0, 2.512, 0.833, 0.299, 0.1, 0.0372, 0.0223, 0.01] | [10.0, 3.125, 0.597, 0.198, 0.1, 0.0378, 0.022, 0.01] | 0 | [75.0, 82.0, 90.0, 100.0, 124.0, 170.0, 200.0, 289.0] | [150.0, 170.0, 210.0, 250.0, 294.0, 400.0, 500.0, 711.0]
HV 31.5A | HV 31.5A | 31.5 | 0 | [10.0, 2.34, 0.722, 0.181, 0.1, 0.055, 0.0296, 0.01] | [10.0, 2.84, 0.368, 0.164, 0.1, 0.0621, 0.0378, 0.0195, 0.01] | 0 | [95.0, 110.0, 125.0, 150.0, 165.0, 200.0, 250.0, 390.0] | [189.0, 220.0, 300.0, 350.0, 393.0, 450.0, 530.0, 700.0, 960.0]
HV 40A | HV 40A | 40 | 0 | [10.0, 1.3, 0.161, 0.1, 0.0611, 0.0399, 0.0141, 0.01] | [10.0, 2.05, 0.369, 0.198, 0.1, 0.051, 0.0298, 0.01] | 0 | [120.0, 150.0, 200.0, 223.0, 260.0, 300.0, 450.0, 532.0] | [240.0, 300.0, 400.0, 450.0, 530.0, 650.0, 800.0, 1311.0]
HV 50A | HV 50A | 50 | 0 | [10.0, 3.215, 0.597, 0.198, 0.1, 0.0378, 0.022, 0.01] | [10.0, 3.64, 0.854, 0.281, 0.1, 0.0531, 0.022, 0.01] | 0 | [150.0, 170.0, 210.0, 250.0, 294.0, 400.0, 500.0, 711.0] | [300.0, 350.0, 450.0, 550.0, 700.0, 850.0, 1200.0, 1752.0]
HV 6.3A | HV 6.3A | 6.3 | 0 | [10.0, 1.39, 0.344, 0.168, 0.1, 0.056, 0.0263, 0.01] | [10.0, 1.711, 0.516, 0.198, 0.1, 0.0634, 0.0303, 0.01] | 0 | [19.0, 19.5, 20.4, 20.8, 22.0, 25.0, 32.0, 48.0] | [38.0, 40.0, 43.0, 48.0, 53.0, 60.0, 75.0, 118.0]
HV 63A | HV 63A | 63 | 0 | [10.0, 2.84, 0.368, 0.164, 0.1, 0.0621, 0.0378, 0.0195, 0.01] | [10.0, 1.82, 0.344, 0.1, 0.0467, 0.0269, 0.01] | 0 | [189.0, 220.0, 300.0, 350.0, 393.0, 450.0, 530.0, 700.0, 961.0] | [378.0, 500.0, 700.0, 934.0, 1200.0, 1500.0, 2366.0]
HV 80A | HV 80A | 80 | 0 | [10.0, 2.05, 0.369, 0.198, 0.1, 0.051, 0.0298, 0.01] | [10.0, 4.15, 1.03, 0.198, 0.1, 0.051, 0.0172, 0.01] | 0 | [240.0, 300.0, 400.0, 450.0, 530.0, 650.0, 800.0, 1311.0] | [480.0, 550.0, 700.0, 1000.0, 1260.0, 1600.0, 2500.0, 3227.0]
Siemens NH-1-100 | Siemens NH-1-100 | 100 | [5400.0, 2000.0, 400.0, 20.0, 1.0, 0.2, 0.012, 0.004] | 0 | 0 | [150.0, 190.0, 250.0, 430.0, 900.0, 1250.0, 2700.0, 3600.0] | 0 | 0
Siemens NH-1-125 | Siemens NH-1-125 | 125 | [4800.0, 120.0, 7.0, 0.1, 0.004] | 0 | 0 | [180.0, 400.0, 740.0, 2000.0, 4250.0] | 0 | 0
Siemens NH-1-16 | Siemens NH-1-16 | 16 | [4000.0, 400.0, 2.0, 0.1, 0.04, 0.01] | 0 | 0 | [26.0, 35.0, 75.0, 150.0, 200.0, 300.0] | 0 | 0
Siemens NH-1-160 | Siemens NH-1-160 | 160 | [4800.0, 120.0, 7.0, 0.1, 0.004] | 0 | 0 | [210.0, 500.0, 900.0, 2300.0, 5000.0] | 0 | 0
Siemens NH-1-25 | Siemens NH-1-25 | 25 | [4000.0, 1000.0, 10.0, 0.2, 0.02, 0.01] | 0 | 0 | [40.0, 50.0, 100.0, 210.0, 400.0, 500.0] | 0 | 0
Siemens NH-1-50 | Siemens NH-1-50 | 50 | [4000.0, 40.0, 4.0, 1.0, 0.02, 0.01] | 0 | 0 | [86.0, 200.0, 300.0, 400.0, 1000.0, 1280.0] | 0 | 0
Siemens NH-1-63 | Siemens NH-1-63 | 63 | [4000.0, 100.0, 10.0, 2.0, 0.04, 0.01] | 0 | 0 | [100.0, 200.0, 300.0, 400.0, 1000.0, 1500.0] | 0 | 0
Siemens NH-1-80 | Siemens NH-1-80 | 80 | [4800.0, 120.0, 7.0, 0.1, 0.01] | 0 | 0 | [150.58, 250.0, 450.0, 1150.0, 2470.0] | 0 | 0
Siemens NH-2-1000 | Siemens NH-2-1000 | 1000 | [4800.0, 120.0, 7.0, 0.1, 0.004] | 0 | 0 | [1900.0, 3500.0, 8400.0, 24000.0, 52000.0] | 0 | 0
Siemens NH-2-200 | Siemens NH-2-200 | 200 | [4800.0, 120.0, 7.0, 0.1, 0.004] | 0 | 0 | [280.0, 650.0, 1200.0, 3000.0, 7000.0] | 0 | 0
Siemens NH-2-224 | Siemens NH-2-224 | 224 | [4800.0, 120.0, 7.0, 0.2, 0.04, 0.004] | 0 | 0 | [400.0, 750.0, 1453.0, 3025.0, 4315.0, 7600.0] | 0 | 0
Siemens NH-2-250 | Siemens NH-2-250 | 250 | [4800.0, 120.0, 7.0, 0.1, 0.004] | 0 | 0 | [450.0, 800.0, 1650.0, 4000.0, 8500.0] | 0 | 0
Siemens NH-2-315 | Siemens NH-2-315 | 315 | [4800.0, 120.0, 7.0, 0.1, 0.004] | 0 | 0 | [550.0, 920.0, 1900.0, 5000.0, 11000.0] | 0 | 0
Siemens NH-2-355 | Siemens NH-2-355 | 355 | [4800.0, 120.0, 6.0, 0.1, 0.004] | 0 | 0 | [650.0, 1116.27, 2350.0, 5840.0, 12790.0] | 0 | 0
Siemens NH-2-400 | Siemens NH-2-400 | 400 | [4800.0, 120.0, 7.0, 0.1, 0.004] | 0 | 0 | [720.0, 1350.0, 2800.0, 6500.0, 15000.0] | 0 | 0
Siemens NH-2-425 | Siemens NH-2-425 | 425 | [4800.0, 120.0, 7.0, 0.1, 0.004] | 0 | 0 | [850.0, 1500.0, 3050.0, 7500.0, 16500.0] | 0 | 0
Siemens NH-2-630 | Siemens NH-2-630 | 630 | [4800.0, 120.0, 7.0, 0.1, 0.004] | 0 | 0 | [1200.0, 2000.0, 4800.0, 12000.0, 26000.0] | 0 | 0

## res_bus
| vm_pu | va_degree | p_mw | q_mvar
0 | 0.98792 | -0.23148 | 0.052084 | 0.013053
1 | 0.98876 | -0.21503 | 0 | 0
2 | 0.98715 | -0.24633 | 0.012892 | 0.003231
3 | 0.99389 | -0.11619 | 0 | 0
4 | 0.98522 | -0.28389 | 0 | 0
5 | 0.98514 | -0.28551 | 0.0056304 | 0.0014111
6 | 0.98537 | -0.28103 | 0.0061521 | 0.0015419
7 | 0.98831 | -0.22444 | 0 | 0
8 | 0.98866 | -0.2178 | 0 | 0
9 | 0.9855 | -0.27913 | 0.024506 | 0.0061418
10 | 0.9856 | -0.27651 | 0 | 0
11 | 0.98571 | -0.27433 | 0.0050815 | 0.0012735
12 | 0.99157 | -0.16142 | 0 | 0
13 | 0.98838 | -0.2231 | 0.0049303 | 0.0012357
14 | 0.99549 | -0.085527 | 0 | 0
15 | 0.98829 | -0.2235 | 0 | 0
16 | 0.9883 | -0.22322 | 0 | 0
17 | 0.98823 | -0.22471 | 0.0042761 | 0.0010717
18 | 0.99894 | -0.020117 | 0 | 0
19 | 0.99839 | -0.030666 | 0 | 0
20 | 1 | 0 | -0.57511 | -0.14672
21 | 0.9888 | -0.21353 | 0 | 0
22 | 0.98835 | -0.22233 | 0.0058493 | 0.001466
23 | 0.98903 | -0.20921 | 0 | 0
24 | 0.9936 | -0.12149 | 0 | 0
25 | 0.99709 | -0.05513 | 0.0043243 | 0.0010838
26 | 0.97365 | -0.50814 | 0 | 0
27 | 0.97344 | -0.51229 | 0 | 0
28 | 0.9753 | -0.47573 | 0.0062072 | 0.0015557
29 | 0.97323 | -0.51649 | 0 | 0
30 | 0.97306 | -0.51986 | 0 | 0
31 | 0.97305 | -0.51992 | 0.0080807 | 0.0020252
32 | 0.97305 | -0.52007 | 0 | 0
33 | 0.97291 | -0.52284 | 0.0074889 | 0.0018769
34 | 0.9763 | -0.45597 | 0 | 0
35 | 0.97639 | -0.4543 | 0 | 0
36 | 0.97619 | -0.45831 | 0.0029672 | 0.00074365
37 | 0.97624 | -0.45715 | 0 | 0
38 | 0.99316 | -0.13084 | 0 | 0
39 | 0.99621 | -0.072373 | 0 | 0
40 | 0.99235 | -0.14653 | 0.056603 | 0.014186
41 | 0.99148 | -0.16329 | 0.0035727 | 0.00089539
42 | 0.99135 | -0.16575 | 0.0023055 | 0.00057782
43 | 0.98625 | -0.26377 | 0 | 0
44 | 0.98633 | -0.26221 | 0 | 0
45 | 0.98595 | -0.26969 | 0.0050344 | 0.0012617
46 | 0.99013 | -0.18784 | 0 | 0
47 | 0.98996 | -0.19098 | 0 | 0
48 | 0.99197 | -0.15249 | 0.0058816 | 0.0014741
49 | 0.9952 | -0.09177 | 0 | 0
50 | 0.99524 | -0.091056 | 0 | 0
51 | 0.99504 | -0.094959 | 0.0049509 | 0.0012408
52 | 0.99719 | -0.05357 | 0 | 0
53 | 0.99582 | -0.079882 | 0.0039007 | 0.00097762
54 | 0.98551 | -0.27823 | 0.033026 | 0.008277
55 | 0.98456 | -0.29752 | 0.041831 | 0.010484
56 | 0.99124 | -0.16799 | 0.007694 | 0.0019283
57 | 0.98836 | -0.22361 | 0.0022475 | 0.00056327
58 | 0.99838 | -0.030879 | 0.011768 | 0.0029494
59 | 0.98818 | -0.22558 | 0 | 0
60 | 0.98939 | -0.2021 | 0.005125 | 0.0012844
61 | 0.97079 | -0.56466 | 0.0051337 | 0.0012866
62 | 0.97089 | -0.56262 | 0.0040524 | 0.0010156
63 | 0.97261 | -0.52878 | 0.0055689 | 0.0013957
64 | 0.98403 | -0.306 | 0.0032606 | 0.00081718
65 | 0.98406 | -0.30531 | 0.0054463 | 0.001365
66 | 0.97589 | -0.46411 | 0.0025006 | 0.00062671
67 | 0.99121 | -0.16858 | 0.0036952 | 0.0009261
68 | 0.99125 | -0.16765 | 0.0037805 | 0.00094747
69 | 0.97279 | -0.52519 | 0.0050696 | 0.0012706
70 | 0.97295 | -0.52206 | 0.0056224 | 0.0014091
71 | 0.97273 | -0.52631 | 0.009484 | 0.0023769
72 | 0.97677 | -0.44686 | 0.0029777 | 0.00074629
73 | 0.97605 | -0.46092 | 0.0062396 | 0.0015638
74 | 0.9762 | -0.45808 | 0.0017117 | 0.00042898
75 | 0.9761 | -0.46002 | 0.0033605 | 0.00084222
76 | 0.98976 | -0.19503 | 0.0050887 | 0.0012753
77 | 0.98892 | -0.21105 | 0.0040491 | 0.0010148
78 | 0.99528 | -0.090214 | 0.0050142 | 0.0012567
79 | 0.99719 | -0.053643 | 0.0039482 | 0.0009895
80 | 0.99553 | -0.085472 | 0.0039003 | 0.00097751
81 | 0.98303 | -0.32469 | 0.0042887 | 0.0010749
82 | 0.98303 | -0.32468 | 0.0055018 | 0.0013789
83 | 0.9843 | -0.30066 | 0 | 0
84 | 0.98443 | -0.29805 | 0.0049423 | 0.0012387
85 | 0.98508 | -0.28544 | 0 | 0
86 | 0.9855 | -0.27732 | 0.0059897 | 0.0015012
87 | 0.98484 | -0.29011 | 0.0062064 | 0.0015555
88 | 0.98582 | -0.27095 | 0 | 0
89 | 0.98635 | -0.26076 | 0.0059832 | 0.0014995
90 | 0.98285 | -0.32824 | 0.0019122 | 0.00047925
91 | 0.98286 | -0.32806 | 0.0015126 | 0.00037909
92 | 0.98282 | -0.32892 | 0.0026087 | 0.00065379
93 | 0.98294 | -0.32654 | 0 | 0
94 | 0.98333 | -0.31896 | 0 | 0
95 | 0.98256 | -0.33386 | 0.0018694 | 0.00046852
96 | 0.98438 | -0.29857 | 0.0018694 | 0.00046852
97 | 0.98174 | -0.34969 | 0.0019776 | 0.00049562
98 | 0.98071 | -0.36985 | 0.0011847 | 0.0002969
99 | 0.98082 | -0.36772 | 0.0015013 | 0.00037626
100 | 0.98067 | -0.37054 | 0.0039351 | 0.00098623
101 | 0.98089 | -0.36628 | 0 | 0
102 | 0.98083 | -0.36748 | 0 | 0
103 | 0.98144 | -0.3557 | 0.0013039 | 0.00032679
104 | 0.98079 | -0.36831 | 0.0012584 | 0.00031539
105 | 0.97945 | -0.39446 | 0.00225 | 0.00056389
106 | 0.9785 | -0.41286 | 0.0021807 | 0.00054653
107 | 0.97825 | -0.41777 | 0.0021807 | 0.00054653
108 | 0.97917 | -0.39984 | 0.0023816 | 0.00059689
109 | 0.97796 | -0.42357 | 0.0023336 | 0.00058485
110 | 0.97902 | -0.40288 | 0.001271 | 0.00031855
111 | 0.97764 | -0.42979 | 0.0022108 | 0.00055407
112 | 0.97901 | -0.40291 | 0.0021228 | 0.00053203
113 | 0.9774 | -0.43452 | 0.002209 | 0.00055363
114 | 0.97886 | -0.4059 | 0.0072587 | 0.0018192
115 | 0.97725 | -0.4375 | 0.0017092 | 0.00042836
116 | 0.98794 | -0.22994 | 0.0040636 | 0.0010184
117 | 0.98746 | -0.23922 | 0 | 0
118 | 0.98629 | -0.26158 | 0.007444 | 0.0018656
119 | 0.98707 | -0.24672 | 0 | 0
120 | 0.9852 | -0.28276 | 0 | 0
121 | 0.98447 | -0.29686 | 0.0042921 | 0.0010757
122 | 0.97194 | -0.54182 | 0.0048943 | 0.0012266
123 | 0.97118 | -0.55695 | 0.0049021 | 0.0012286
124 | 0.97141 | -0.55234 | 0.004902 | 0.0012285
125 | 0.98079 | -0.36833 | 0.0012584 | 0.00031539
126 | 0.9881 | -0.22728 | 0.004306 | 0.0010792
127 | 0.98815 | -0.22619 | 0 | 0
128 | 0.98818 | -0.22569 | 0.0059661 | 0.0014952
129 | 0.97593 | -0.46339 | 0.0037391 | 0.0009371
130 | 0.99543 | -0.08742 | 0 | 0
131 | 0.99548 | -0.086464 | 0.0039794 | 0.00099733
132 | 0.98822 | -0.22638 | 0.003056 | 0.00076589
133 | 0.98825 | -0.22576 | 0.0015444 | 0.00038706
134 | 0.98815 | -0.22761 | 0.0050381 | 0.0012627
135 | 0.99998 | 149.9956 | 0 | 0

## res_line
| p_from_mw | q_from_mvar | p_to_mw | q_to_mvar | pl_mw | ql_mvar | i_from_ka | i_to_ka | i_ka | vm_from_pu | va_from_degree | vm_to_pu | va_to_degree | loading_percent
0 | -0.052084 | -0.013053 | 0.052125 | 0.013079 | 4.0843e-05 | 2.5913e-05 | 0.07845 | 0.07845 | 0.07845 | 0.98792 | -0.23148 | 0.98876 | -0.21503 | 21.5521
1 | 0.068001 | 0.017112 | -0.067899 | -0.017048 | 0.00010155 | 6.4659e-05 | 0.10236 | 0.10236 | 0.10236 | 0.98876 | -0.21503 | 0.98715 | -0.24633 | 28.1211
2 | -0.12013 | -0.030192 | 0.1207 | 0.030556 | 0.00056977 | 0.00036405 | 0.18081 | 0.18081 | 0.18081 | 0.98876 | -0.21503 | 0.99389 | -0.11619 | 49.6731
3 | 0.055007 | 0.013817 | -0.054966 | -0.01379 | 4.1652e-05 | 2.6451e-05 | 0.082928 | 0.082928 | 0.082928 | 0.98715 | -0.24633 | 0.98633 | -0.26221 | 22.7824
4 | -0.1207 | -0.030556 | 0.12087 | 0.030669 | 0.00017798 | 0.00011372 | 0.18081 | 0.18081 | 0.18081 | 0.99389 | -0.11619 | 0.99549 | -0.085527 | 49.6731
5 | 0.0056309 | 0.0014112 | -0.0056304 | -0.0014111 | 4.3475e-07 | 7.4137e-08 | 0.0085045 | 0.0085046 | 0.0085046 | 0.98522 | -0.28389 | 0.98514 | -0.28551 | 2.3364
6 | -0.0056309 | -0.0014112 | 0.0056316 | 0.0014113 | 7.6786e-07 | 1.3085e-07 | 0.0085045 | 0.0085044 | 0.0085045 | 0.98522 | -0.28389 | 0.98537 | -0.28103 | 2.3364
7 | -0.011784 | -0.0029532 | 0.011786 | 0.0029545 | 2.5349e-06 | 1.3503e-06 | 0.017795 | 0.017795 | 0.017795 | 0.98537 | -0.28103 | 0.9856 | -0.27651 | 4.8887
8 | -0.066547 | -0.016759 | 0.066568 | 0.016773 | 2.1121e-05 | 1.3446e-05 | 0.10022 | 0.10022 | 0.10022 | 0.98831 | -0.22444 | 0.98866 | -0.2178 | 27.5337
9 | 0.066547 | 0.016759 | -0.066373 | -0.016649 | 0.00017353 | 0.00011047 | 0.10022 | 0.10022 | 0.10022 | 0.98831 | -0.22444 | 0.9855 | -0.27913 | 27.5337
10 | -0.08339 | -0.02099 | 0.083616 | 0.021134 | 0.00022538 | 0.00014375 | 0.12554 | 0.12554 | 0.12554 | 0.98866 | -0.2178 | 0.99157 | -0.16142 | 34.4896
11 | 0.016822 | 0.0042178 | -0.016818 | -0.0042153 | 4.2447e-06 | 2.4902e-06 | 0.02532 | 0.02532 | 0.02532 | 0.98866 | -0.2178 | 0.98838 | -0.2231 | 6.956
12 | 0.041867 | 0.010507 | -0.041831 | -0.010484 | 3.6689e-05 | 2.317e-05 | 0.063221 | 0.063221 | 0.063221 | 0.9855 | -0.27913 | 0.98456 | -0.29752 | 17.3684
13 | -0.011786 | -0.0029545 | 0.011787 | 0.0029552 | 1.2281e-06 | 6.5417e-07 | 0.017795 | 0.017795 | 0.017795 | 0.9856 | -0.27651 | 0.98571 | -0.27433 | 4.8886
14 | -0.016869 | -0.0042287 | 0.016873 | 0.0042309 | 3.7238e-06 | 2.188e-06 | 0.025465 | 0.025465 | 0.025465 | 0.98571 | -0.27433 | 0.98595 | -0.26969 | 6.996
15 | 0.011269 | 0.0028249 | -0.011268 | -0.0028244 | 1.0015e-06 | 5.2052e-07 | 0.016912 | 0.016912 | 0.016912 | 0.99157 | -0.16142 | 0.99148 | -0.16329 | 4.6461
16 | 0.0097841 | 0.0024525 | -0.009782 | -0.0024516 | 2.0189e-06 | 9.7003e-07 | 0.014683 | 0.014683 | 0.014683 | 0.99157 | -0.16142 | 0.99135 | -0.16575 | 4.0337
17 | -0.10467 | -0.026412 | 0.10482 | 0.02651 | 0.00015356 | 9.8063e-05 | 0.15714 | 0.15714 | 0.15714 | 0.99157 | -0.16142 | 0.99316 | -0.13084 | 43.1693
18 | 0.011888 | 0.0029796 | -0.011887 | -0.0029795 | 2.8787e-07 | 1.5352e-07 | 0.017897 | 0.017897 | 0.017897 | 0.98838 | -0.2231 | 0.98836 | -0.22361 | 4.9168
19 | 0.24666 | 0.063149 | -0.24623 | -0.062876 | 0.00042876 | 0.00027342 | 0.36917 | 0.36917 | 0.36917 | 0.99549 | -0.085527 | 0.9936 | -0.12149 | 33.8065
20 | -0.36753 | -0.093818 | 0.36807 | 0.094164 | 0.0005407 | 0.00034549 | 0.54998 | 0.54998 | 0.54998 | 0.99549 | -0.085527 | 0.99709 | -0.05513 | 50.3641
21 | -0.0042764 | -0.0010717 | 0.0042764 | 0.0010716 | 5.7599e-08 | -1.0613e-08 | 0.0064387 | 0.0064387 | 0.0064387 | 0.98829 | -0.2235 | 0.9883 | -0.22322 | 1.7689
22 | 0.0042764 | 0.0010717 | -0.0042761 | -0.0010717 | 2.4658e-07 | -4.5416e-08 | 0.0064387 | 0.0064387 | 0.0064387 | 0.98829 | -0.2235 | 0.98823 | -0.22471 | 1.7689
23 | -0.0042764 | -0.0010716 | 0.0042766 | 0.0010716 | 1.8058e-07 | -3.3284e-08 | 0.0064387 | 0.0064386 | 0.0064387 | 0.9883 | -0.22322 | 0.98835 | -0.22233 | 1.7689
24 | 0.19987 | 0.050711 | -0.19977 | -0.050646 | 0.00010135 | 6.4502e-05 | 0.29795 | 0.29795 | 0.29795 | 0.99894 | -0.020117 | 0.99839 | -0.030666 | 27.2846
25 | -0.19987 | -0.050711 | 0.20007 | 0.050834 | 0.00019357 | 0.0001232 | 0.29795 | 0.29795 | 0.29795 | 0.99894 | -0.020117 | 1 | 0 | 27.2846
26 | 0.188 | 0.047697 | -0.1878 | -0.047565 | 0.00020682 | 0.00013154 | 0.28041 | 0.28041 | 0.28041 | 0.99839 | -0.030666 | 0.99719 | -0.05357 | 25.6784
27 | 0.011768 | 0.0029494 | -0.011768 | -0.0029494 | 1.1894e-07 | 6.2639e-08 | 0.017539 | 0.017539 | 0.017539 | 0.99839 | -0.030666 | 0.99838 | -0.030879 | 4.8185
28 | 0.37339 | 0.095884 | -0.37239 | -0.095248 | 0.00099648 | 0.00063673 | 0.55643 | 0.55643 | 0.55643 | 1 | 0 | 0.99709 | -0.05513 | 50.9551
29 | 0.020409 | 0.0051179 | -0.0204 | -0.0051127 | 8.5594e-06 | 5.1678e-06 | 0.030713 | 0.030713 | 0.030713 | 0.9888 | -0.21353 | 0.98835 | -0.22233 | 8.4377
30 | -0.020409 | -0.0051179 | 0.020413 | 0.0051204 | 4.2042e-06 | 2.5382e-06 | 0.030713 | 0.030713 | 0.030713 | 0.9888 | -0.21353 | 0.98903 | -0.20921 | 8.4377
31 | 0.010274 | 0.0025752 | -0.010272 | -0.0025744 | 1.5912e-06 | 7.9113e-07 | 0.015468 | 0.015468 | 0.015468 | 0.98835 | -0.22233 | 0.98818 | -0.22558 | 4.2495
32 | -0.020413 | -0.0051204 | 0.02042 | 0.0051246 | 6.9205e-06 | 4.178e-06 | 0.030713 | 0.030713 | 0.030713 | 0.98903 | -0.20921 | 0.98939 | -0.2021 | 8.4377
33 | 0.24623 | 0.062876 | -0.24586 | -0.062641 | 0.00036842 | 0.00023495 | 0.36917 | 0.36917 | 0.36917 | 0.9936 | -0.12149 | 0.99197 | -0.15249 | 33.8065
34 | 0.065284 | 0.016391 | -0.065271 | -0.016383 | 1.2949e-05 | 8.2441e-06 | 0.099784 | 0.099784 | 0.099784 | 0.97365 | -0.50814 | 0.97344 | -0.51229 | 27.4131
35 | -0.065284 | -0.016391 | 0.065385 | 0.016456 | 0.0001011 | 6.4369e-05 | 0.099784 | 0.099783 | 0.099784 | 0.97365 | -0.50814 | 0.9753 | -0.47573 | 27.4131
36 | 0.029507 | 0.007414 | -0.029484 | -0.0073996 | 2.3197e-05 | 1.4468e-05 | 0.045112 | 0.045112 | 0.045112 | 0.97344 | -0.51229 | 0.97261 | -0.52878 | 12.3934
37 | 0.035764 | 0.0089691 | -0.035757 | -0.0089646 | 7.149e-06 | 4.4961e-06 | 0.054672 | 0.054672 | 0.054672 | 0.97344 | -0.51229 | 0.97323 | -0.51649 | 15.0198
38 | -0.071592 | -0.018011 | 0.071632 | 0.018036 | 3.9746e-05 | 2.4439e-05 | 0.10925 | 0.10925 | 0.10925 | 0.9753 | -0.47573 | 0.97589 | -0.46411 | 10.0049
39 | 0.022051 | 0.005529 | -0.022048 | -0.0055268 | 3.5388e-06 | 2.1617e-06 | 0.033716 | 0.033716 | 0.033716 | 0.97323 | -0.51649 | 0.97306 | -0.51986 | 9.2627
40 | 0.013706 | 0.0034357 | -0.013704 | -0.0034344 | 2.2383e-06 | 1.2636e-06 | 0.020956 | 0.020956 | 0.020956 | 0.97323 | -0.51649 | 0.97305 | -0.51992 | 5.7571
41 | 0.0094869 | 0.0023783 | -0.0094868 | -0.0023783 | 9.6766e-08 | 4.6701e-08 | 0.014508 | 0.014508 | 0.014508 | 0.97306 | -0.51986 | 0.97305 | -0.52007 | 3.9856
42 | 0.012561 | 0.0031485 | -0.012559 | -0.0031475 | 1.7845e-06 | 9.8192e-07 | 0.019208 | 0.019208 | 0.019208 | 0.97306 | -0.51986 | 0.97291 | -0.52284 | 5.2771
43 | 0.0056229 | 0.0014092 | -0.0056224 | -0.0014091 | 5.7381e-07 | 1.102e-07 | 0.0085987 | 0.0085988 | 0.0085988 | 0.97305 | -0.51992 | 0.97295 | -0.52206 | 2.3623
44 | 0.0094868 | 0.0023783 | -0.009484 | -0.0023769 | 2.8179e-06 | 1.3601e-06 | 0.014508 | 0.014508 | 0.014508 | 0.97305 | -0.52007 | 0.97273 | -0.52631 | 3.9857
45 | 0.0050701 | 0.0012706 | -0.0050696 | -0.0012706 | 5.6783e-07 | 5.0751e-08 | 0.0077545 | 0.0077546 | 0.0077546 | 0.97291 | -0.52284 | 0.97279 | -0.52519 | 2.1304
46 | -0.018022 | -0.0045165 | 0.018023 | 0.0045173 | 1.4336e-06 | 8.5413e-07 | 0.027468 | 0.027468 | 0.027468 | 0.9763 | -0.45597 | 0.97639 | -0.4543 | 7.5461
47 | 0.0092086 | 0.0023081 | -0.0092076 | -0.0023077 | 1.0253e-06 | 4.8267e-07 | 0.014035 | 0.014035 | 0.014035 | 0.9763 | -0.45597 | 0.97619 | -0.45831 | 3.8559
48 | 0.0088133 | 0.0022083 | -0.0088128 | -0.0022081 | 4.9542e-07 | 2.2551e-07 | 0.013432 | 0.013433 | 0.013433 | 0.9763 | -0.45597 | 0.97624 | -0.45715 | 3.6903
49 | 0.074168 | 0.018684 | -0.074133 | -0.018663 | 3.4783e-05 | 2.1445e-05 | 0.11307 | 0.11307 | 0.11307 | 0.97639 | -0.4543 | 0.97589 | -0.46411 | 10.354
50 | -0.092191 | -0.023201 | 0.092224 | 0.023222 | 3.281e-05 | 2.0499e-05 | 0.14053 | 0.14053 | 0.14053 | 0.97639 | -0.4543 | 0.97677 | -0.44686 | 12.8694
51 | 0.0062404 | 0.001564 | -0.0062396 | -0.0015638 | 7.7544e-07 | 2.1062e-07 | 0.0095123 | 0.0095124 | 0.0095124 | 0.97619 | -0.45831 | 0.97605 | -0.46092 | 2.6133
52 | 0.0017117 | 0.00042866 | -0.0017117 | -0.00042898 | 7.5377e-08 | -3.2096e-07 | 0.0026089 | 0.0026091 | 0.0026091 | 0.97624 | -0.45715 | 0.9762 | -0.45808 | 0.71678
53 | 0.0071011 | 0.0017794 | -0.0071001 | -0.0017791 | 9.6966e-07 | 3.4465e-07 | 0.010824 | 0.010824 | 0.010824 | 0.97624 | -0.45715 | 0.9761 | -0.46002 | 2.9735
54 | -0.16147 | -0.040723 | 0.16192 | 0.041012 | 0.00045326 | 0.00028902 | 0.24201 | 0.24201 | 0.24201 | 0.99316 | -0.13084 | 0.99621 | -0.072373 | 33.2433
55 | 0.056645 | 0.014213 | -0.056603 | -0.014186 | 4.236e-05 | 2.6908e-05 | 0.084875 | 0.084875 | 0.084875 | 0.99316 | -0.13084 | 0.99235 | -0.14653 | 23.3173
56 | -0.18368 | -0.04647 | 0.18385 | 0.046576 | 0.00016589 | 0.00010548 | 0.27452 | 0.27452 | 0.27452 | 0.99621 | -0.072373 | 0.99719 | -0.05357 | 25.139
57 | 0.021762 | 0.0054587 | -0.021754 | -0.005454 | 7.7871e-06 | 4.728e-06 | 0.032507 | 0.032507 | 0.032507 | 0.99621 | -0.072373 | 0.99582 | -0.079882 | 8.9304
58 | 0.0076957 | 0.001929 | -0.007694 | -0.0019283 | 1.7235e-06 | 6.5882e-07 | 0.01155 | 0.01155 | 0.01155 | 0.99148 | -0.16329 | 0.99124 | -0.16799 | 3.1731
59 | 0.0074765 | 0.0018737 | -0.0074758 | -0.0018735 | 6.7609e-07 | 2.4814e-07 | 0.011222 | 0.011222 | 0.011222 | 0.99135 | -0.16575 | 0.99125 | -0.16765 | 3.083
60 | -0.021913 | -0.0054964 | 0.021915 | 0.0054974 | 1.6267e-06 | 9.9042e-07 | 0.033063 | 0.033063 | 0.033063 | 0.98625 | -0.26377 | 0.98633 | -0.26221 | 9.0833
61 | 0.021913 | 0.0054964 | -0.021907 | -0.0054926 | 6.1898e-06 | 3.7688e-06 | 0.033063 | 0.033063 | 0.033063 | 0.98625 | -0.26377 | 0.98595 | -0.26969 | 9.0833
62 | 0.033051 | 0.0082928 | -0.033026 | -0.008277 | 2.5217e-05 | 1.5794e-05 | 0.049865 | 0.049865 | 0.049865 | 0.98633 | -0.26221 | 0.98551 | -0.27823 | 13.6992
63 | 0.23957 | 0.060906 | -0.23953 | -0.060883 | 3.6244e-05 | 2.311e-05 | 0.36034 | 0.36034 | 0.36034 | 0.99013 | -0.18784 | 0.98996 | -0.19098 | 32.9986
64 | -0.23957 | -0.060906 | 0.23998 | 0.061166 | 0.0004086 | 0.00026053 | 0.36034 | 0.36034 | 0.36034 | 0.99013 | -0.18784 | 0.99197 | -0.15249 | 32.9986
65 | 0.030648 | 0.0076934 | -0.030642 | -0.0076897 | 5.9265e-06 | 3.6973e-06 | 0.046071 | 0.046071 | 0.046071 | 0.98996 | -0.19098 | 0.98976 | -0.19503 | 12.6569
66 | 0.20888 | 0.053189 | -0.20868 | -0.053061 | 0.00020199 | 0.00012864 | 0.31427 | 0.31427 | 0.31427 | 0.98996 | -0.19098 | 0.98892 | -0.21105 | 28.7797
67 | -0.0049516 | -0.0012408 | 0.0049518 | 0.0012408 | 1.6859e-07 | 1.3189e-09 | 0.0074036 | 0.0074035 | 0.0074036 | 0.9952 | -0.09177 | 0.99524 | -0.091056 | 2.0339
68 | 0.0049516 | 0.0012408 | -0.0049509 | -0.0012408 | 7.5211e-07 | 5.9935e-09 | 0.0074036 | 0.0074037 | 0.0074037 | 0.9952 | -0.09177 | 0.99504 | -0.094959 | 2.034
69 | -0.0049518 | -0.0012408 | 0.004952 | 0.0012408 | 1.9862e-07 | 1.5423e-09 | 0.0074035 | 0.0074035 | 0.0074035 | 0.99524 | -0.091056 | 0.99528 | -0.090214 | 2.0339
70 | 0.0039482 | 0.0009895 | -0.0039482 | -0.0009895 | 1.3706e-08 | -4.9652e-09 | 0.0058915 | 0.0058915 | 0.0058915 | 0.99719 | -0.05357 | 0.99719 | -0.053643 | 1.6185
71 | 0.017853 | 0.0044764 | -0.017848 | -0.0044736 | 4.7546e-06 | 2.8112e-06 | 0.026678 | 0.026678 | 0.026678 | 0.99582 | -0.079882 | 0.99553 | -0.085472 | 7.3291
72 | 0.00964 | 0.0024162 | -0.009639 | -0.0024157 | 9.8774e-07 | 4.7192e-07 | 0.014513 | 0.014514 | 0.014514 | 0.98836 | -0.22361 | 0.98825 | -0.22576 | 3.9872
73 | 0.0059661 | 0.0014952 | -0.0059661 | -0.0014952 | 3.1074e-08 | 6.7343e-09 | 0.0089838 | 0.0089838 | 0.0089838 | 0.98818 | -0.22558 | 0.98818 | -0.22569 | 2.4681
74 | 0.0043063 | 0.0010791 | -0.0043062 | -0.0010791 | 1.2529e-07 | -2.1605e-08 | 0.0064845 | 0.0064845 | 0.0064845 | 0.98818 | -0.22558 | 0.98815 | -0.22619 | 1.7815
75 | -0.025545 | -0.0064091 | 0.025553 | 0.0064144 | 8.6055e-06 | 5.3078e-06 | 0.038421 | 0.038421 | 0.038421 | 0.98939 | -0.2021 | 0.98976 | -0.19503 | 10.5552
76 | -0.0051337 | -0.0012866 | 0.0051342 | 0.0012867 | 4.9891e-07 | 5.3612e-08 | 0.0078689 | 0.0078688 | 0.0078689 | 0.97079 | -0.56466 | 0.97089 | -0.56262 | 2.1618
77 | -0.0091866 | -0.0023023 | 0.0091891 | 0.0023035 | 2.4786e-06 | 1.1738e-06 | 0.01408 | 0.014079 | 0.01408 | 0.97089 | -0.56262 | 0.97118 | -0.55695 | 3.868
78 | 0.023915 | 0.0060039 | -0.0239 | -0.0059947 | 1.4868e-05 | 9.1485e-06 | 0.036592 | 0.036592 | 0.036592 | 0.97261 | -0.52878 | 0.97194 | -0.54182 | 10.0527
79 | -0.0032606 | -0.00081718 | 0.0032607 | 0.0008171 | 1.0639e-07 | -8.017e-08 | 0.0049306 | 0.0049305 | 0.0049306 | 0.98403 | -0.306 | 0.98406 | -0.30531 | 1.3546
80 | -0.008707 | -0.0021821 | 0.0087089 | 0.0021829 | 1.9287e-06 | 8.5734e-07 | 0.013166 | 0.013166 | 0.013166 | 0.98406 | -0.30531 | 0.9843 | -0.30066 | 3.617
81 | -0.0036952 | -0.0009261 | 0.0036954 | 0.00092602 | 1.6317e-07 | -7.7838e-08 | 0.0055473 | 0.0055472 | 0.0055473 | 0.99121 | -0.16858 | 0.99125 | -0.16765 | 1.524
82 | -0.095202 | -0.023968 | 0.095244 | 0.023995 | 4.2634e-05 | 2.6677e-05 | 0.14507 | 0.14507 | 0.14507 | 0.97677 | -0.44686 | 0.97725 | -0.4375 | 13.2848
83 | 0.0037397 | 0.00093686 | -0.0037391 | -0.0009371 | 6.0019e-07 | -2.3133e-07 | 0.0057008 | 0.005701 | 0.005701 | 0.9761 | -0.46002 | 0.97593 | -0.46339 | 1.5662
84 | 0.20463 | 0.052046 | -0.20445 | -0.051928 | 0.00018604 | 0.00011846 | 0.30818 | 0.30818 | 0.30818 | 0.98892 | -0.21105 | 0.98794 | -0.22994 | 28.2218
85 | -0.0099662 | -0.0024975 | 0.0099675 | 0.0024981 | 1.3263e-06 | 6.4176e-07 | 0.0149 | 0.0149 | 0.0149 | 0.99528 | -0.090214 | 0.99543 | -0.08742 | 4.0934
86 | 0.013948 | 0.0034961 | -0.013947 | -0.0034957 | 6.5925e-07 | 3.6933e-07 | 0.020848 | 0.020848 | 0.020848 | 0.99553 | -0.085472 | 0.99548 | -0.086464 | 5.7275
87 | -0.0042887 | -0.0010749 | 0.0042887 | 0.0010749 | 5.9706e-10 | -9.7135e-11 | 0.0064918 | 0.0064918 | 0.0064918 | 0.98303 | -0.32469 | 0.98303 | -0.32468 | 1.7835
88 | -0.0097906 | -0.0024537 | 0.0097932 | 0.002455 | 2.6684e-06 | 1.2969e-06 | 0.01482 | 0.01482 | 0.01482 | 0.98303 | -0.32468 | 0.98333 | -0.31896 | 4.0714
89 | -0.0087089 | -0.0021829 | 0.00871 | 0.0021834 | 1.0854e-06 | 4.8238e-07 | 0.013166 | 0.013166 | 0.013166 | 0.9843 | -0.30066 | 0.98443 | -0.29805 | 3.617
90 | -0.013652 | -0.0034221 | 0.013657 | 0.003425 | 5.1612e-06 | 2.8921e-06 | 0.020636 | 0.020636 | 0.020636 | 0.98443 | -0.29805 | 0.98484 | -0.29011 | 5.6693
91 | -0.019868 | -0.0049831 | 0.019876 | 0.0049877 | 7.6978e-06 | 4.6364e-06 | 0.030013 | 0.030013 | 0.030013 | 0.98508 | -0.28544 | 0.9855 | -0.27732 | 8.2454
92 | 0.019868 | 0.0049831 | -0.019864 | -0.0049804 | 4.4239e-06 | 2.6646e-06 | 0.030013 | 0.030013 | 0.030013 | 0.98508 | -0.28544 | 0.98484 | -0.29011 | 8.2454
93 | -0.025866 | -0.0064889 | 0.025873 | 0.0064937 | 7.847e-06 | 4.8472e-06 | 0.039057 | 0.039057 | 0.039057 | 0.9855 | -0.27732 | 0.98582 | -0.27095 | 10.73
94 | -0.025873 | -0.0064937 | 0.025886 | 0.0065015 | 1.2592e-05 | 7.7781e-06 | 0.039057 | 0.039057 | 0.039057 | 0.98582 | -0.27095 | 0.98635 | -0.26076 | 10.73
95 | -0.031869 | -0.008001 | 0.031891 | 0.0080144 | 2.1352e-05 | 1.3351e-05 | 0.048083 | 0.048083 | 0.048083 | 0.98635 | -0.26076 | 0.98707 | -0.24672 | 13.2097
96 | -0.004521 | -0.0011329 | 0.004521 | 0.0011329 | 3.9394e-08 | -3.2058e-09 | 0.0068446 | 0.0068446 | 0.0068446 | 0.98285 | -0.32824 | 0.98286 | -0.32806 | 1.8804
97 | 0.0026088 | 0.00065367 | -0.0026087 | -0.00065379 | 8.3737e-08 | -1.2782e-07 | 0.0039495 | 0.0039496 | 0.0039496 | 0.98285 | -0.32824 | 0.98282 | -0.32892 | 1.0851
98 | -0.0060336 | -0.001512 | 0.006034 | 0.0015121 | 4.3713e-07 | 1.027e-07 | 0.0091346 | 0.0091345 | 0.0091346 | 0.98286 | -0.32806 | 0.98294 | -0.32654 | 2.5095
99 | -0.14432 | -0.03654 | 0.14438 | 0.036574 | 5.2512e-05 | 3.3274e-05 | 0.21862 | 0.21862 | 0.21862 | 0.98294 | -0.32654 | 0.98333 | -0.31896 | 20.0198
100 | 0.13829 | 0.035028 | -0.13824 | -0.034997 | 4.862e-05 | 3.078e-05 | 0.20948 | 0.20948 | 0.20948 | 0.98294 | -0.32654 | 0.98256 | -0.33386 | 19.1833
101 | -0.15417 | -0.039029 | 0.15432 | 0.039124 | 0.00015109 | 9.585e-05 | 0.23344 | 0.23344 | 0.23344 | 0.98333 | -0.31896 | 0.98438 | -0.29857 | 21.3769
102 | 0.13637 | 0.034529 | -0.13627 | -0.034463 | 0.00010356 | 6.5541e-05 | 0.20665 | 0.20665 | 0.20665 | 0.98256 | -0.33386 | 0.98174 | -0.34969 | 18.924
103 | -0.15619 | -0.039593 | 0.1562 | 0.039601 | 1.2865e-05 | 8.1635e-06 | 0.23626 | 0.23626 | 0.23626 | 0.98438 | -0.29857 | 0.98447 | -0.29686 | 21.6356
104 | 0.13429 | 0.033968 | -0.13425 | -0.033943 | 3.8683e-05 | 2.4474e-05 | 0.20365 | 0.20365 | 0.20365 | 0.98174 | -0.34969 | 0.98144 | -0.3557 | 18.6496
105 | -0.0051199 | -0.0012831 | 0.0051204 | 0.0012831 | 5.1946e-07 | 4.2779e-08 | 0.0077683 | 0.0077682 | 0.0077683 | 0.98071 | -0.36985 | 0.98082 | -0.36772 | 2.1342
106 | 0.0039353 | 0.0009862 | -0.0039351 | -0.00098623 | 1.295e-07 | -3.9337e-08 | 0.0059709 | 0.0059709 | 0.0059709 | 0.98071 | -0.36985 | 0.98067 | -0.37054 | 1.6404
107 | -0.0066217 | -0.0016594 | 0.0066222 | 0.0016595 | 4.5572e-07 | 1.3967e-07 | 0.010046 | 0.010046 | 0.010046 | 0.98082 | -0.36772 | 0.98089 | -0.36628 | 2.7599
108 | 0.12626 | 0.031914 | -0.12625 | -0.03191 | 7.2756e-06 | 4.5964e-06 | 0.19163 | 0.19163 | 0.19163 | 0.98089 | -0.36628 | 0.98083 | -0.36748 | 17.5486
109 | -0.13288 | -0.033574 | 0.13295 | 0.033616 | 6.7419e-05 | 4.2646e-05 | 0.20168 | 0.20168 | 0.20168 | 0.98089 | -0.36628 | 0.98144 | -0.3557 | 18.4686
110 | 0.0025169 | 0.00063061 | -0.0025168 | -0.00063077 | 1.0026e-07 | -1.6725e-07 | 0.0038184 | 0.0038185 | 0.0038185 | 0.98083 | -0.36748 | 0.98079 | -0.36831 | 1.049
111 | 0.12373 | 0.031279 | -0.12357 | -0.031178 | 0.00015988 | 0.00010095 | 0.18781 | 0.18781 | 0.18781 | 0.98083 | -0.36748 | 0.97945 | -0.39446 | 17.199
112 | 0.0012584 | 0.00031538 | -0.0012584 | -0.00031539 | 8.4863e-10 | -7.2915e-09 | 0.0019092 | 0.0019092 | 0.0019092 | 0.98079 | -0.36831 | 0.98079 | -0.36833 | 0.52451
113 | 0.12132 | 0.030614 | -0.12129 | -0.030594 | 3.1244e-05 | 1.9719e-05 | 0.18439 | 0.18439 | 0.18439 | 0.97945 | -0.39446 | 0.97917 | -0.39984 | 16.886
114 | 0.10601 | 0.026738 | -0.10598 | -0.026722 | 2.4921e-05 | 1.5661e-05 | 0.16127 | 0.16127 | 0.16127 | 0.9785 | -0.41286 | 0.97825 | -0.41777 | 14.7681
115 | -0.10819 | -0.027284 | 0.10826 | 0.027327 | 6.7474e-05 | 4.2432e-05 | 0.16458 | 0.16458 | 0.16458 | 0.9785 | -0.41286 | 0.97917 | -0.39984 | 15.0717
116 | 0.1038 | 0.026175 | -0.10377 | -0.026157 | 2.882e-05 | 1.8097e-05 | 0.15795 | 0.15795 | 0.15795 | 0.97825 | -0.41777 | 0.97796 | -0.42357 | 14.4643
117 | 0.010655 | 0.002671 | -0.010654 | -0.0026702 | 1.5452e-06 | 7.913e-07 | 0.016193 | 0.016193 | 0.016193 | 0.97917 | -0.39984 | 0.97902 | -0.40288 | 4.4485
118 | 0.10144 | 0.025573 | -0.10141 | -0.025554 | 3.0177e-05 | 1.8932e-05 | 0.1544 | 0.1544 | 0.1544 | 0.97796 | -0.42357 | 0.97764 | -0.42979 | 14.1392
119 | 0.0093826 | 0.0023516 | -0.0093826 | -0.0023516 | 1.2395e-08 | 5.889e-09 | 0.014261 | 0.014261 | 0.014261 | 0.97902 | -0.40288 | 0.97901 | -0.40291 | 3.9178
120 | 0.099199 | 0.025 | -0.099176 | -0.024985 | 2.245e-05 | 1.4072e-05 | 0.15103 | 0.15103 | 0.15103 | 0.97764 | -0.42979 | 0.9774 | -0.43452 | 13.831
121 | 0.0072598 | 0.0018196 | -0.0072587 | -0.0018192 | 1.0351e-06 | 3.7743e-07 | 0.011034 | 0.011034 | 0.011034 | 0.97901 | -0.40291 | 0.97886 | -0.4059 | 3.0314
122 | 0.096967 | 0.024432 | -0.096953 | -0.024423 | 1.378e-05 | 8.6293e-06 | 0.14767 | 0.14767 | 0.14767 | 0.9774 | -0.43452 | 0.97725 | -0.4375 | 13.5231
123 | 0.20038 | 0.050909 | -0.20029 | -0.050852 | 8.9487e-05 | 5.697e-05 | 0.30206 | 0.30206 | 0.30206 | 0.98794 | -0.22994 | 0.98746 | -0.23922 | 27.6613
124 | 0.16839 | 0.042831 | -0.16821 | -0.042715 | 0.00018128 | 0.00011515 | 0.25398 | 0.25398 | 0.25398 | 0.98746 | -0.23922 | 0.98629 | -0.26158 | 23.2581
125 | 0.031902 | 0.0080215 | -0.031891 | -0.0080144 | 1.1427e-05 | 7.1447e-06 | 0.048083 | 0.048083 | 0.048083 | 0.98746 | -0.23922 | 0.98707 | -0.24672 | 13.2097
126 | 0.16077 | 0.04085 | -0.1606 | -0.040746 | 0.00016376 | 0.00010396 | 0.24275 | 0.24275 | 0.24275 | 0.98629 | -0.26158 | 0.9852 | -0.28276 | 22.2297
127 | 0.1606 | 0.040746 | -0.16049 | -0.040677 | 0.00010878 | 6.9054e-05 | 0.24275 | 0.24275 | 0.24275 | 0.9852 | -0.28276 | 0.98447 | -0.29686 | 22.2297
128 | 0.019006 | 0.0047681 | -0.018996 | -0.0047624 | 9.5265e-06 | 5.7253e-06 | 0.029099 | 0.029099 | 0.029099 | 0.97194 | -0.54182 | 0.97141 | -0.55234 | 7.9942
129 | -0.014091 | -0.0035321 | 0.014094 | 0.0035338 | 3.0981e-06 | 1.7634e-06 | 0.02159 | 0.02159 | 0.02159 | 0.97118 | -0.55695 | 0.97141 | -0.55234 | 5.9314
130 | -0.004306 | -0.0010792 | 0.0043062 | 0.0010791 | 2.2291e-07 | -3.8417e-08 | 0.0064846 | 0.0064845 | 0.0064846 | 0.9881 | -0.22728 | 0.98815 | -0.22619 | 1.7815
131 | -0.0099675 | -0.0024981 | 0.009968 | 0.0024983 | 4.5407e-07 | 2.197e-07 | 0.0149 | 0.0149 | 0.0149 | 0.99543 | -0.08742 | 0.99548 | -0.086464 | 4.0934
132 | -0.0080944 | -0.0020286 | 0.0080946 | 0.0020287 | 2.4073e-07 | 9.8702e-08 | 0.012188 | 0.012188 | 0.012188 | 0.98822 | -0.22638 | 0.98825 | -0.22576 | 3.3484
133 | 0.0050384 | 0.0012627 | -0.0050381 | -0.0012627 | 2.9368e-07 | 1.3642e-08 | 0.0075866 | 0.0075867 | 0.0075867 | 0.98822 | -0.22638 | 0.98815 | -0.22761 | 2.0843

## res_trafo
| p_hv_mw | q_hv_mvar | p_lv_mw | q_lv_mvar | pl_mw | ql_mvar | i_hv_ka | i_lv_ka | vm_hv_pu | va_hv_degree | vm_lv_pu | va_lv_degree | loading_percent
0 | -1.2729e-15 | -1.3162e-15 | 0.00165 | 1.2699e-07 | 0.00165 | 1.2699e-07 | 5.2857e-17 | 0.0023815 | 0.99998 | 149.9956 | 1 | 0 | 0.2619

## res_ext_grid
| p_mw | q_mvar
0 | 0.58081 | 0.14815

## res_load
| p_mw | q_mvar
0 | 0.052084 | 0.013053
1 | 0.012892 | 0.003231
2 | 0.0056304 | 0.0014111
3 | 0.0061521 | 0.0015419
4 | 0.024506 | 0.0061418
5 | 0.0050815 | 0.0012735
6 | 0.0049303 | 0.0012357
7 | 0.0042761 | 0.0010717
8 | 0.0056995 | 0.0014284
9 | 0.0058493 | 0.001466
10 | 0.0043243 | 0.0010838
11 | 0.0062072 | 0.0015557
12 | 0.0080807 | 0.0020252
13 | 0.0074889 | 0.0018769
14 | 0.0029672 | 0.00074365
15 | 0.056603 | 0.014186
16 | 0.0035727 | 0.00089539
17 | 0.0023055 | 0.00057782
18 | 0.0050344 | 0.0012617
19 | 0.0058816 | 0.0014741
20 | 0.0049509 | 0.0012408
21 | 0.0039007 | 0.00097762
22 | 0.033026 | 0.008277
23 | 0.041831 | 0.010484
24 | 0.007694 | 0.0019283
25 | 0.0022475 | 0.00056327
26 | 0.011768 | 0.0029494
27 | 0.005125 | 0.0012844
28 | 0.0051337 | 0.0012866
29 | 0.0040524 | 0.0010156
30 | 0.0055689 | 0.0013957
31 | 0.0032606 | 0.00081718
32 | 0.0054463 | 0.001365
33 | 0.0025006 | 0.00062671
34 | 0.0036952 | 0.0009261
35 | 0.0037805 | 0.00094747
36 | 0.0050696 | 0.0012706
37 | 0.0056224 | 0.0014091
38 | 0.009484 | 0.0023769
39 | 0.0029777 | 0.00074629
40 | 0.0062396 | 0.0015638
41 | 0.0017117 | 0.00042898
42 | 0.0033605 | 0.00084222
43 | 0.0050887 | 0.0012753
44 | 0.0040491 | 0.0010148
45 | 0.0050142 | 0.0012567
46 | 0.0039482 | 0.0009895
47 | 0.0039003 | 0.00097751
48 | 0.0042887 | 0.0010749
49 | 0.0055018 | 0.0013789
50 | 0.0049423 | 0.0012387
51 | 0.0059897 | 0.0015012
52 | 0.0062064 | 0.0015555
53 | 0.0059832 | 0.0014995
54 | 0.0019122 | 0.00047925
55 | 0.0015126 | 0.00037909
56 | 0.0026087 | 0.00065379
57 | 0.0018694 | 0.00046852
58 | 0.0018694 | 0.00046852
59 | 0.0019776 | 0.00049562
60 | 0.0011847 | 0.0002969
61 | 0.0015013 | 0.00037626
62 | 0.0039351 | 0.00098623
63 | 0.0013039 | 0.00032679
64 | 0.0012584 | 0.00031539
65 | 0.00225 | 0.00056389
66 | 0.0021807 | 0.00054653
67 | 0.0021807 | 0.00054653
68 | 0.0023816 | 0.00059689
69 | 0.0023336 | 0.00058485
70 | 0.001271 | 0.00031855
71 | 0.0022108 | 0.00055407
72 | 0.0021228 | 0.00053203
73 | 0.002209 | 0.00055363
74 | 0.0072587 | 0.0018192
75 | 0.0017092 | 0.00042836
76 | 0.0040636 | 0.0010184
77 | 0.007444 | 0.0018656
78 | 0.0042921 | 0.0010757
79 | 0.0048943 | 0.0012266
80 | 0.0049021 | 0.0012286
81 | 0.004902 | 0.0012285
82 | 0.0012584 | 0.00031539
83 | 0.004306 | 0.0010792
84 | 0.0059661 | 0.0014952
85 | 0.0037391 | 0.0009371
86 | 0.0039794 | 0.00099733
87 | 0.003056 | 0.00076589
88 | 0.0015444 | 0.00038706
89 | 0.0050381 | 0.0012627

## dtypes
| element | column | dtype
0 | bus | name | object
1 | bus | vn_kv | float64
2 | bus | type | object
3 | bus | zone | object
4 | bus | in_service | bool
5 | load | name | object
6 | load | bus | uint32
7 | load | p_mw | float64
8 | load | q_mvar | float64
9 | load | const_z_percent | float64
10 | load | const_i_percent | float64
11 | load | sn_mva | float64
12 | load | scaling | float64
13 | load | in_service | bool
14 | load | type | object
15 | ext_grid | name | object
16 | ext_grid | bus | uint32
17 | ext_grid | vm_pu | float64
18 | ext_grid | va_degree | float64
19 | ext_grid | slack_weight | float64
20 | ext_grid | in_service | bool
21 | line | name | object
22 | line | std_type | object
23 | line | from_bus | uint32
24 | line | to_bus | uint32
25 | line | length_km | float64
26 | line | r_ohm_per_km | float64
27 | line | x_ohm_per_km | float64
28 | line | c_nf_per_km | float64
29 | line | g_us_per_km | float64
30 | line | max_i_ka | float64
31 | line | df | float64
32 | line | parallel | uint32
33 | line | type | object
34 | line | in_service | bool
35 | trafo | name | object
36 | trafo | std_type | object
37 | trafo | hv_bus | uint32
38 | trafo | lv_bus | uint32
39 | trafo | sn_mva | float64
40 | trafo | vn_hv_kv | float64
41 | trafo | vn_lv_kv | float64
42 | trafo | vk_percent | float64
43 | trafo | vkr_percent | float64
44 | trafo | pfe_kw | float64
45 | trafo | i0_percent | float64
46 | trafo | shift_degree | float64
47 | trafo | tap_side | object
48 | trafo | tap_neutral | int32
49 | trafo | tap_min | int32
50 | trafo | tap_max | int32
51 | trafo | tap_step_percent | float64
52 | trafo | tap_step_degree | float64
53 | trafo | tap_pos | int32
54 | trafo | tap_phase_shifter | bool
55 | trafo | parallel | uint32
56 | trafo | df | float64
57 | trafo | in_service | bool
58 | line_geodata | coords | object
59 | bus_geodata | x | float64
60 | bus_geodata | y | float64
61 | bus_geodata | coords | object
62 | res_bus | vm_pu | float64
63 | res_bus | va_degree | float64
64 | res_bus | p_mw | float64
65 | res_bus | q_mvar | float64
66 | res_line | p_from_mw | float64
67 | res_line | q_from_mvar | float64
68 | res_line | p_to_mw | float64
69 | res_line | q_to_mvar | float64
70 | res_line | pl_mw | float64
71 | res_line | ql_mvar | float64
72 | res_line | i_from_ka | float64
73 | res_line | i_to_ka | float64
74 | res_line | i_ka | float64
75 | res_line | vm_from_pu | float64
76 | res_line | va_from_degree | float64
77 | res_line | vm_to_pu | float64
78 | res_line | va_to_degree | float64
79 | res_line | loading_percent | float64
80 | res_trafo | p_hv_mw | float64
81 | res_trafo | q_hv_mvar | float64
82 | res_trafo | p_lv_mw | float64
83 | res_trafo | q_lv_mvar | float64
84 | res_trafo | pl_mw | float64
85 | res_trafo | ql_mvar | float64
86 | res_trafo | i_hv_ka | float64
87 | res_trafo | i_lv_ka | float64
88 | res_trafo | vm_hv_pu | float64
89 | res_trafo | va_hv_degree | float64
90 | res_trafo | vm_lv_pu | float64
91 | res_trafo | va_lv_degree | float64
92 | res_trafo | loading_percent | float64
93 | res_ext_grid | p_mw | float64
94 | res_ext_grid | q_mvar | float64
95 | res_load | p_mw | float64
96 | res_load | q_mvar | float64

## parameters
| version | format_version | converged | OPF_converged | name | f_hz | sn_mva
0 | 2.14.6 | 2.14.0 | TRUE | FALSE |  | 50 | 1