## bus
| name | vn_kv | type | zone | in_service
0 | bus_LV_261-700_0_6_node_0 | 0.4 | n |  | TRUE
1 | bus_LV_261-700_0_6_node_1 | 0.4 | n |  | TRUE
2 | bus_LV_261-700_0_6_node_2 | 0.4 | n |  | TRUE
3 | bus_LV_261-700_0_6_node_3 | 0.4 | n |  | TRUE
4 | bus_LV_261-700_0_6_node_4 | 0.4 | n |  | TRUE
5 | bus_LV_261-700_0_6_node_5 | 0.4 | n |  | TRUE
6 | bus_LV_261-700_0_6_node_6 | 0.4 | n |  | TRUE
7 | bus_LV_261-700_0_6_node_62 | 0.4 | n |  | TRUE
8 | bus_LV_261-700_0_6_node_124 | 0.4 | n |  | TRUE
9 | bus_LV_261-700_0_6_node_119 | 0.4 | n |  | TRUE
10 | bus_LV_261-700_0_6_node_51 | 0.4 | n |  | TRUE
11 | bus_LV_261-700_0_6_node_10 | 0.4 | n |  | TRUE
12 | bus_LV_261-700_0_6_node_117 | 0.4 | n |  | TRUE
13 | bus_LV_261-700_0_6_node_114 | 0.4 | n |  | TRUE
14 | bus_LV_261-700_0_6_node_11 | 0.4 | n |  | TRUE
15 | bus_LV_261-700_0_6_node_123 | 0.4 | n |  | TRUE
16 | bus_LV_261-700_0_6_node_63 | 0.4 | n |  | TRUE
17 | bus_LV_261-700_0_6_node_49 | 0.4 | n |  | TRUE
18 | bus_LV_261-700_0_6_node_21 | 0.4 | n |  | TRUE
19 | bus_LV_261-700_0_6_node_105 | 0.4 | n |  | TRUE
20 | bus_LV_261-700_0_6_node_17 | 0.4 | n |  | TRUE
21 | bus_LV_261-700_0_6_node_82 | 0.4 | n |  | TRUE
22 | bus_LV_261-700_0_6_node_104 | 0.4 | n |  | TRUE
23 | bus_LV_261-700_0_6_node_131 | 0.4 | n |  | TRUE
24 | bus_LV_261-700_0_6_node_102 | 0.4 | n |  | TRUE
25 | bus_LV_261-700_0_6_node_86 | 0.4 | n |  | TRUE
26 | bus_LV_261-700_0_6_node_80 | 0.4 | n |  | TRUE
27 | bus_LV_261-700_0_6_node_103 | 0.4 | n |  | TRUE
28 | bus_LV_261-700_0_6_node_108 | 0.4 | n |  | TRUE
29 | bus_LV_261-700_0_6_node_115 | 0.4 | n |  | TRUE
30 | bus_LV_261-700_0_6_node_116 | 0.4 | n |  | TRUE
31 | bus_LV_261-700_0_6_node_12 | 0.4 | n |  | TRUE
32 | bus_LV_261-700_0_6_node_13 | 0.4 | n |  | TRUE
33 | bus_LV_261-700_0_6_node_14 | 0.4 | n |  | TRUE
34 | bus_LV_261-700_0_6_node_15 | 0.4 | n |  | TRUE
35 | bus_LV_261-700_0_6_node_31 | 0.4 | n |  | TRUE
36 | bus_LV_261-700_0_6_node_35 | 0.4 | n |  | TRUE
37 | bus_LV_261-700_0_6_node_33 | 0.4 | n |  | TRUE
38 | bus_LV_261-700_0_6_node_16 | 0.4 | n |  | TRUE
39 | bus_LV_261-700_0_6_node_34 | 0.4 | n |  | TRUE
40 | bus_LV_261-700_0_6_node_65 | 0.4 | n |  | TRUE
41 | bus_LV_261-700_0_6_node_64 | 0.4 | n |  | TRUE
42 | bus_LV_261-700_0_6_node_19 | 0.4 | n |  | TRUE
43 | bus_LV_261-700_0_6_node_24 | 0.4 | n |  | TRUE
44 | bus_LV_261-700_0_6_node_111 | 0.4 | n |  | TRUE
45 | bus_LV_261-700_0_6_node_20 | 0.4 | n |  | TRUE
46 | bus_LV_261-700_0_6_node_130 | 0.4 | n |  | TRUE
47 | bus_LV_261-700_0_6_node_22 | 0.4 | n |  | TRUE
48 | bus_LV_261-700_0_6_node_107 | 0.4 | n |  | TRUE
49 | bus_LV_261-700_0_6_node_99 | 0.4 | n |  | TRUE
50 | bus_LV_261-700_0_6_node_23 | 0.4 | n |  | TRUE
51 | bus_LV_261-700_0_6_node_113 | 0.4 | n |  | TRUE
52 | bus_LV_261-700_0_6_node_122 | 0.4 | n |  | TRUE
53 | bus_LV_261-700_0_6_node_56 | 0.4 | n |  | TRUE
54 | bus_LV_261-700_0_6_node_54 | 0.4 | n |  | TRUE
55 | bus_LV_261-700_0_6_node_26 | 0.4 | n |  | TRUE
56 | bus_LV_261-700_0_6_node_28 | 0.4 | n |  | TRUE
57 | bus_LV_261-700_0_6_node_68 | 0.4 | n |  | TRUE
58 | bus_LV_261-700_0_6_node_27 | 0.4 | n |  | TRUE
59 | bus_LV_261-700_0_6_node_36 | 0.4 | n |  | TRUE
60 | bus_LV_261-700_0_6_node_128 | 0.4 | n |  | TRUE
61 | bus_LV_261-700_0_6_node_55 | 0.4 | n |  | TRUE
62 | bus_LV_261-700_0_6_node_109 | 0.4 | n |  | TRUE
63 | bus_LV_261-700_0_6_node_39 | 0.4 | n |  | TRUE
64 | bus_LV_261-700_0_6_node_38 | 0.4 | n |  | TRUE
65 | bus_LV_261-700_0_6_node_100 | 0.4 | n |  | TRUE
66 | bus_LV_261-700_0_6_node_118 | 0.4 | n |  | TRUE
67 | bus_LV_261-700_0_6_node_71 | 0.4 | n |  | TRUE
68 | bus_LV_261-700_0_6_node_112 | 0.4 | n |  | TRUE
69 | bus_LV_261-700_0_6_node_95 | 0.4 | n |  | TRUE
70 | bus_LV_261-700_0_6_node_106 | 0.4 | n |  | TRUE
71 | bus_LV_261-700_0_6_node_97 | 0.4 | n |  | TRUE
72 | bus_LV_261-700_0_6_node_129 | 0.4 | n |  | TRUE
73 | bus_LV_261-700_0_6_node_66 | 0.4 | n |  | TRUE
74 | bus_LV_261-700_0_6_node_67 | 0.4 | n |  | TRUE
75 | bus_LV_261-700_0_6_node_88 | 0.4 | n |  | TRUE
76 | bus_LV_261-700_0_6_node_87 | 0.4 | n |  | TRUE
77 | bus_LV_261-700_0_6_node_94 | 0.4 | n |  | TRUE
78 | bus_LV_261-700_0_6_node_92 | 0.4 | n |  | TRUE
79 | bus_LV_261-700_0_6_node_127 | 0.4 | n |  | TRUE
80 | bus_LV_261-700_0_6_node_37 | 0.4 | n |  | TRUE
81 | bus_LV_261-700_0_6_node_40 | 0.4 | n |  | TRUE
82 | bus_LV_261-700_0_6_node_41 | 0.4 | n |  | TRUE
83 | bus_LV_261-700_0_6_node_42 | 0.4 | n |  | TRUE
84 | bus_LV_261-700_0_6_node_43 | 0.4 | n |  | TRUE
85 | bus_LV_261-700_0_6_node_44 | 0.4 | n |  | TRUE
86 | bus_LV_261-700_0_6_node_52 | 0.4 | n |  | TRUE
87 | bus_LV_261-700_0_6_node_48 | 0.4 | n |  | TRUE
88 | bus_LV_261-700_0_6_node_45 | 0.4 | n |  | TRUE
89 | bus_LV_261-700_0_6_node_53 | 0.4 | n |  | TRUE
90 | bus_LV_261-700_0_6_node_125 | 0.4 | n |  | TRUE
91 | bus_LV_261-700_0_6_node_46 | 0.4 | n |  | TRUE
92 | bus_LV_261-700_0_6_node_47 | 0.4 | n |  | TRUE
93 | bus_LV_261-700_0_6_node_85 | 0.4 | n |  | TRUE
94 | bus_LV_261-700_0_6_node_78 | 0.4 | n |  | TRUE
95 | bus_LV_261-700_0_6_node_77 | 0.4 | n |  | TRUE
96 | bus_LV_261-700_0_6_node_89 | 0.4 | n |  | TRUE
97 | bus_LV_261-700_0_6_node_90 | 0.4 | n |  | TRUE
98 | bus_LV_261-700_0_6_node_84 | 0.4 | n |  | TRUE
99 | bus_LV_261-700_0_6_node_126 | 0.4 | n |  | TRUE
100 | bus_LV_261-700_0_6_node_50 | 0.4 | n |  | TRUE
101 | bus_LV_261-700_0_6_node_96 | 0.4 | n |  | TRUE
102 | bus_LV_261-700_0_6_node_57 | 0.4 | n |  | TRUE
103 | bus_LV_261-700_0_6_node_58 | 0.4 | n |  | TRUE
104 | bus_LV_261-700_0_6_node_59 | 0.4 | n |  | TRUE
105 | bus_LV_261-700_0_6_node_60 | 0.4 | n |  | TRUE
106 | bus_LV_261-700_0_6_node_61 | 0.4 | n |  | TRUE
107 | bus_LV_261-700_0_6_node_83 | 0.4 | n |  | TRUE
108 | bus_LV_261-700_0_6_node_69 | 0.4 | n |  | TRUE
109 | bus_LV_261-700_0_6_node_70 | 0.4 | n |  | TRUE
110 | bus_LV_261-700_0_6_node_98 | 0.4 | n |  | TRUE
111 | bus_LV_261-700_0_6_node_72 | 0.4 | n |  | TRUE
112 | bus_LV_261-700_0_6_node_73 | 0.4 | n |  | TRUE
113 | bus_LV_261-700_0_6_node_74 | 0.4 | n |  | TRUE
114 | bus_LV_261-700_0_6_node_75 | 0.4 | n |  | TRUE
115 | bus_LV_261-700_0_6_node_76 | 0.4 | n |  | TRUE
116 | bus_LV_261-700_0_6_node_110 | 0.4 | n |  | TRUE
117 | bus_LV_261-700_0_6_node_79 | 0.4 | n |  | TRUE
118 | bus_LV_261-700_0_6_node_81 | 0.4 | n |  | TRUE
119 | bus_LV_261-700_0_6_node_120 | 0.4 | n |  | TRUE
120 | bus_LV_261-700_0_6_node_121 | 0.4 | n |  | TRUE
121 | bus_LV_261-700_0_6_node_101 | 0.4 | n |  | TRUE
122 | bus_LV_261-700_0_6_node_91 | 0.4 | n |  | TRUE
123 | bus_LV_261-700_0_6_node_93 | 0.4 | n |  | TRUE
124 | bus_MV_543_0_node_64 | 20 | n |  | TRUE

## load
| name | bus | p_mw | q_mvar | const_z_percent | const_i_percent | sn_mva | scaling | in_service | type
0 | LV_261-700_0_6_load_0 | 0 | 0.0033432 | 0.00083789 | 0 | 0 |  | 1 | TRUE | wye
1 | LV_261-700_0_6_load_1 | 1 | 0.002304 | 0.00057743 | 0 | 0 |  | 1 | TRUE | wye
2 | LV_261-700_0_6_load_3 | 3 | 0.0019881 | 0.00049827 | 0 | 0 |  | 1 | TRUE | wye
3 | LV_261-700_0_6_load_4 | 4 | 0.0022401 | 0.00056142 | 0 | 0 |  | 1 | TRUE | wye
4 | LV_261-700_0_6_load_62 | 7 | 0.0018719 | 0.00046913 | 0 | 0 |  | 1 | TRUE | wye
5 | LV_261-700_0_6_load_124 | 8 | 0.0033536 | 0.00084048 | 0 | 0 |  | 1 | TRUE | wye
6 | LV_261-700_0_6_load_119 | 9 | 0.0018567 | 0.00046532 | 0 | 0 |  | 1 | TRUE | wye
7 | LV_261-700_0_6_load_51 | 10 | 0.001793 | 0.00044938 | 0 | 0 |  | 1 | TRUE | wye
8 | LV_261-700_0_6_load_114 | 13 | 0.0016018 | 0.00040145 | 0 | 0 |  | 1 | TRUE | wye
9 | LV_261-700_0_6_load_123 | 15 | 0.0018069 | 0.00045284 | 0 | 0 |  | 1 | TRUE | wye
10 | LV_261-700_0_6_load_49 | 17 | 0.0050232 | 0.0012589 | 0 | 0 |  | 1 | TRUE | wye
11 | LV_261-700_0_6_load_105 | 19 | 0.0020748 | 0.00052 | 0 | 0 |  | 1 | TRUE | wye
12 | LV_261-700_0_6_load_82 | 21 | 0.0020065 | 0.00050288 | 0 | 0 |  | 1 | TRUE | wye
13 | LV_261-700_0_6_load_131 | 23 | 0.0013975 | 0.00035025 | 0 | 0 |  | 1 | TRUE | wye
14 | LV_261-700_0_6_load_86 | 25 | 0.002092 | 0.0005243 | 0 | 0 |  | 1 | TRUE | wye
15 | LV_261-700_0_6_load_108 | 28 | 0.0036355 | 0.00091113 | 0 | 0 |  | 1 | TRUE | wye
16 | LV_261-700_0_6_load_115 | 29 | 0.0015772 | 0.00039529 | 0 | 0 |  | 1 | TRUE | wye
17 | LV_261-700_0_6_load_116 | 30 | 0.0018676 | 0.00046806 | 0 | 0 |  | 1 | TRUE | wye
18 | LV_261-700_0_6_load_12 | 31 | 0.012526 | 0.0031394 | 0 | 0 |  | 1 | TRUE | wye
19 | LV_261-700_0_6_load_33 | 37 | 0.010782 | 0.0027022 | 0 | 0 |  | 1 | TRUE | wye
20 | LV_261-700_0_6_load_34 | 39 | 0.0058258 | 0.0014601 | 0 | 0 |  | 1 | TRUE | wye
21 | LV_261-700_0_6_load_64 | 41 | 0.0028368 | 0.00071097 | 0 | 0 |  | 1 | TRUE | wye
22 | LV_261-700_0_6_load_111 | 44 | 0.0094246 | 0.002362 | 0 | 0 |  | 1 | TRUE | wye
23 | LV_261-700_0_6_load_130 | 46 | 0.0025203 | 0.00063165 | 0 | 0 |  | 1 | TRUE | wye
24 | LV_261-700_0_6_load_107 | 48 | 0.0017606 | 0.00044124 | 0 | 0 |  | 1 | TRUE | wye
25 | LV_261-700_0_6_load_99 | 49 | 0.011546 | 0.0028937 | 0 | 0 |  | 1 | TRUE | wye
26 | LV_261-700_0_6_load_113 | 51 | 0.013556 | 0.0033974 | 0 | 0 |  | 1 | TRUE | wye
27 | LV_261-700_0_6_load_122 | 52 | 0.051996 | 0.013032 | 0 | 0 |  | 1 | TRUE | wye
28 | LV_261-700_0_6_load_54 | 54 | 0.0096463 | 0.0024176 | 0 | 0 |  | 1 | TRUE | wye
29 | LV_261-700_0_6_load_68 | 57 | 0.028671 | 0.0071856 | 0 | 0 |  | 1 | TRUE | wye
30 | LV_261-700_0_6_load_128 | 60 | 0.0031421 | 0.00078748 | 0 | 0 |  | 1 | TRUE | wye
31 | LV_261-700_0_6_load_55 | 61 | 0.0093234 | 0.0023367 | 0 | 0 |  | 1 | TRUE | wye
32 | LV_261-700_0_6_load_109 | 62 | 0.028782 | 0.0072133 | 0 | 0 |  | 1 | TRUE | wye
33 | LV_261-700_0_6_load_39 | 63 | 0.0062763 | 0.001573 | 0 | 0 |  | 1 | TRUE | wye
34 | LV_261-700_0_6_load_38 | 64 | 0.0057789 | 0.0014483 | 0 | 0 |  | 1 | TRUE | wye
35 | LV_261-700_0_6_load_100 | 65 | 0.0071396 | 0.0017893 | 0 | 0 |  | 1 | TRUE | wye
36 | LV_261-700_0_6_load_118 | 66 | 0.012694 | 0.0031814 | 0 | 0 |  | 1 | TRUE | wye
37 | LV_261-700_0_6_load_71 | 67 | 0.0025215 | 0.00063195 | 0 | 0 |  | 1 | TRUE | wye
38 | LV_261-700_0_6_load_112 | 68 | 0.016261 | 0.0040754 | 0 | 0 |  | 1 | TRUE | wye
39 | LV_261-700_0_6_load_95 | 69 | 0.0055283 | 0.0013855 | 0 | 0 |  | 1 | TRUE | wye
40 | LV_261-700_0_6_load_106 | 70 | 0.0020231 | 0.00050703 | 0 | 0 |  | 1 | TRUE | wye
41 | LV_261-700_0_6_load_129 | 72 | 0.0096291 | 0.0024133 | 0 | 0 |  | 1 | TRUE | wye
42 | LV_261-700_0_6_load_66 | 73 | 0.010965 | 0.0027482 | 0 | 0 |  | 1 | TRUE | wye
43 | LV_261-700_0_6_load_88 | 75 | 0.0090577 | 0.0022701 | 0 | 0 |  | 1 | TRUE | wye
44 | LV_261-700_0_6_load_94 | 77 | 0.0045907 | 0.0011505 | 0 | 0 |  | 1 | TRUE | wye
45 | LV_261-700_0_6_load_92 | 78 | 0.0056268 | 0.0014102 | 0 | 0 |  | 1 | TRUE | wye
46 | LV_261-700_0_6_load_127 | 79 | 0.0058481 | 0.0014657 | 0 | 0 |  | 1 | TRUE | wye
47 | LV_261-700_0_6_load_40 | 81 | 0.0025588 | 0.00064128 | 0 | 0 |  | 1 | TRUE | wye
48 | LV_261-700_0_6_load_41 | 82 | 0.0015481 | 0.00038798 | 0 | 0 |  | 1 | TRUE | wye
49 | LV_261-700_0_6_load_42 | 83 | 0.0026328 | 0.00065985 | 0 | 0 |  | 1 | TRUE | wye
50 | LV_261-700_0_6_load_43 | 84 | 0.0030544 | 0.0007655 | 0 | 0 |  | 1 | TRUE | wye
51 | LV_261-700_0_6_load_52 | 86 | 0.0025826 | 0.00064727 | 0 | 0 |  | 1 | TRUE | wye
52 | LV_261-700_0_6_load_48 | 87 | 0.0020421 | 0.00051179 | 0 | 0 |  | 1 | TRUE | wye
53 | LV_261-700_0_6_load_45 | 88 | 0.0027513 | 0.00068953 | 0 | 0 |  | 1 | TRUE | wye
54 | LV_261-700_0_6_load_125 | 90 | 0.002057 | 0.00051552 | 0 | 0 |  | 1 | TRUE | wye
55 | LV_261-700_0_6_load_46 | 91 | 0.0027212 | 0.00068201 | 0 | 0 |  | 1 | TRUE | wye
56 | LV_261-700_0_6_load_77 | 95 | 0.0060462 | 0.0015153 | 0 | 0 |  | 1 | TRUE | wye
57 | LV_261-700_0_6_load_90 | 97 | 0.0030652 | 0.0007682 | 0 | 0 |  | 1 | TRUE | wye
58 | LV_261-700_0_6_load_84 | 98 | 0.0024296 | 0.00060892 | 0 | 0 |  | 1 | TRUE | wye
59 | LV_261-700_0_6_load_126 | 99 | 0.0020671 | 0.00051808 | 0 | 0 |  | 1 | TRUE | wye
60 | LV_261-700_0_6_load_50 | 100 | 0.0050356 | 0.001262 | 0 | 0 |  | 1 | TRUE | wye
61 | LV_261-700_0_6_load_96 | 101 | 0.0031224 | 0.00078253 | 0 | 0 |  | 1 | TRUE | wye
62 | LV_261-700_0_6_load_57 | 102 | 0.0029702 | 0.0007444 | 0 | 0 |  | 1 | TRUE | wye
63 | LV_261-700_0_6_load_58 | 103 | 0.0021265 | 0.00053294 | 0 | 0 |  | 1 | TRUE | wye
64 | LV_261-700_0_6_load_59 | 104 | 0.014558 | 0.0036486 | 0 | 0 |  | 1 | TRUE | wye
65 | LV_261-700_0_6_load_60 | 105 | 0.0017853 | 0.00044745 | 0 | 0 |  | 1 | TRUE | wye
66 | LV_261-700_0_6_load_61 | 106 | 0.0014278 | 0.00035784 | 0 | 0 |  | 1 | TRUE | wye
67 | LV_261-700_0_6_load_83 | 107 | 0.0021041 | 0.00052734 | 0 | 0 |  | 1 | TRUE | wye
68 | LV_261-700_0_6_load_69 | 108 | 0.0016482 | 0.00041308 | 0 | 0 |  | 1 | TRUE | wye
69 | LV_261-700_0_6_load_70 | 109 | 0.010901 | 0.0027321 | 0 | 0 |  | 1 | TRUE | wye
70 | LV_261-700_0_6_load_98 | 110 | 0.0016616 | 0.00041642 | 0 | 0 |  | 1 | TRUE | wye
71 | LV_261-700_0_6_load_72 | 111 | 0.0036233 | 0.00090809 | 0 | 0 |  | 1 | TRUE | wye
72 | LV_261-700_0_6_load_73 | 112 | 0.0054475 | 0.0013653 | 0 | 0 |  | 1 | TRUE | wye
73 | LV_261-700_0_6_load_74 | 113 | 0.0076748 | 0.0019235 | 0 | 0 |  | 1 | TRUE | wye
74 | LV_261-700_0_6_load_75 | 114 | 0.0024287 | 0.0006087 | 0 | 0 |  | 1 | TRUE | wye
75 | LV_261-700_0_6_load_76 | 115 | 0.0083559 | 0.0020942 | 0 | 0 |  | 1 | TRUE | wye
76 | LV_261-700_0_6_load_110 | 116 | 0.0055014 | 0.0013788 | 0 | 0 |  | 1 | TRUE | wye
77 | LV_261-700_0_6_load_81 | 118 | 0.0015739 | 0.00039445 | 0 | 0 |  | 1 | TRUE | wye
78 | LV_261-700_0_6_load_120 | 119 | 0.0048073 | 0.0012048 | 0 | 0 |  | 1 | TRUE | wye
79 | LV_261-700_0_6_load_121 | 120 | 0.0048376 | 0.0012124 | 0 | 0 |  | 1 | TRUE | wye
80 | LV_261-700_0_6_load_101 | 121 | 0.0022777 | 0.00057085 | 0 | 0 |  | 1 | TRUE | wye
81 | LV_261-700_0_6_load_91 | 122 | 0.0055314 | 0.0013863 | 0 | 0 |  | 1 | TRUE | wye
82 | LV_261-700_0_6_load_93 | 123 | 0.0055454 | 0.0013898 | 0 | 0 |  | 1 | TRUE | wye

## ext_grid
| name | bus | vm_pu | va_degree | slack_weight | in_service
0 |  | 51 | 1 | 0 | 1 | TRUE

## line
| name | std_type | from_bus | to_bus | length_km | r_ohm_per_km | x_ohm_per_km | c_nf_per_km | g_us_per_km | max_i_ka | df | parallel | type | in_service
0 | LV_261-700_0_6_line_0 |  | 0 | 1 | 0.020315 | 0.125 | 0.08 | 261 | 0 | 0.364 | 1 | 1 | cs | TRUE
1 | LV_261-700_0_6_line_1 |  | 0 | 2 | 0.012841 | 0.125 | 0.08 | 261 | 0 | 0.364 | 1 | 1 | cs | TRUE
2 | LV_261-700_0_6_line_2 |  | 1 | 3 | 0.023188 | 0.125 | 0.08 | 261 | 0 | 0.364 | 1 | 1 | cs | TRUE
3 | LV_261-700_0_6_line_3 |  | 2 | 4 | 0.017154 | 0.125 | 0.08 | 261 | 0 | 0.364 | 1 | 3 | cs | TRUE
4 | LV_261-700_0_6_line_4 |  | 2 | 5 | 0.034472 | 0.125 | 0.08 | 261 | 0 | 0.364 | 1 | 1 | cs | TRUE
5 | LV_261-700_0_6_line_5 |  | 2 | 6 | 0.019684 | 0.125 | 0.08 | 261 | 0 | 0.364 | 1 | 1 | cs | TRUE
6 | LV_261-700_0_6_line_6 |  | 4 | 7 | 0.025141 | 0.125 | 0.08 | 261 | 0 | 0.364 | 1 | 3 | cs | TRUE
7 | LV_261-700_0_6_line_7 |  | 5 | 8 | 0.01704 | 0.125 | 0.08 | 261 | 0 | 0.364 | 1 | 1 | cs | TRUE
8 | LV_261-700_0_6_line_8 |  | 6 | 9 | 0.015346 | 0.125 | 0.08 | 261 | 0 | 0.364 | 1 | 1 | cs | TRUE
9 | LV_261-700_0_6_line_9 |  | 6 | 10 | 0.013889 | 0.125 | 0.08 | 261 | 0 | 0.364 | 1 | 1 | cs | TRUE
10 | LV_261-700_0_6_line_10 |  | 7 | 16 | 0.017711 | 0.125 | 0.08 | 261 | 0 | 0.364 | 1 | 5 | cs | TRUE
11 | LV_261-700_0_6_line_11 |  | 8 | 14 | 0.011429 | 0.125 | 0.08 | 261 | 0 | 0.364 | 1 | 1 | cs | TRUE
12 | LV_261-700_0_6_line_12 |  | 10 | 17 | 0.014373 | 0.125 | 0.08 | 261 | 0 | 0.364 | 1 | 1 | cs | TRUE
13 | LV_261-700_0_6_line_13 |  | 11 | 12 | 0.006327 | 0.125 | 0.08 | 261 | 0 | 0.364 | 1 | 1 | cs | TRUE
14 | LV_261-700_0_6_line_14 |  | 11 | 13 | 0.03714 | 0.125 | 0.08 | 261 | 0 | 0.364 | 1 | 1 | cs | TRUE
15 | LV_261-700_0_6_line_15 |  | 12 | 21 | 0.026403 | 0.125 | 0.08 | 261 | 0 | 0.364 | 1 | 1 | cs | TRUE
16 | LV_261-700_0_6_line_16 |  | 13 | 29 | 0.0074469 | 0.125 | 0.08 | 261 | 0 | 0.364 | 1 | 1 | cs | TRUE
17 | LV_261-700_0_6_line_17 |  | 14 | 15 | 0.011544 | 0.125 | 0.08 | 261 | 0 | 0.364 | 1 | 1 | cs | TRUE
18 | LV_261-700_0_6_line_18 |  | 15 | 30 | 0.0078652 | 0.125 | 0.08 | 261 | 0 | 0.364 | 1 | 1 | cs | TRUE
19 | LV_261-700_0_6_line_19 |  | 16 | 101 | 0.025538 | 0.125 | 0.08 | 261 | 0 | 0.364 | 1 | 5 | cs | TRUE
20 | LV_261-700_0_6_line_20 |  | 16 | 76 | 0.003637 | 0.125 | 0.08 | 261 | 0 | 0.364 | 1 | 1 | cs | TRUE
21 | LV_261-700_0_6_line_21 |  | 16 | 89 | 0.010175 | 0.125 | 0.08 | 261 | 0 | 0.364 | 1 | 5 | cs | TRUE
22 | LV_261-700_0_6_line_22 |  | 17 | 100 | 0.0087183 | 0.125 | 0.08 | 261 | 0 | 0.364 | 1 | 1 | cs | TRUE
23 | LV_261-700_0_6_line_23 |  | 18 | 19 | 0.011587 | 0.125 | 0.08 | 261 | 0 | 0.364 | 1 | 5 | cs | TRUE
24 | LV_261-700_0_6_line_24 |  | 18 | 20 | 0.01956 | 0.125 | 0.08 | 261 | 0 | 0.364 | 1 | 5 | cs | TRUE
25 | LV_261-700_0_6_line_25 |  | 19 | 70 | 0.01913 | 0.125 | 0.08 | 261 | 0 | 0.364 | 1 | 5 | cs | TRUE
26 | LV_261-700_0_6_line_26 |  | 20 | 40 | 0.029886 | 0.125 | 0.08 | 261 | 0 | 0.364 | 1 | 5 | cs | TRUE
27 | LV_261-700_0_6_line_27 |  | 20 | 41 | 0.027963 | 0.125 | 0.08 | 261 | 0 | 0.364 | 1 | 1 | cs | TRUE
28 | LV_261-700_0_6_line_28 |  | 21 | 117 | 0.013148 | 0.125 | 0.08 | 261 | 0 | 0.364 | 1 | 1 | cs | TRUE
29 | LV_261-700_0_6_line_29 |  | 22 | 23 | 0.033073 | 0.125 | 0.08 | 261 | 0 | 0.364 | 1 | 1 | cs | TRUE
30 | LV_261-700_0_6_line_30 |  | 22 | 24 | 0.02763 | 0.125 | 0.08 | 261 | 0 | 0.364 | 1 | 1 | cs | TRUE
31 | LV_261-700_0_6_line_31 |  | 24 | 27 | 0.003593 | 0.125 | 0.08 | 261 | 0 | 0.364 | 1 | 5 | cs | TRUE
32 | LV_261-700_0_6_line_32 |  | 24 | 121 | 0.0016549 | 0.125 | 0.08 | 261 | 0 | 0.364 | 1 | 5 | cs | TRUE
33 | LV_261-700_0_6_line_33 |  | 25 | 26 | 0.011298 | 0.125 | 0.08 | 261 | 0 | 0.364 | 1 | 1 | cs | TRUE
34 | LV_261-700_0_6_line_34 |  | 26 | 107 | 0.012045 | 0.125 | 0.08 | 261 | 0 | 0.364 | 1 | 1 | cs | TRUE
35 | LV_261-700_0_6_line_35 |  | 26 | 94 | 0.004761 | 0.125 | 0.08 | 261 | 0 | 0.364 | 1 | 1 | cs | TRUE
36 | LV_261-700_0_6_line_36 |  | 26 | 105 | 0.014117 | 0.125 | 0.08 | 261 | 0 | 0.364 | 1 | 1 | cs | TRUE
37 | LV_261-700_0_6_line_37 |  | 27 | 28 | 0.0064226 | 0.125 | 0.08 | 261 | 0 | 0.364 | 1 | 5 | cs | TRUE
38 | LV_261-700_0_6_line_38 |  | 28 | 62 | 0.040822 | 0.125 | 0.08 | 261 | 0 | 0.364 | 1 | 5 | cs | TRUE
39 | LV_261-700_0_6_line_39 |  | 29 | 30 | 0.017722 | 0.125 | 0.08 | 261 | 0 | 0.364 | 1 | 1 | cs | TRUE
40 | LV_261-700_0_6_line_40 |  | 31 | 32 | 0.022676 | 0.125 | 0.08 | 261 | 0 | 0.364 | 1 | 5 | cs | TRUE
41 | LV_261-700_0_6_line_41 |  | 31 | 33 | 0.023485 | 0.125 | 0.08 | 261 | 0 | 0.364 | 1 | 5 | cs | TRUE
42 | LV_261-700_0_6_line_42 |  | 32 | 34 | 0.017758 | 0.125 | 0.08 | 261 | 0 | 0.364 | 1 | 5 | cs | TRUE
43 | LV_261-700_0_6_line_43 |  | 33 | 35 | 0.0077209 | 0.125 | 0.08 | 261 | 0 | 0.364 | 1 | 5 | cs | TRUE
44 | LV_261-700_0_6_line_44 |  | 34 | 36 | 0.027702 | 0.125 | 0.08 | 261 | 0 | 0.364 | 1 | 1 | cs | TRUE
45 | LV_261-700_0_6_line_45 |  | 34 | 37 | 0.02194 | 0.125 | 0.08 | 261 | 0 | 0.364 | 1 | 5 | cs | TRUE
46 | LV_261-700_0_6_line_46 |  | 35 | 62 | 0.031306 | 0.125 | 0.08 | 261 | 0 | 0.364 | 1 | 5 | cs | TRUE
47 | LV_261-700_0_6_line_47 |  | 36 | 63 | 0.0070886 | 0.125 | 0.08 | 261 | 0 | 0.364 | 1 | 1 | cs | TRUE
48 | LV_261-700_0_6_line_48 |  | 36 | 64 | 0.0094159 | 0.125 | 0.08 | 261 | 0 | 0.364 | 1 | 1 | cs | TRUE
49 | LV_261-700_0_6_line_49 |  | 37 | 38 | 0.019565 | 0.125 | 0.08 | 261 | 0 | 0.364 | 1 | 5 | cs | TRUE
50 | LV_261-700_0_6_line_50 |  | 38 | 39 | 0.029831 | 0.125 | 0.08 | 261 | 0 | 0.364 | 1 | 5 | cs | TRUE
51 | LV_261-700_0_6_line_51 |  | 39 | 59 | 0.01449 | 0.125 | 0.08 | 261 | 0 | 0.364 | 1 | 5 | cs | TRUE
52 | LV_261-700_0_6_line_52 |  | 40 | 65 | 0.018797 | 0.125 | 0.08 | 261 | 0 | 0.364 | 1 | 5 | cs | TRUE
53 | LV_261-700_0_6_line_53 |  | 40 | 45 | 0.004343 | 0.125 | 0.08 | 261 | 0 | 0.364 | 1 | 1 | cs | TRUE
54 | LV_261-700_0_6_line_54 |  | 42 | 43 | 0.028387 | 0.125 | 0.08 | 261 | 0 | 0.364 | 1 | 5 | cs | TRUE
55 | LV_261-700_0_6_line_55 |  | 42 | 44 | 0.003754 | 0.125 | 0.08 | 261 | 0 | 0.364 | 1 | 5 | cs | TRUE
56 | LV_261-700_0_6_line_56 |  | 43 | 53 | 0.017252 | 0.125 | 0.08 | 261 | 0 | 0.364 | 1 | 5 | cs | TRUE
57 | LV_261-700_0_6_line_57 |  | 43 | 54 | 0.014499 | 0.125 | 0.08 | 261 | 0 | 0.364 | 1 | 1 | cs | TRUE
58 | LV_261-700_0_6_line_58 |  | 44 | 68 | 0.0053464 | 0.125 | 0.08 | 261 | 0 | 0.364 | 1 | 5 | cs | TRUE
59 | LV_261-700_0_6_line_59 |  | 44 | 69 | 0.02212 | 0.125 | 0.08 | 261 | 0 | 0.364 | 1 | 1 | cs | TRUE
60 | LV_261-700_0_6_line_60 |  | 45 | 46 | 0.022562 | 0.125 | 0.08 | 261 | 0 | 0.364 | 1 | 1 | cs | TRUE
61 | LV_261-700_0_6_line_61 |  | 47 | 48 | 0.009789 | 0.125 | 0.08 | 261 | 0 | 0.364 | 1 | 1 | cs | TRUE
62 | LV_261-700_0_6_line_62 |  | 47 | 49 | 0.023689 | 0.125 | 0.08 | 261 | 0 | 0.364 | 1 | 1 | cs | TRUE
63 | LV_261-700_0_6_line_63 |  | 49 | 71 | 0.0084767 | 0.125 | 0.08 | 261 | 0 | 0.364 | 1 | 1 | cs | TRUE
64 | LV_261-700_0_6_line_64 |  | 50 | 51 | 0.035077 | 0.125 | 0.08 | 261 | 0 | 0.364 | 1 | 1 | cs | TRUE
65 | LV_261-700_0_6_line_65 |  | 50 | 52 | 0.024169 | 0.125 | 0.08 | 261 | 0 | 0.364 | 1 | 1 | cs | TRUE
66 | LV_261-700_0_6_line_66 |  | 51 | 68 | 0.019138 | 0.125 | 0.08 | 261 | 0 | 0.364 | 1 | 5 | cs | TRUE
67 | LV_261-700_0_6_line_67 |  | 53 | 72 | 0.017812 | 0.125 | 0.08 | 261 | 0 | 0.364 | 1 | 1 | cs | TRUE
68 | LV_261-700_0_6_line_68 |  | 53 | 60 | 0.0098138 | 0.125 | 0.08 | 261 | 0 | 0.364 | 1 | 5 | cs | TRUE
69 | LV_261-700_0_6_line_69 |  | 54 | 61 | 0.022012 | 0.125 | 0.08 | 261 | 0 | 0.364 | 1 | 1 | cs | TRUE
70 | LV_261-700_0_6_line_70 |  | 55 | 56 | 0.028804 | 0.125 | 0.08 | 261 | 0 | 0.364 | 1 | 1 | cs | TRUE
71 | LV_261-700_0_6_line_71 |  | 55 | 57 | 0.04094 | 0.125 | 0.08 | 261 | 0 | 0.364 | 1 | 1 | cs | TRUE
72 | LV_261-700_0_6_line_72 |  | 56 | 61 | 0.020801 | 0.125 | 0.08 | 261 | 0 | 0.364 | 1 | 1 | cs | TRUE
73 | LV_261-700_0_6_line_73 |  | 58 | 59 | 0.014294 | 0.125 | 0.08 | 261 | 0 | 0.364 | 1 | 5 | cs | TRUE
74 | LV_261-700_0_6_line_74 |  | 58 | 60 | 0.023761 | 0.125 | 0.08 | 261 | 0 | 0.364 | 1 | 5 | cs | TRUE
75 | LV_261-700_0_6_line_75 |  | 63 | 80 | 0.014729 | 0.125 | 0.08 | 261 | 0 | 0.364 | 1 | 1 | cs | TRUE
76 | LV_261-700_0_6_line_76 |  | 65 | 71 | 0.026829 | 0.125 | 0.08 | 261 | 0 | 0.364 | 1 | 2 | cs | TRUE
77 | LV_261-700_0_6_line_77 |  | 66 | 67 | 0.017545 | 0.125 | 0.08 | 261 | 0 | 0.364 | 1 | 1 | cs | TRUE
78 | LV_261-700_0_6_line_78 |  | 67 | 74 | 0.018472 | 0.125 | 0.08 | 261 | 0 | 0.364 | 1 | 1 | cs | TRUE
79 | LV_261-700_0_6_line_79 |  | 69 | 123 | 0.0037646 | 0.125 | 0.08 | 261 | 0 | 0.364 | 1 | 1 | cs | TRUE
80 | LV_261-700_0_6_line_80 |  | 70 | 101 | 0.021344 | 0.125 | 0.08 | 261 | 0 | 0.364 | 1 | 5 | cs | TRUE
81 | LV_261-700_0_6_line_81 |  | 71 | 110 | 0.009542 | 0.125 | 0.08 | 261 | 0 | 0.364 | 1 | 1 | cs | TRUE
82 | LV_261-700_0_6_line_82 |  | 71 | 109 | 0.023246 | 0.125 | 0.08 | 261 | 0 | 0.364 | 1 | 1 | cs | TRUE
83 | LV_261-700_0_6_line_83 |  | 73 | 74 | 0.023677 | 0.125 | 0.08 | 261 | 0 | 0.364 | 1 | 1 | cs | TRUE
84 | LV_261-700_0_6_line_84 |  | 74 | 108 | 0.007158 | 0.125 | 0.08 | 261 | 0 | 0.364 | 1 | 1 | cs | TRUE
85 | LV_261-700_0_6_line_85 |  | 74 | 109 | 0.0079289 | 0.125 | 0.08 | 261 | 0 | 0.364 | 1 | 1 | cs | TRUE
86 | LV_261-700_0_6_line_86 |  | 75 | 76 | 0.0064665 | 0.125 | 0.08 | 261 | 0 | 0.364 | 1 | 1 | cs | TRUE
87 | LV_261-700_0_6_line_87 |  | 77 | 78 | 0.021083 | 0.125 | 0.08 | 261 | 0 | 0.364 | 1 | 1 | cs | TRUE
88 | LV_261-700_0_6_line_88 |  | 78 | 122 | 0.0020978 | 0.125 | 0.08 | 261 | 0 | 0.364 | 1 | 1 | cs | TRUE
89 | LV_261-700_0_6_line_89 |  | 79 | 80 | 0.029591 | 0.125 | 0.08 | 261 | 0 | 0.364 | 1 | 1 | cs | TRUE
90 | LV_261-700_0_6_line_90 |  | 81 | 82 | 0.0089643 | 0.125 | 0.08 | 261 | 0 | 0.364 | 1 | 5 | cs | TRUE
91 | LV_261-700_0_6_line_91 |  | 81 | 83 | 0.010234 | 0.125 | 0.08 | 261 | 0 | 0.364 | 1 | 5 | cs | TRUE
92 | LV_261-700_0_6_line_92 |  | 82 | 84 | 0.016237 | 0.125 | 0.08 | 261 | 0 | 0.364 | 1 | 5 | cs | TRUE
93 | LV_261-700_0_6_line_93 |  | 83 | 85 | 0.014589 | 0.125 | 0.08 | 261 | 0 | 0.364 | 1 | 5 | cs | TRUE
94 | LV_261-700_0_6_line_94 |  | 84 | 86 | 0.011044 | 0.125 | 0.08 | 261 | 0 | 0.364 | 1 | 5 | cs | TRUE
95 | LV_261-700_0_6_line_95 |  | 85 | 87 | 0.013486 | 0.125 | 0.08 | 261 | 0 | 0.364 | 1 | 1 | cs | TRUE
96 | LV_261-700_0_6_line_96 |  | 85 | 88 | 0.014405 | 0.125 | 0.08 | 261 | 0 | 0.364 | 1 | 5 | cs | TRUE
97 | LV_261-700_0_6_line_97 |  | 86 | 89 | 0.011954 | 0.125 | 0.08 | 261 | 0 | 0.364 | 1 | 5 | cs | TRUE
98 | LV_261-700_0_6_line_98 |  | 87 | 90 | 0.00012459 | 0.125 | 0.08 | 261 | 0 | 0.364 | 1 | 1 | cs | TRUE
99 | LV_261-700_0_6_line_99 |  | 88 | 91 | 0.010236 | 0.125 | 0.08 | 261 | 0 | 0.364 | 1 | 5 | cs | TRUE
100 | LV_261-700_0_6_line_100 |  | 90 | 99 | 0.014328 | 0.125 | 0.08 | 261 | 0 | 0.364 | 1 | 1 | cs | TRUE
101 | LV_261-700_0_6_line_101 |  | 91 | 92 | 0.017219 | 0.125 | 0.08 | 261 | 0 | 0.364 | 1 | 5 | cs | TRUE
102 | LV_261-700_0_6_line_102 |  | 92 | 93 | 0.009735 | 0.125 | 0.08 | 261 | 0 | 0.364 | 1 | 5 | cs | TRUE
103 | LV_261-700_0_6_line_103 |  | 93 | 96 | 0.004037 | 0.125 | 0.08 | 261 | 0 | 0.364 | 1 | 1 | cs | TRUE
104 | LV_261-700_0_6_line_104 |  | 93 | 97 | 0.023663 | 0.125 | 0.08 | 261 | 0 | 0.364 | 1 | 5 | cs | TRUE
105 | LV_261-700_0_6_line_105 |  | 93 | 98 | 0.011771 | 0.125 | 0.08 | 261 | 0 | 0.364 | 1 | 1 | cs | TRUE
106 | LV_261-700_0_6_line_106 |  | 94 | 95 | 0.0079463 | 0.125 | 0.08 | 261 | 0 | 0.364 | 1 | 1 | cs | TRUE
107 | LV_261-700_0_6_line_107 |  | 96 | 116 | 0.0072251 | 0.125 | 0.08 | 261 | 0 | 0.364 | 1 | 1 | cs | TRUE
108 | LV_261-700_0_6_line_108 |  | 97 | 121 | 0.019309 | 0.125 | 0.08 | 261 | 0 | 0.364 | 1 | 5 | cs | TRUE
109 | LV_261-700_0_6_line_109 |  | 98 | 107 | 0.023424 | 0.125 | 0.08 | 261 | 0 | 0.364 | 1 | 1 | cs | TRUE
110 | LV_261-700_0_6_line_110 |  | 102 | 103 | 0.0020165 | 0.125 | 0.08 | 261 | 0 | 0.364 | 1 | 1 | cs | TRUE
111 | LV_261-700_0_6_line_111 |  | 102 | 104 | 0.016612 | 0.125 | 0.08 | 261 | 0 | 0.364 | 1 | 1 | cs | TRUE
112 | LV_261-700_0_6_line_112 |  | 103 | 105 | 0.012831 | 0.125 | 0.08 | 261 | 0 | 0.364 | 1 | 1 | cs | TRUE
113 | LV_261-700_0_6_line_113 |  | 104 | 106 | 0.032902 | 0.125 | 0.08 | 261 | 0 | 0.364 | 1 | 1 | cs | TRUE
114 | LV_261-700_0_6_line_114 |  | 111 | 112 | 0.028523 | 0.125 | 0.08 | 261 | 0 | 0.364 | 1 | 1 | cs | TRUE
115 | LV_261-700_0_6_line_115 |  | 111 | 113 | 0.01575 | 0.125 | 0.08 | 261 | 0 | 0.364 | 1 | 1 | cs | TRUE
116 | LV_261-700_0_6_line_116 |  | 112 | 114 | 0.01831 | 0.125 | 0.08 | 261 | 0 | 0.364 | 1 | 1 | cs | TRUE
117 | LV_261-700_0_6_line_117 |  | 113 | 115 | 0.022776 | 0.125 | 0.08 | 261 | 0 | 0.364 | 1 | 1 | cs | TRUE
118 | LV_261-700_0_6_line_118 |  | 114 | 116 | 0.0037639 | 0.125 | 0.08 | 261 | 0 | 0.364 | 1 | 1 | cs | TRUE
119 | LV_261-700_0_6_line_119 |  | 117 | 118 | 0.013373 | 0.125 | 0.08 | 261 | 0 | 0.364 | 1 | 1 | cs | TRUE
120 | LV_261-700_0_6_line_120 |  | 118 | 119 | 0.016456 | 0.125 | 0.08 | 261 | 0 | 0.364 | 1 | 1 | cs | TRUE
121 | LV_261-700_0_6_line_121 |  | 119 | 120 | 0.0088493 | 0.125 | 0.08 | 261 | 0 | 0.364 | 1 | 1 | cs | TRUE
122 | LV_261-700_0_6_line_122 |  | 122 | 123 | 0.017892 | 0.125 | 0.08 | 261 | 0 | 0.364 | 1 | 1 | cs | TRUE

## trafo
| name | std_type | hv_bus | lv_bus | sn_mva | vn_hv_kv | vn_lv_kv | vk_percent | vkr_percent | pfe_kw | i0_percent | shift_degree | tap_side | tap_neutral | tap_min | tap_max | tap_step_percent | tap_step_degree | tap_pos | tap_phase_shifter | parallel | df | in_service
0 | LV_261-700_0_6_trafo_113 | 0.63 MVA 20/0.4 kV | 124 | 51 | 0.63 | 20 | 0.4 | 6 | 1.206 | 1.65 | 0.2619 | 150 | hv | 0 | -2 | 2 | 2.5 | 0 | 0 | FALSE | 1 | 1 | TRUE

## line_geodata
| x0 | y0 | x1 | y1 | x2 | y2 | x3 | y3 | x4 | y4 | x5 | y5 | x6 | y6 | x7 | y7
0 | 2684099.4337 | 1251356.4427 | 2684080.3273 | 1251363.3465
1 | 2684111.5109 | 1251352.0788 | 2684099.4337 | 1251356.4427
2 | 2684058.5206 | 1251371.2305 | 2684071.1527 | 1251366.6616 | 2684080.3273 | 1251363.3465
3 | 2684111.5109 | 1251352.0788 | 2684116.5238 | 1251364.2591 | 2684117.998 | 1251367.9582
4 | 2684101.9281 | 1251322.0314 | 2684114.2501 | 1251351.0836 | 2684111.5109 | 1251352.0788
5 | 2684111.5109 | 1251352.0788 | 2684114.2501 | 1251351.0836 | 2684120.5665 | 1251366.6182
6 | 2684117.998 | 1251367.9582 | 2684127.3054 | 1251391.313
7 | 2684101.9281 | 1251322.0314 | 2684118.159 | 1251316.8444
8 | 2684120.5665 | 1251366.6182 | 2684126.514 | 1251380.765
9 | 2684120.5665 | 1251366.6182 | 2684133.6324 | 1251361.9076
10 | 2684125.6694 | 1251408.0662 | 2684125.6031 | 1251405.2965 | 2684129.0824 | 1251395.7721 | 2684127.3054 | 1251391.313
11 | 2684129.0452 | 1251313.3653 | 2684118.159 | 1251316.8444
12 | 2684133.6324 | 1251361.9076 | 2684147.153 | 1251357.0329 | 2684147.153 | 1251357.0329
13 | 2684206.0739 | 1251286.15 | 2684208.3831 | 1251292.0427
14 | 2684206.0739 | 1251286.15 | 2684171.2862 | 1251299.157
15 | 2684208.3831 | 1251292.0427 | 2684218.0215 | 1251316.6241
16 | 2684171.2862 | 1251299.157 | 2684164.3109 | 1251301.7651
17 | 2684129.0452 | 1251313.3653 | 2684140.0427 | 1251309.855
18 | 2684147.5354 | 1251307.4634 | 2684140.0427 | 1251309.855
19 | 2684125.6694 | 1251408.0662 | 2684114.513 | 1251408.0411 | 2684100.1956 | 1251409.3982
20 | 2684125.6694 | 1251408.0662 | 2684125.7008 | 1251411.7027
21 | 2684135.8741 | 1251408.1333 | 2684125.6694 | 1251408.0662
22 | 2684147.153 | 1251357.0329 | 2684150.2303 | 1251365.1901
23 | 2684049.9103 | 1251422.024 | 2684060.7335 | 1251417.8874
24 | 2684049.9103 | 1251422.024 | 2684059.3112 | 1251431.3865 | 2684056.5133 | 1251434.3936 | 2684058.1305 | 1251435.862
25 | 2684060.7335 | 1251417.8874 | 2684062.6458 | 1251417.1565 | 2684073.123 | 1251413.9805 | 2684079.1485 | 1251412.8277
26 | 2684058.1305 | 1251435.862 | 2684081.5299 | 1251454.5413
27 | 2684058.1305 | 1251435.862 | 2684043.3403 | 1251459.5935
28 | 2684222.821 | 1251328.8644 | 2684218.0215 | 1251316.6241
29 | 2684329.829 | 1251386.2401 | 2684333.5242 | 1251386.4929 | 2684332.706 | 1251415.8589
30 | 2684305.02 | 1251414.6529 | 2684332.706 | 1251415.8589
31 | 2684305.02 | 1251414.6529 | 2684304.8632 | 1251418.2423
32 | 2684305.02 | 1251414.6529 | 2684303.3666 | 1251414.5808
33 | 2684243.1984 | 1251369.4733 | 2684242.3288 | 1251366.9257 | 2684239.214 | 1251358.9029
34 | 2684243.1984 | 1251369.4733 | 2684247.4832 | 1251380.7303
35 | 2684238.7357 | 1251371.1667 | 2684243.1984 | 1251369.4733
36 | 2684243.1984 | 1251369.4733 | 2684256.4005 | 1251364.4742
37 | 2684304.8632 | 1251418.2423 | 2684304.6325 | 1251423.8432 | 2684305.4487 | 1251423.8777
38 | 2684305.4487 | 1251423.8777 | 2684314.5453 | 1251424.2623 | 2684313.8735 | 1251440.1647 | 2684308.4678 | 1251444.4799 | 2684308.1578 | 1251453.3587
39 | 2684147.5354 | 1251307.4634 | 2684158.0277 | 1251304.1143 | 2684164.3109 | 1251301.7651
40 | 2684260.541 | 1251491.2556 | 2684262.5788 | 1251491.2735 | 2684272.9271 | 1251491.3207 | 2684277.5087 | 1251491.3414 | 2684283.2138 | 1251491.5389
41 | 2684306.6841 | 1251492.3571 | 2684299.8334 | 1251492.1262 | 2684294.4164 | 1251491.9267 | 2684283.2138 | 1251491.5389
42 | 2684260.2506 | 1251509.0093 | 2684260.541 | 1251491.2556
43 | 2684306.6841 | 1251492.3571 | 2684306.8753 | 1251488.468 | 2684307.0656 | 1251484.6457
44 | 2684259.6378 | 1251536.6991 | 2684259.7857 | 1251531.0748 | 2684259.8138 | 1251522.7356 | 2684260.0044 | 1251516.7671 | 2684260.2506 | 1251509.0093
45 | 2684260.2506 | 1251509.0093 | 2684255.2083 | 1251509.538 | 2684244.2689 | 1251510.1941 | 2684238.3883 | 1251510.7889
46 | 2684307.0656 | 1251484.6457 | 2684308.1578 | 1251453.3587
47 | 2684259.6378 | 1251536.6991 | 2684259.448 | 1251543.7851
48 | 2684259.6378 | 1251536.6991 | 2684261.2149 | 1251536.1989 | 2684263.1772 | 1251535.1594 | 2684265.5354 | 1251534.4146 | 2684268.3534 | 1251533.2023
49 | 2684218.9225 | 1251512.758 | 2684238.3883 | 1251510.7889
50 | 2684218.9225 | 1251512.758 | 2684219.2067 | 1251521.4352 | 2684217.0205 | 1251532.9127 | 2684216.4239 | 1251542.3592
51 | 2684215.5105 | 1251556.8203 | 2684216.4239 | 1251542.3592
52 | 2684081.5299 | 1251454.5413 | 2684068.1568 | 1251467.7508
53 | 2684081.5299 | 1251454.5413 | 2684084.8644 | 1251457.3351
54 | 2684208.2542 | 1251492.2243 | 2684208.7291 | 1251496.5121 | 2684212.5061 | 1251495.7874 | 2684213.9716 | 1251506.861 | 2684214.3048 | 1251511.5581 | 2684212.715 | 1251515.6052
55 | 2684207.8392 | 1251488.4934 | 2684208.2542 | 1251492.2243
56 | 2684212.715 | 1251515.6052 | 2684212.0094 | 1251532.8415
57 | 2684212.715 | 1251515.6052 | 2684202.0675 | 1251517.4887 | 2684199.8746 | 1251517.2351 | 2684198.4169 | 1251517.4842
58 | 2684207.8392 | 1251488.4934 | 2684202.5919 | 1251489.5176
59 | 2684207.8392 | 1251488.4934 | 2684213.7803 | 1251487.3992 | 2684229.7574 | 1251485.5881
60 | 2684067.9172 | 1251472.2837 | 2684084.8644 | 1251457.3351
61 | 2684020.607 | 1251477.3499 | 2684023.2543 | 1251467.9249
62 | 2684023.2543 | 1251467.9249 | 2684031.1428 | 1251471.6284 | 2684037.7883 | 1251476.2149 | 2684042.9704 | 1251480.7703
63 | 2684049.0692 | 1251486.6049 | 2684048.2408 | 1251485.4034 | 2684042.9704 | 1251480.7703
64 | 2684149.8354 | 1251501.8796 | 2684179.484 | 1251494.0281 | 2684183.8085 | 1251493.184
65 | 2684149.8354 | 1251501.8796 | 2684146.8379 | 1251501.4033 | 2684144.3717 | 1251500.1896 | 2684132.6413 | 1251486.9131 | 2684132.1833 | 1251486.4261
66 | 2684202.5919 | 1251489.5176 | 2684183.8085 | 1251493.184
67 | 2684212.0094 | 1251532.8415 | 2684198.3411 | 1251529.5226 | 2684197.6767 | 1251533.2493
68 | 2684212.0094 | 1251532.8415 | 2684211.5721 | 1251542.6455
69 | 2684198.4169 | 1251517.4842 | 2684188.6984 | 1251519.1445 | 2684177.1936 | 1251523.0599
70 | 2684156.3896 | 1251554.8457 | 2684156.2347 | 1251552.9977 | 2684156.668 | 1251551.1914 | 2684158.2767 | 1251549.0014 | 2684160.7096 | 1251547.7795 | 2684161.7544 | 1251544.9033 | 2684155.62 | 1251534.1081 | 2684159.3014 | 1251532.1367
71 | 2684156.3896 | 1251554.8457 | 2684150.4295 | 1251554.6276 | 2684115.4774 | 1251553.3248
72 | 2684159.3014 | 1251532.1367 | 2684165.166 | 1251528.9843 | 2684175.5089 | 1251525.6842 | 2684176.5926 | 1251523.2645 | 2684177.1936 | 1251523.0599
73 | 2684215.5105 | 1251556.8203 | 2684210.901 | 1251556.6436 | 2684201.184 | 1251556.2719
74 | 2684201.184 | 1251556.2719 | 2684201.4092 | 1251549.4589 | 2684211.2559 | 1251549.7323 | 2684211.5721 | 1251542.6455
75 | 2684258.9501 | 1251558.5057 | 2684259.2692 | 1251550.4041 | 2684259.3318 | 1251548.1255 | 2684259.448 | 1251543.7851
76 | 2684049.0692 | 1251486.6049 | 2684068.1568 | 1251467.7508
77 | 2684097.9374 | 1251502.5233 | 2684092.2647 | 1251504.4532 | 2684081.3206 | 1251508.1527
78 | 2684063.8216 | 1251514.068 | 2684081.3206 | 1251508.1527
79 | 2684229.7574 | 1251485.5881 | 2684233.4981 | 1251485.1641
80 | 2684079.1485 | 1251412.8277 | 2684094.0062 | 1251409.9849 | 2684100.1956 | 1251409.3982
81 | 2684049.0692 | 1251486.6049 | 2684042.0477 | 1251493.088
82 | 2684049.0692 | 1251486.6049 | 2684060.0695 | 1251507.0831
83 | 2684063.8216 | 1251514.068 | 2684068.2624 | 1251524.5389 | 2684068.1462 | 1251536.8413
84 | 2684063.8216 | 1251514.068 | 2684056.9099 | 1251516.0048
85 | 2684063.8216 | 1251514.068 | 2684060.0695 | 1251507.0831
86 | 2684125.7008 | 1251411.7027 | 2684123.3309 | 1251411.6801 | 2684119.2405 | 1251411.9037
87 | 2684253.4407 | 1251483.8852 | 2684261.1875 | 1251483.4812 | 2684274.5087 | 1251483.8193
88 | 2684251.3457 | 1251483.9945 | 2684253.4407 | 1251483.8852
89 | 2684258.9501 | 1251558.5057 | 2684288.5185 | 1251559.6499
90 | 2684184.0391 | 1251409.9408 | 2684175.0812 | 1251409.6046
91 | 2684184.0391 | 1251409.9408 | 2684194.2657 | 1251410.3246
92 | 2684158.8561 | 1251408.9958 | 2684175.0812 | 1251409.6046
93 | 2684208.8448 | 1251410.8717 | 2684194.2657 | 1251410.3246
94 | 2684158.8561 | 1251408.9958 | 2684147.82 | 1251408.5816
95 | 2684208.8448 | 1251410.8717 | 2684209.3789 | 1251397.3962
96 | 2684208.8448 | 1251410.8717 | 2684223.2395 | 1251411.4184
97 | 2684135.8741 | 1251408.1333 | 2684147.82 | 1251408.5816
98 | 2684209.3789 | 1251397.3962 | 2684209.3839 | 1251397.2717
99 | 2684233.4701 | 1251411.7503 | 2684225.6916 | 1251411.5116 | 2684223.2395 | 1251411.4184
100 | 2684209.9513 | 1251382.9554 | 2684209.3839 | 1251397.2717
101 | 2684250.6815 | 1251412.2785 | 2684233.4701 | 1251411.7503
102 | 2684250.6815 | 1251412.2785 | 2684260.4357 | 1251412.7063
103 | 2684260.4357 | 1251412.7063 | 2684260.3406 | 1251416.7413
104 | 2684260.4357 | 1251412.7063 | 2684284.0761 | 1251413.7385
105 | 2684260.4357 | 1251412.7063 | 2684260.5008 | 1251409.7273 | 2684258.4959 | 1251408.4534 | 2684257.5129 | 1251406.449 | 2684255.9059 | 1251402.5863
106 | 2684238.7357 | 1251371.1667 | 2684235.9376 | 1251363.7293
107 | 2684260.3406 | 1251416.7413 | 2684253.1215 | 1251416.4467
108 | 2684284.0761 | 1251413.7385 | 2684303.3666 | 1251414.5808
109 | 2684247.4832 | 1251380.7303 | 2684254.6882 | 1251399.6593 | 2684255.9059 | 1251402.5863
110 | 2684270.2859 | 1251359.2164 | 2684268.4001 | 1251359.9305
111 | 2684285.8211 | 1251353.3339 | 2684270.2859 | 1251359.2164
112 | 2684268.4001 | 1251359.9305 | 2684256.4005 | 1251364.4742
113 | 2684285.8211 | 1251353.3339 | 2684292.036 | 1251370.1349 | 2684306.0757 | 1251364.8865
114 | 2684202.5665 | 1251414.3777 | 2684211.8467 | 1251414.7617 | 2684231.0659 | 1251415.5463
115 | 2684202.5665 | 1251414.3777 | 2684186.8299 | 1251413.7264
116 | 2684231.0659 | 1251415.5463 | 2684249.3607 | 1251416.2931
117 | 2684164.0735 | 1251412.7847 | 2684186.8299 | 1251413.7264
118 | 2684253.1215 | 1251416.4467 | 2684249.3607 | 1251416.2931
119 | 2684222.821 | 1251328.8644 | 2684210.2739 | 1251333.4917
120 | 2684210.2739 | 1251333.4917 | 2684194.8348 | 1251339.1856 | 2684194.8348 | 1251339.1856
121 | 2684197.9522 | 1251347.4676 | 2684194.8348 | 1251339.1856
122 | 2684251.3457 | 1251483.9945 | 2684237.3998 | 1251484.7218 | 2684233.4981 | 1251485.1641

## bus_geodata
| x | y | coords
0 | 2684099.4337 | 1251356.4427
1 | 2684080.3273 | 1251363.3465
2 | 2684111.5109 | 1251352.0788
3 | 2684058.5206 | 1251371.2305
4 | 2684117.998 | 1251367.9582
5 | 2684101.9281 | 1251322.0314
6 | 2684120.5665 | 1251366.6182
7 | 2684127.3054 | 1251391.313
8 | 2684118.159 | 1251316.8444
9 | 2684126.514 | 1251380.765
10 | 2684133.6324 | 1251361.9076
11 | 2684206.0739 | 1251286.15
12 | 2684208.3831 | 1251292.0427
13 | 2684171.2862 | 1251299.157
14 | 2684129.0452 | 1251313.3653
15 | 2684140.0427 | 1251309.855
16 | 2684125.6694 | 1251408.0662
17 | 2684147.153 | 1251357.0329
18 | 2684049.9103 | 1251422.024
19 | 2684060.7335 | 1251417.8874
20 | 2684058.1305 | 1251435.862
21 | 2684218.0215 | 1251316.6241
22 | 2684332.706 | 1251415.8589
23 | 2684329.829 | 1251386.2401
24 | 2684305.02 | 1251414.6529
25 | 2684239.214 | 1251358.9029
26 | 2684243.1984 | 1251369.4733
27 | 2684304.8632 | 1251418.2423
28 | 2684305.4487 | 1251423.8777
29 | 2684164.3109 | 1251301.7651
30 | 2684147.5354 | 1251307.4634
31 | 2684283.2138 | 1251491.5389
32 | 2684260.541 | 1251491.2556
33 | 2684306.6841 | 1251492.3571
34 | 2684260.2506 | 1251509.0093
35 | 2684307.0656 | 1251484.6457
36 | 2684259.6378 | 1251536.6991
37 | 2684238.3883 | 1251510.7889
38 | 2684218.9225 | 1251512.758
39 | 2684216.4239 | 1251542.3592
40 | 2684081.5299 | 1251454.5413
41 | 2684043.3403 | 1251459.5935
42 | 2684208.2542 | 1251492.2243
43 | 2684212.715 | 1251515.6052
44 | 2684207.8392 | 1251488.4934
45 | 2684084.8644 | 1251457.3351
46 | 2684067.9172 | 1251472.2837
47 | 2684023.2543 | 1251467.9248
48 | 2684020.607 | 1251477.3499
49 | 2684042.9704 | 1251480.7703
50 | 2684149.8354 | 1251501.8796
51 | 2684183.8085 | 1251493.184
52 | 2684132.1833 | 1251486.4261
53 | 2684212.0094 | 1251532.8415
54 | 2684198.4169 | 1251517.4842
55 | 2684156.3896 | 1251554.8457
56 | 2684159.3014 | 1251532.1367
57 | 2684115.4774 | 1251553.3248
58 | 2684201.184 | 1251556.2719
59 | 2684215.5105 | 1251556.8203
60 | 2684211.5721 | 1251542.6455
61 | 2684177.1936 | 1251523.0599
62 | 2684308.1578 | 1251453.3587
63 | 2684259.448 | 1251543.7851
64 | 2684268.3534 | 1251533.2023
65 | 2684068.1568 | 1251467.7508
66 | 2684097.9374 | 1251502.5233
67 | 2684081.3206 | 1251508.1527
68 | 2684202.5919 | 1251489.5176
69 | 2684229.7574 | 1251485.5881
70 | 2684079.1485 | 1251412.8277
71 | 2684049.0692 | 1251486.6049
72 | 2684197.6767 | 1251533.2493
73 | 2684068.1462 | 1251536.8413
74 | 2684063.8216 | 1251514.068
75 | 2684119.2405 | 1251411.9037
76 | 2684125.7008 | 1251411.7027
77 | 2684274.5087 | 1251483.8193
78 | 2684253.4407 | 1251483.8852
79 | 2684288.5185 | 1251559.6499
80 | 2684258.9501 | 1251558.5057
81 | 2684184.0391 | 1251409.9408
82 | 2684175.0812 | 1251409.6046
83 | 2684194.2657 | 1251410.3246
84 | 2684158.8561 | 1251408.9958
85 | 2684208.8448 | 1251410.8717
86 | 2684147.82 | 1251408.5816
87 | 2684209.3789 | 1251397.3962
88 | 2684223.2395 | 1251411.4184
89 | 2684135.8741 | 1251408.1333
90 | 2684209.3839 | 1251397.2717
91 | 2684233.4701 | 1251411.7503
92 | 2684250.6815 | 1251412.2785
93 | 2684260.4357 | 1251412.7063
94 | 2684238.7357 | 1251371.1667
95 | 2684235.9376 | 1251363.7293
96 | 2684260.3406 | 1251416.7413
97 | 2684284.0761 | 1251413.7385
98 | 2684255.9059 | 1251402.5863
99 | 2684209.9513 | 1251382.9554
100 | 2684150.2303 | 1251365.1901
101 | 2684100.1956 | 1251409.3982
102 | 2684270.2859 | 1251359.2164
103 | 2684268.4001 | 1251359.9305
104 | 2684285.8211 | 1251353.3339
105 | 2684256.4006 | 1251364.4742
106 | 2684306.0757 | 1251364.8865
107 | 2684247.4832 | 1251380.7303
108 | 2684056.9099 | 1251516.0048
109 | 2684060.0695 | 1251507.0831
110 | 2684042.0477 | 1251493.088
111 | 2684202.5665 | 1251414.3777
112 | 2684231.0659 | 1251415.5463
113 | 2684186.8299 | 1251413.7264
114 | 2684249.3607 | 1251416.2931
115 | 2684164.0735 | 1251412.7847
116 | 2684253.1215 | 1251416.4466
117 | 2684222.821 | 1251328.8644
118 | 2684210.2739 | 1251333.4917
119 | 2684194.8348 | 1251339.1856
120 | 2684197.9522 | 1251347.4676
121 | 2684303.3666 | 1251414.5808
122 | 2684251.3457 | 1251483.9945
123 | 2684233.4981 | 1251485.1641
124 | 2684207.8392 | 1251488.4934

## line_std_types
| c_nf_per_km | r_ohm_per_km | x_ohm_per_km | max_i_ka | type | q_mm2 | alpha | voltage_rating
NAYY 4x50 SE | 210 | 0.642 | 0.083 | 0.142 | cs | 50 | 0.00403 | LV
NAYY 4x120 SE | 264 | 0.225 | 0.08 | 0.242 | cs | 120 | 0.00403 | LV
NAYY 4x150 SE | 261 | 0.208 | 0.08 | 0.27 | cs | 150 | 0.00403 | LV
NA2XS2Y 1x95 RM/25 12/20 kV | 216 | 0.313 | 0.132 | 0.252 | cs | 95 | 0.00403 | MV
NA2XS2Y 1x185 RM/25 12/20 kV | 273 | 0.161 | 0.117 | 0.362 | cs | 185 | 0.00403 | MV
NA2XS2Y 1x240 RM/25 12/20 kV | 304 | 0.122 | 0.112 | 0.421 | cs | 240 | 0.00403 | MV
NA2XS2Y 1x95 RM/25 6/10 kV | 315 | 0.313 | 0.123 | 0.249 | cs | 95 | 0.00403 | MV
NA2XS2Y 1x185 RM/25 6/10 kV | 406 | 0.161 | 0.11 | 0.358 | cs | 185 | 0.00403 | MV
NA2XS2Y 1x240 RM/25 6/10 kV | 456 | 0.122 | 0.105 | 0.416 | cs | 240 | 0.00403 | MV
NA2XS2Y 1x150 RM/25 12/20 kV | 250 | 0.206 | 0.116 | 0.319 | cs | 150 | 0.00403 | MV
NA2XS2Y 1x120 RM/25 12/20 kV | 230 | 0.253 | 0.119 | 0.283 | cs | 120 | 0.00403 | MV
NA2XS2Y 1x70 RM/25 12/20 kV | 190 | 0.443 | 0.132 | 0.22 | cs | 70 | 0.00403 | MV
NA2XS2Y 1x150 RM/25 6/10 kV | 360 | 0.206 | 0.11 | 0.315 | cs | 150 | 0.00403 | MV
NA2XS2Y 1x120 RM/25 6/10 kV | 340 | 0.253 | 0.113 | 0.28 | cs | 120 | 0.00403 | MV
NA2XS2Y 1x70 RM/25 6/10 kV | 280 | 0.443 | 0.123 | 0.217 | cs | 70 | 0.00403 | MV
N2XS(FL)2Y 1x120 RM/35 64/110 kV | 112 | 0.153 | 0.166 | 0.366 | cs | 120 | 0.00393 | HV
N2XS(FL)2Y 1x185 RM/35 64/110 kV | 125 | 0.099 | 0.156 | 0.457 | cs | 185 | 0.00393 | HV
N2XS(FL)2Y 1x240 RM/35 64/110 kV | 135 | 0.075 | 0.149 | 0.526 | cs | 240 | 0.00393 | HV
N2XS(FL)2Y 1x300 RM/35 64/110 kV | 144 | 0.06 | 0.144 | 0.588 | cs | 300 | 0.00393 | HV
15-AL1/3-ST1A 0.4 | 11 | 1.8769 | 0.35 | 0.105 | ol | 16 | 0.00403 | LV
24-AL1/4-ST1A 0.4 | 11.25 | 1.2012 | 0.335 | 0.14 | ol | 24 | 0.00403 | LV
48-AL1/8-ST1A 0.4 | 12.2 | 0.5939 | 0.3 | 0.21 | ol | 48 | 0.00403 | LV
94-AL1/15-ST1A 0.4 | 13.2 | 0.306 | 0.29 | 0.35 | ol | 94 | 0.00403 | LV
34-AL1/6-ST1A 10.0 | 9.7 | 0.8342 | 0.36 | 0.17 | ol | 34 | 0.00403 | MV
48-AL1/8-ST1A 10.0 | 10.1 | 0.5939 | 0.35 | 0.21 | ol | 48 | 0.00403 | MV
70-AL1/11-ST1A 10.0 | 10.4 | 0.4132 | 0.339 | 0.29 | ol | 70 | 0.00403 | MV
94-AL1/15-ST1A 10.0 | 10.75 | 0.306 | 0.33 | 0.35 | ol | 94 | 0.00403 | MV
122-AL1/20-ST1A 10.0 | 11.1 | 0.2376 | 0.323 | 0.41 | ol | 122 | 0.00403 | MV
149-AL1/24-ST1A 10.0 | 11.25 | 0.194 | 0.315 | 0.47 | ol | 149 | 0.00403 | MV
34-AL1/6-ST1A 20.0 | 9.15 | 0.8342 | 0.382 | 0.17 | ol | 34 | 0.00403 | MV
48-AL1/8-ST1A 20.0 | 9.5 | 0.5939 | 0.372 | 0.21 | ol | 48 | 0.00403 | MV
70-AL1/11-ST1A 20.0 | 9.7 | 0.4132 | 0.36 | 0.29 | ol | 70 | 0.00403 | MV
94-AL1/15-ST1A 20.0 | 10 | 0.306 | 0.35 | 0.35 | ol | 94 | 0.00403 | MV
122-AL1/20-ST1A 20.0 | 10.3 | 0.2376 | 0.344 | 0.41 | ol | 122 | 0.00403 | MV
149-AL1/24-ST1A 20.0 | 10.5 | 0.194 | 0.337 | 0.47 | ol | 149 | 0.00403 | MV
184-AL1/30-ST1A 20.0 | 10.75 | 0.1571 | 0.33 | 0.535 | ol | 184 | 0.00403 | MV
243-AL1/39-ST1A 20.0 | 11 | 0.1188 | 0.32 | 0.645 | ol | 243 | 0.00403 | MV
48-AL1/8-ST1A 110.0 | 8 | 0.5939 | 0.46 | 0.21 | ol | 48 | 0.00403 | HV
70-AL1/11-ST1A 110.0 | 8.4 | 0.4132 | 0.45 | 0.29 | ol | 70 | 0.00403 | HV
94-AL1/15-ST1A 110.0 | 8.65 | 0.306 | 0.44 | 0.35 | ol | 94 | 0.00403 | HV
122-AL1/20-ST1A 110.0 | 8.5 | 0.2376 | 0.43 | 0.41 | ol | 122 | 0.00403 | HV
149-AL1/24-ST1A 110.0 | 8.75 | 0.194 | 0.41 | 0.47 | ol | 149 | 0.00403 | HV
184-AL1/30-ST1A 110.0 | 8.8 | 0.1571 | 0.4 | 0.535 | ol | 184 | 0.00403 | HV
243-AL1/39-ST1A 110.0 | 9 | 0.1188 | 0.39 | 0.645 | ol | 243 | 0.00403 | HV
305-AL1/39-ST1A 110.0 | 9.2 | 0.0949 | 0.38 | 0.74 | ol | 305 | 0.00403 | HV
490-AL1/64-ST1A 110.0 | 9.75 | 0.059 | 0.37 | 0.96 | ol | 490 | 0.00403 | HV
679-AL1/86-ST1A 110.0 | 9.95 | 0.042 | 0.36 | 1.15 | ol | 679 | 0.00403 | HV
490-AL1/64-ST1A 220.0 | 10 | 0.059 | 0.285 | 0.96 | ol | 490 | 0.00403 | HV
679-AL1/86-ST1A 220.0 | 11.7 | 0.042 | 0.275 | 1.15 | ol | 679 | 0.00403 | HV
490-AL1/64-ST1A 380.0 | 11 | 0.059 | 0.253 | 0.96 | ol | 490 | 0.00403 | HV
679-AL1/86-ST1A 380.0 | 14.6 | 0.042 | 0.25 | 1.15 | ol | 679 | 0.00403 | HV

## trafo_std_types
| i0_percent | pfe_kw | vkr_percent | sn_mva | vn_lv_kv | vn_hv_kv | vk_percent | shift_degree | vector_group | tap_side | tap_neutral | tap_min | tap_max | tap_step_degree | tap_step_percent | tap_phase_shifter
160 MVA 380/110 kV | 0.06 | 60 | 0.25 | 160 | 110 | 380 | 12.2 | 0 | Yy0 | hv | 0 | -9 | 9 | 0 | 1.5 | FALSE
100 MVA 220/110 kV | 0.06 | 55 | 0.26 | 100 | 110 | 220 | 12 | 0 | Yy0 | hv | 0 | -9 | 9 | 0 | 1.5 | FALSE
63 MVA 110/20 kV | 0.04 | 22 | 0.32 | 63 | 20 | 110 | 18 | 150 | YNd5 | hv | 0 | -9 | 9 | 0 | 1.5 | FALSE
40 MVA 110/20 kV | 0.05 | 18 | 0.34 | 40 | 20 | 110 | 16.2 | 150 | YNd5 | hv | 0 | -9 | 9 | 0 | 1.5 | FALSE
25 MVA 110/20 kV | 0.07 | 14 | 0.41 | 25 | 20 | 110 | 12 | 150 | YNd5 | hv | 0 | -9 | 9 | 0 | 1.5 | FALSE
63 MVA 110/10 kV | 0.04 | 22 | 0.32 | 63 | 10 | 110 | 18 | 150 | YNd5 | hv | 0 | -9 | 9 | 0 | 1.5 | FALSE
40 MVA 110/10 kV | 0.05 | 18 | 0.34 | 40 | 10 | 110 | 16.2 | 150 | YNd5 | hv | 0 | -9 | 9 | 0 | 1.5 | FALSE
25 MVA 110/10 kV | 0.07 | 14 | 0.41 | 25 | 10 | 110 | 12 | 150 | YNd5 | hv | 0 | -9 | 9 | 0 | 1.5 | FALSE
0.25 MVA 20/0.4 kV | 0.32 | 0.8 | 1.44 | 0.25 | 0.4 | 20 | 6 | 150 | Yzn5 | hv | 0 | -2 | 2 | 0 | 2.5 | FALSE
0.4 MVA 20/0.4 kV | 0.3375 | 1.35 | 1.425 | 0.4 | 0.4 | 20 | 6 | 150 | Dyn5 | hv | 0 | -2 | 2 | 0 | 2.5 | FALSE
0.63 MVA 20/0.4 kV | 0.2619 | 1.65 | 1.206 | 0.63 | 0.4 | 20 | 6 | 150 | Dyn5 | hv | 0 | -2 | 2 | 0 | 2.5 | FALSE
0.25 MVA 10/0.4 kV | 0.24 | 0.6 | 1.2 | 0.25 | 0.4 | 10 | 4 | 150 | Dyn5 | hv | 0 | -2 | 2 | 0 | 2.5 | FALSE
0.4 MVA 10/0.4 kV | 0.2375 | 0.95 | 1.325 | 0.4 | 0.4 | 10 | 4 | 150 | Dyn5 | hv | 0 | -2 | 2 | 0 | 2.5 | FALSE
0.63 MVA 10/0.4 kV | 0.1873 | 1.18 | 1.0794 | 0.63 | 0.4 | 10 | 4 | 150 | Dyn5 | hv | 0 | -2 | 2 | 0 | 2.5 | FALSE

## trafo3w_std_types
| sn_hv_mva | sn_mv_mva | sn_lv_mva | vn_hv_kv | vn_mv_kv | vn_lv_kv | vk_hv_percent | vk_mv_percent | vk_lv_percent | vkr_hv_percent | vkr_mv_percent | vkr_lv_percent | pfe_kw | i0_percent | shift_mv_degree | shift_lv_degree | vector_group | tap_side | tap_neutral | tap_min | tap_max | tap_step_percent
63/25/38 MVA 110/20/10 kV | 63 | 25 | 38 | 110 | 20 | 10 | 10.4 | 10.4 | 10.4 | 0.28 | 0.32 | 0.35 | 35 | 0.89 | 0 | 0 | YN0yn0yn0 | hv | 0 | -10 | 10 | 1.2
63/25/38 MVA 110/10/10 kV | 63 | 25 | 38 | 110 | 10 | 10 | 10.4 | 10.4 | 10.4 | 0.28 | 0.32 | 0.35 | 35 | 0.89 | 0 | 0 | YN0yn0yn0 | hv | 0 | -10 | 10 | 1.2

## fuse_std_types
| fuse_type | i_rated_a | t_avg | t_min | t_total | x_avg | x_min | x_total
HV 100A | HV 100A | 100 | 0 | [10.0, 3.64, 0.854, 0.281, 0.1, 0.0531, 0.022, 0.01] | [10.0, 4.267, 1.21, 0.403, 0.1, 0.058, 0.022, 0.01] | 0 | [300.0, 350.0, 450.0, 550.0, 700.0, 850.0, 1200.0, 1752.0] | [600.0, 700.0, 900.0, 1150.0, 1665.0, 2000.0, 3000.0, 4313.0]
HV 10A | HV 10A | 10 | 0 | [10.0, 1675.0, 0.344, 0.156, 0.1, 0.0417, 0.0171, 0.01] | [10.0, 1.3, 0.3, 0.155, 0.1, 0.0555, 0.023, 0.01] | 0 | [30.0, 32.0, 35.0, 37.0, 39.0, 50.0, 70.0, 88.0] | [60.0, 70.0, 80.0, 87.0, 94.0, 110.0, 150.0, 216.0]
HV 125A | HV 125A | 125 | 0 | [10.0, 1.82, 0.344, 0.1, 0.0467, 0.0269, 0.01] | [10.0, 2.478, 0.426, 0.1, 0.0427, 0.0211, 0.01] | 0 | [375.0, 500.0, 700.0, 925.0, 1200.0, 1500.0, 2341.0] | [750.0, 1000.0, 1500.0, 2200.0, 3000.0, 4000.0, 5765.0]
HV 160A | HV 160A | 160 | 0 | [10.0, 4.15, 1.03, 0.198, 0.1, 0.051, 0.0172, 0.01] | [10.0, 2.3, 0.734, 0.274, 0.1, 0.046, 0.0177, 0.01] | 0 | [480.0, 550.0, 700.0, 1000.0, 1260.0, 1600.0, 2500.0, 3227.0] | [960.0, 1300.0, 1700.0, 2200.0, 2996.0, 4000.0, 6000.0, 7946.0]
HV 16A | HV 16A | 16 | 0 | [10.0, 0.352, 0.164, 0.1, 0.0649, 0.0342, 0.01] | [10.0, 2.34, 0.722, 0.181, 0.1, 0.055, 0.0296, 0.01] | 0 | [48.0, 60.0, 65.0, 71.0, 80.0, 100.0, 162.0] | [96.0, 110.0, 125.0, 150.0, 168.0, 200.0, 250.0, 398.0]
HV 200A | HV 200A | 200 | 0 | [10.0, 4.267, 1.21, 0.403, 0.1, 0.058, 0.022, 0.01] | [10.0, 3.73, 1.654, 0.328, 0.1, 0.0531, 0.019, 0.01] | 0 | [600.0, 700.0, 900.0, 1150.0, 1665.0, 2000.0, 3000.0, 4313.0] | [1200.0, 1500.0, 1800.0, 2700.0, 3960.0, 5000.0, 7500.0, 10620.0]
HV 20A | HV 20A | 20 | 0 | [10.0, 1.3, 0.3, 0.155, 0.1, 0.0555, 0.023, 0.01] | [10.0, 1.3, 0.161, 0.1, 0.0611, 0.0399, 0.0141, 0.01] | 0 | [60.0, 70.0, 80.0, 87.0, 94.0, 110.0, 150.0, 216.0] | [120.0, 150.0, 200.0, 223.0, 260.0, 300.0, 450.0, 532.0]
HV 25A | HV 25A | 25 | 0 | [10.0, 2.512, 0.833, 0.299, 0.1, 0.0372, 0.0223, 0.01] | [10.0, 3.125, 0.597, 0.198, 0.1, 0.0378, 0.022, 0.01] | 0 | [75.0, 82.0, 90.0, 100.0, 124.0, 170.0, 200.0, 289.0] | [150.0, 170.0, 210.0, 250.0, 294.0, 400.0, 500.0, 711.0]
HV 31.5A | HV 31.5A | 31.5 | 0 | [10.0, 2.34, 0.722, 0.181, 0.1, 0.055, 0.0296, 0.01] | [10.0, 2.84, 0.368, 0.164, 0.1, 0.0621, 0.0378, 0.0195, 0.01] | 0 | [95.0, 110.0, 125.0, 150.0, 165.0, 200.0, 250.0, 390.0] | [189.0, 220.0, 300.0, 350.0, 393.0, 450.0, 530.0, 700.0, 960.0]
HV 40A | HV 40A | 40 | 0 | [10.0, 1.3, 0.161, 0.1, 0.0611, 0.0399, 0.0141, 0.01] | [10.0, 2.05, 0.369, 0.198, 0.1, 0.051, 0.0298, 0.01] | 0 | [120.0, 150.0, 200.0, 223.0, 260.0, 300.0, 450.0, 532.0] | [240.0, 300.0, 400.0, 450.0, 530.0, 650.0, 800.0, 1311.0]
HV 50A | HV 50A | 50 | 0 | [10.0, 3.215, 0.597, 0.198, 0.1, 0.0378, 0.022, 0.01] | [10.0, 3.64, 0.854, 0.281, 0.1, 0.0531, 0.022, 0.01] | 0 | [150.0, 170.0, 210.0, 250.0, 294.0, 400.0, 500.0, 711.0] | [300.0, 350.0, 450.0, 550.0, 700.0, 850.0, 1200.0, 1752.0]
HV 6.3A | HV 6.3A | 6.3 | 0 | [10.0, 1.39, 0.344, 0.168, 0.1, 0.056, 0.0263, 0.01] | [10.0, 1.711, 0.516, 0.198, 0.1, 0.0634, 0.0303, 0.01] | 0 | [19.0, 19.5, 20.4, 20.8, 22.0, 25.0, 32.0, 48.0] | [38.0, 40.0, 43.0, 48.0, 53.0, 60.0, 75.0, 118.0]
HV 63A | HV 63A | 63 | 0 | [10.0, 2.84, 0.368, 0.164, 0.1, 0.0621, 0.0378, 0.0195, 0.01] | [10.0, 1.82, 0.344, 0.1, 0.0467, 0.0269, 0.01] | 0 | [189.0, 220.0, 300.0, 350.0, 393.0, 450.0, 530.0, 700.0, 961.0] | [378.0, 500.0, 700.0, 934.0, 1200.0, 1500.0, 2366.0]
HV 80A | HV 80A | 80 | 0 | [10.0, 2.05, 0.369, 0.198, 0.1, 0.051, 0.0298, 0.01] | [10.0, 4.15, 1.03, 0.198, 0.1, 0.051, 0.0172, 0.01] | 0 | [240.0, 300.0, 400.0, 450.0, 530.0, 650.0, 800.0, 1311.0] | [480.0, 550.0, 700.0, 1000.0, 1260.0, 1600.0, 2500.0, 3227.0]
Siemens NH-1-100 | Siemens NH-1-100 | 100 | [5400.0, 2000.0, 400.0, 20.0, 1.0, 0.2, 0.012, 0.004] | 0 | 0 | [150.0, 190.0, 250.0, 430.0, 900.0, 1250.0, 2700.0, 3600.0] | 0 | 0
Siemens NH-1-125 | Siemens NH-1-125 | 125 | [4800.0, 120.0, 7.0, 0.1, 0.004] | 0 | 0 | [180.0, 400.0, 740.0, 2000.0, 4250.0] | 0 | 0
Siemens NH-1-16 | Siemens NH-1-16 | 16 | [4000.0, 400.0, 2.0, 0.1, 0.04, 0.01] | 0 | 0 | [26.0, 35.0, 75.0, 150.0, 200.0, 300.0] | 0 | 0
Siemens NH-1-160 | Siemens NH-1-160 | 160 | [4800.0, 120.0, 7.0, 0.1, 0.004] | 0 | 0 | [210.0, 500.0, 900.0, 2300.0, 5000.0] | 0 | 0
Siemens NH-1-25 | Siemens NH-1-25 | 25 | [4000.0, 1000.0, 10.0, 0.2, 0.02, 0.01] | 0 | 0 | [40.0, 50.0, 100.0, 210.0, 400.0, 500.0] | 0 | 0
Siemens NH-1-50 | Siemens NH-1-50 | 50 | [4000.0, 40.0, 4.0, 1.0, 0.02, 0.01] | 0 | 0 | [86.0, 200.0, 300.0, 400.0, 1000.0, 1280.0] | 0 | 0
Siemens NH-1-63 | Siemens NH-1-63 | 63 | [4000.0, 100.0, 10.0, 2.0, 0.04, 0.01] | 0 | 0 | [100.0, 200.0, 300.0, 400.0, 1000.0, 1500.0] | 0 | 0
Siemens NH-1-80 | Siemens NH-1-80 | 80 | [4800.0, 120.0, 7.0, 0.1, 0.01] | 0 | 0 | [150.58, 250.0, 450.0, 1150.0, 2470.0] | 0 | 0
Siemens NH-2-1000 | Siemens NH-2-1000 | 1000 | [4800.0, 120.0, 7.0, 0.1, 0.004] | 0 | 0 | [1900.0, 3500.0, 8400.0, 24000.0, 52000.0] | 0 | 0
Siemens NH-2-200 | Siemens NH-2-200 | 200 | [4800.0, 120.0, 7.0, 0.1, 0.004] | 0 | 0 | [280.0, 650.0, 1200.0, 3000.0, 7000.0] | 0 | 0
Siemens NH-2-224 | Siemens NH-2-224 | 224 | [4800.0, 120.0, 7.0, 0.2, 0.04, 0.004] | 0 | 0 | [400.0, 750.0, 1453.0, 3025.0, 4315.0, 7600.0] | 0 | 0
Siemens NH-2-250 | Siemens NH-2-250 | 250 | [4800.0, 120.0, 7.0, 0.1, 0.004] | 0 | 0 | [450.0, 800.0, 1650.0, 4000.0, 8500.0] | 0 | 0
Siemens NH-2-315 | Siemens NH-2-315 | 315 | [4800.0, 120.0, 7.0, 0.1, 0.004] | 0 | 0 | [550.0, 920.0, 1900.0, 5000.0, 11000.0] | 0 | 0
Siemens NH-2-355 | Siemens NH-2-355 | 355 | [4800.0, 120.0, 6.0, 0.1, 0.004] | 0 | 0 | [650.0, 1116.27, 2350.0, 5840.0, 12790.0] | 0 | 0
Siemens NH-2-400 | Siemens NH-2-400 | 400 | [4800.0, 120.0, 7.0, 0.1, 0.004] | 0 | 0 | [720.0, 1350.0, 2800.0, 6500.0, 15000.0] | 0 | 0
Siemens NH-2-425 | Siemens NH-2-425 | 425 | [4800.0, 120.0, 7.0, 0.1, 0.004] | 0 | 0 | [850.0, 1500.0, 3050.0, 7500.0, 16500.0] | 0 | 0
Siemens NH-2-630 | Siemens NH-2-630 | 630 | [4800.0, 120.0, 7.0, 0.1, 0.004] | 0 | 0 | [1200.0, 2000.0, 4800.0, 12000.0, 26000.0] | 0 | 0

## res_bus
| vm_pu | va_degree | p_mw | q_mvar
0 | 0.97358 | -0.50875 | 0.0033432 | 0.00083789
1 | 0.9735 | -0.51035 | 0.002304 | 0.00057743
2 | 0.97367 | -0.50694 | 0 | 0
3 | 0.97346 | -0.5112 | 0.0019881 | 0.00049827
4 | 0.97391 | -0.50223 | 0.0022401 | 0.00056142
5 | 0.97292 | -0.52181 | 0 | 0
6 | 0.97342 | -0.5119 | 0 | 0
7 | 0.97428 | -0.495 | 0.0018719 | 0.00046913
8 | 0.97254 | -0.52916 | 0.0033536 | 0.00084048
9 | 0.97339 | -0.51243 | 0.0018567 | 0.00046532
10 | 0.97327 | -0.51493 | 0.001793 | 0.00044938
11 | 0.97115 | -0.5568 | 0 | 0
12 | 0.97107 | -0.55835 | 0 | 0
13 | 0.9716 | -0.54773 | 0.0016018 | 0.00040145
14 | 0.97233 | -0.5334 | 0 | 0
15 | 0.97211 | -0.53767 | 0.0018069 | 0.00045284
16 | 0.97444 | -0.49181 | 0 | 0
17 | 0.97313 | -0.51759 | 0.0050232 | 0.0012589
18 | 0.97342 | -0.51184 | 0 | 0
19 | 0.97356 | -0.50902 | 0.0020748 | 0.00052
20 | 0.97318 | -0.51661 | 0 | 0
21 | 0.97074 | -0.56481 | 0.0020065 | 0.00050288
22 | 0.97988 | -0.38527 | 0 | 0
23 | 0.97984 | -0.38611 | 0.0013975 | 0.00035025
24 | 0.97991 | -0.38457 | 0 | 0
25 | 0.97656 | -0.45022 | 0.002092 | 0.0005243
26 | 0.97658 | -0.44978 | 0 | 0
27 | 0.98007 | -0.38156 | 0 | 0
28 | 0.98034 | -0.37618 | 0.0036355 | 0.00091113
29 | 0.97171 | -0.54569 | 0.0015772 | 0.00039529
30 | 0.97198 | -0.54032 | 0.0018676 | 0.00046806
31 | 0.98519 | -0.28226 | 0.012526 | 0.0031394
32 | 0.98635 | -0.25983 | 0 | 0
33 | 0.98404 | -0.30448 | 0 | 0
34 | 0.98726 | -0.2423 | 0 | 0
35 | 0.98366 | -0.3118 | 0 | 0
36 | 0.98681 | -0.25117 | 0 | 0
37 | 0.98846 | -0.21928 | 0.010782 | 0.0027022
38 | 0.98957 | -0.19806 | 0 | 0
39 | 0.99125 | -0.16578 | 0.0058258 | 0.0014601
40 | 0.97283 | -0.52358 | 0 | 0
41 | 0.97311 | -0.51807 | 0.0028368 | 0.00071097
42 | 0.99784 | -0.040757 | 0 | 0
43 | 0.99589 | -0.077671 | 0 | 0
44 | 0.9981 | -0.035887 | 0.0094246 | 0.002362
45 | 0.97282 | -0.52378 | 0 | 0
46 | 0.97276 | -0.52483 | 0.0025203 | 0.00063165
47 | 0.9718 | -0.54393 | 0 | 0
48 | 0.97178 | -0.54425 | 0.0017606 | 0.00044124
49 | 0.97183 | -0.54316 | 0.011546 | 0.0028937
50 | 0.99834 | -0.031842 | 0 | 0
51 | 1 | 0 | -0.48404 | -0.12369
52 | 0.9972 | -0.053844 | 0.051996 | 0.013032
53 | 0.99486 | -0.09728 | 0 | 0
54 | 0.99526 | -0.089819 | 0.0096463 | 0.0024176
55 | 0.9932 | -0.12965 | 0 | 0
56 | 0.99395 | -0.11506 | 0 | 0
57 | 0.99212 | -0.15041 | 0.028671 | 0.0071856
58 | 0.99291 | -0.13415 | 0 | 0
59 | 0.99209 | -0.14985 | 0 | 0
60 | 0.99428 | -0.10812 | 0.0031421 | 0.00078748
61 | 0.9945 | -0.10455 | 0.0093234 | 0.0023367
62 | 0.98213 | -0.34153 | 0.028782 | 0.0072133
63 | 0.98673 | -0.25271 | 0.0062763 | 0.001573
64 | 0.98676 | -0.25215 | 0.0057789 | 0.0014483
65 | 0.97261 | -0.5278 | 0.0071396 | 0.0017893
66 | 0.97042 | -0.5711 | 0.012694 | 0.0031814
67 | 0.97063 | -0.56698 | 0.0025215 | 0.00063195
68 | 0.9985 | -0.028276 | 0.016261 | 0.0040754
69 | 0.99756 | -0.046274 | 0.0055283 | 0.0013855
70 | 0.97381 | -0.50422 | 0.0020231 | 0.00050703
71 | 0.97194 | -0.54108 | 0 | 0
72 | 0.9947 | -0.1003 | 0.0096291 | 0.0024133
73 | 0.97065 | -0.56659 | 0.010965 | 0.0027482
74 | 0.97089 | -0.56179 | 0 | 0
75 | 0.97435 | -0.49349 | 0.0090577 | 0.0022701
76 | 0.97441 | -0.49242 | 0 | 0
77 | 0.99712 | -0.054688 | 0.0045907 | 0.0011505
78 | 0.99721 | -0.052991 | 0.0056268 | 0.0014102
79 | 0.98649 | -0.25735 | 0.0058481 | 0.0014657
80 | 0.98665 | -0.25425 | 0 | 0
81 | 0.9759 | -0.46302 | 0.0025588 | 0.00064128
82 | 0.97567 | -0.46757 | 0.0015481 | 0.00038798
83 | 0.97617 | -0.45773 | 0.0026328 | 0.00065985
84 | 0.97526 | -0.47572 | 0.0030544 | 0.0007655
85 | 0.97656 | -0.45006 | 0 | 0
86 | 0.97498 | -0.48114 | 0.0025826 | 0.00064727
87 | 0.97649 | -0.45158 | 0.0020421 | 0.00051179
88 | 0.97697 | -0.44217 | 0.0027513 | 0.00068953
89 | 0.97469 | -0.48691 | 0 | 0
90 | 0.97649 | -0.45159 | 0.002057 | 0.00051552
91 | 0.97726 | -0.43646 | 0.0027212 | 0.00068201
92 | 0.97776 | -0.4267 | 0 | 0
93 | 0.97804 | -0.42118 | 0 | 0
94 | 0.97656 | -0.45031 | 0 | 0
95 | 0.97651 | -0.45119 | 0.0060462 | 0.0015153
96 | 0.97792 | -0.42361 | 0 | 0
97 | 0.97903 | -0.40188 | 0.0030652 | 0.0007682
98 | 0.97765 | -0.42881 | 0.0024296 | 0.00060892
99 | 0.97646 | -0.45213 | 0.0020671 | 0.00051808
100 | 0.97309 | -0.5184 | 0.0050356 | 0.001262
101 | 0.97409 | -0.4987 | 0.0031224 | 0.00078253
102 | 0.976 | -0.46133 | 0.0029702 | 0.0007444
103 | 0.97603 | -0.46063 | 0.0021265 | 0.00053294
104 | 0.97575 | -0.46619 | 0.014558 | 0.0036486
105 | 0.97628 | -0.45569 | 0.0017853 | 0.00044745
106 | 0.97571 | -0.46705 | 0.0014278 | 0.00035784
107 | 0.97693 | -0.44296 | 0.0021041 | 0.00052734
108 | 0.97088 | -0.562 | 0.0016482 | 0.00041308
109 | 0.9711 | -0.55771 | 0.010901 | 0.0027321
110 | 0.97193 | -0.54137 | 0.0016616 | 0.00041642
111 | 0.97665 | -0.44848 | 0.0036233 | 0.00090809
112 | 0.97717 | -0.43824 | 0.0054475 | 0.0013653
113 | 0.97642 | -0.45309 | 0.0076748 | 0.0019235
114 | 0.9776 | -0.42985 | 0.0024287 | 0.0006087
115 | 0.97624 | -0.45657 | 0.0083559 | 0.0020942
116 | 0.97769 | -0.42796 | 0.0055014 | 0.0013788
117 | 0.9706 | -0.56754 | 0 | 0
118 | 0.97046 | -0.57031 | 0.0015739 | 0.00039445
119 | 0.97031 | -0.57325 | 0.0048073 | 0.0012048
120 | 0.97027 | -0.57404 | 0.0048376 | 0.0012124
121 | 0.97984 | -0.38595 | 0.0022777 | 0.00057085
122 | 0.99723 | -0.052615 | 0.0055314 | 0.0013863
123 | 0.99749 | -0.047678 | 0.0055454 | 0.0013898
124 | 0.99998 | 149.9956 | 0 | 0

## res_line
| p_from_mw | q_from_mvar | p_to_mw | q_to_mvar | pl_mw | ql_mvar | i_from_ka | i_to_ka | i_ka | vm_from_pu | va_from_degree | vm_to_pu | va_to_degree | loading_percent
0 | 0.0042925 | 0.0010754 | -0.0042922 | -0.0010755 | 3.279e-07 | -4.275e-08 | 0.0065605 | 0.0065606 | 0.0065606 | 0.97358 | -0.50875 | 0.9735 | -0.51035 | 1.8024
1 | -0.0076357 | -0.0019133 | 0.0076364 | 0.0019136 | 6.5586e-07 | 2.6005e-07 | 0.01167 | 0.01167 | 0.01167 | 0.97358 | -0.50875 | 0.97367 | -0.50694 | 3.2061
2 | 0.0019882 | 0.00049803 | -0.0019881 | -0.00049827 | 8.0306e-08 | -2.3689e-07 | 0.0030389 | 0.003039 | 0.003039 | 0.9735 | -0.51035 | 0.97346 | -0.5112 | 0.8349
3 | -0.04484 | -0.011258 | 0.04485 | 0.011264 | 1.0071e-05 | 5.8053e-06 | 0.068534 | 0.068534 | 0.068534 | 0.97367 | -0.50694 | 0.97391 | -0.50223 | 6.276
4 | 0.023489 | 0.0059059 | -0.023472 | -0.0058956 | 1.6663e-05 | 1.0236e-05 | 0.035903 | 0.035904 | 0.035904 | 0.97367 | -0.50694 | 0.97292 | -0.52181 | 9.8636
5 | 0.013715 | 0.0034389 | -0.013712 | -0.0034371 | 3.243e-06 | 1.8308e-06 | 0.020961 | 0.020961 | 0.020961 | 0.97367 | -0.50694 | 0.97342 | -0.5119 | 5.7584
6 | -0.04709 | -0.011826 | 0.047106 | 0.011835 | 1.6272e-05 | 9.475e-06 | 0.071957 | 0.071956 | 0.071957 | 0.97391 | -0.50223 | 0.97428 | -0.495 | 6.5894
7 | 0.023472 | 0.0058956 | -0.023464 | -0.0058906 | 8.237e-06 | 5.0601e-06 | 0.035904 | 0.035904 | 0.035904 | 0.97292 | -0.52181 | 0.97254 | -0.52916 | 9.8636
8 | 0.0018567 | 0.00046516 | -0.0018567 | -0.00046532 | 4.6358e-08 | -1.611e-07 | 0.0028382 | 0.0028383 | 0.0028383 | 0.97342 | -0.5119 | 0.97339 | -0.51243 | 0.77974
9 | 0.011855 | 0.0029719 | -0.011853 | -0.002971 | 1.7106e-06 | 9.2213e-07 | 0.018122 | 0.018122 | 0.018122 | 0.97342 | -0.5119 | 0.97327 | -0.51493 | 4.9787
10 | -0.048978 | -0.012304 | 0.048986 | 0.012308 | 7.4348e-06 | 3.6554e-06 | 0.074815 | 0.074815 | 0.074815 | 0.97428 | -0.495 | 0.97444 | -0.49181 | 4.1107
11 | 0.02011 | 0.0050501 | -0.020106 | -0.0050476 | 4.0584e-06 | 2.4556e-06 | 0.030773 | 0.030773 | 0.030773 | 0.97254 | -0.52916 | 0.97233 | -0.5334 | 8.454
12 | 0.01006 | 0.0025216 | -0.010059 | -0.002521 | 1.2751e-06 | 6.3748e-07 | 0.015381 | 0.015381 | 0.015381 | 0.97327 | -0.51493 | 0.97313 | -0.51759 | 4.2256
13 | 0.013235 | 0.0033196 | -0.013234 | -0.0033191 | 9.7578e-07 | 5.4622e-07 | 0.02028 | 0.02028 | 0.02028 | 0.97115 | -0.5568 | 0.97107 | -0.55835 | 5.5714
14 | -0.013235 | -0.0033196 | 0.013241 | 0.0033228 | 5.7278e-06 | 3.2061e-06 | 0.02028 | 0.02028 | 0.02028 | 0.97115 | -0.5568 | 0.9716 | -0.54773 | 5.5713
15 | 0.013234 | 0.0033191 | -0.01323 | -0.0033168 | 4.0721e-06 | 2.2796e-06 | 0.02028 | 0.02028 | 0.02028 | 0.97107 | -0.55835 | 0.97074 | -0.56481 | 5.5714
16 | -0.014842 | -0.0037243 | 0.014844 | 0.0037251 | 1.4431e-06 | 8.3137e-07 | 0.022733 | 0.022733 | 0.022733 | 0.9716 | -0.54773 | 0.97171 | -0.54569 | 6.2452
17 | 0.020106 | 0.0050476 | -0.020102 | -0.0050451 | 4.0994e-06 | 2.4805e-06 | 0.030773 | 0.030773 | 0.030773 | 0.97233 | -0.5334 | 0.97211 | -0.53767 | 8.454
18 | 0.018295 | 0.0045923 | -0.018293 | -0.0045909 | 2.3135e-06 | 1.3831e-06 | 0.028007 | 0.028007 | 0.028007 | 0.97211 | -0.53767 | 0.97198 | -0.54032 | 7.6942
19 | 0.073612 | 0.018513 | -0.073587 | -0.018499 | 2.4212e-05 | 1.3905e-05 | 0.11243 | 0.11243 | 0.11243 | 0.97444 | -0.49181 | 0.97409 | -0.4987 | 6.1776
20 | 0.0090585 | 0.0022704 | -0.0090582 | -0.0022703 | 2.6097e-07 | 1.2172e-07 | 0.013833 | 0.013833 | 0.013833 | 0.97444 | -0.49181 | 0.97441 | -0.49242 | 3.8002
21 | -0.13166 | -0.033091 | 0.13169 | 0.03311 | 3.0855e-05 | 1.9113e-05 | 0.20108 | 0.20108 | 0.20108 | 0.97444 | -0.49181 | 0.97469 | -0.48691 | 11.0483
22 | 0.0050358 | 0.0012621 | -0.0050356 | -0.001262 | 1.9385e-07 | 1.5757e-08 | 0.0077002 | 0.0077003 | 0.0077003 | 0.97313 | -0.51759 | 0.97309 | -0.5184 | 2.1155
23 | -0.066324 | -0.016665 | 0.066333 | 0.01667 | 8.9353e-06 | 4.9983e-06 | 0.1014 | 0.1014 | 0.1014 | 0.97342 | -0.51184 | 0.97356 | -0.50902 | 5.5715
24 | 0.066324 | 0.016665 | -0.066309 | -0.016657 | 1.5084e-05 | 8.4381e-06 | 0.1014 | 0.1014 | 0.1014 | 0.97342 | -0.51184 | 0.97318 | -0.51661 | 5.5715
25 | -0.068408 | -0.01719 | 0.068423 | 0.017199 | 1.5689e-05 | 8.8515e-06 | 0.10457 | 0.10457 | 0.10457 | 0.97356 | -0.50902 | 0.97381 | -0.50422 | 5.7457
26 | 0.063472 | 0.015946 | -0.063451 | -0.015934 | 2.1118e-05 | 1.1659e-05 | 0.097064 | 0.097064 | 0.097064 | 0.97318 | -0.51661 | 0.97283 | -0.52358 | 5.3332
27 | 0.002837 | 0.00071075 | -0.0028368 | -0.00071097 | 1.9731e-07 | -2.2113e-07 | 0.0043377 | 0.0043379 | 0.0043379 | 0.97318 | -0.51661 | 0.97311 | -0.51807 | 1.1917
28 | 0.011223 | 0.0028139 | -0.011222 | -0.0028131 | 1.4593e-06 | 7.7143e-07 | 0.017204 | 0.017204 | 0.017204 | 0.97074 | -0.56481 | 0.9706 | -0.56754 | 4.7264
29 | 0.0013976 | 0.00034987 | -0.0013975 | -0.00035025 | 5.586e-08 | -3.8084e-07 | 0.0021222 | 0.0021223 | 0.0021223 | 0.97988 | -0.38527 | 0.97984 | -0.38611 | 0.58306
30 | -0.0013976 | -0.00034987 | 0.0013976 | 0.00034955 | 4.6661e-08 | -3.1819e-07 | 0.0021222 | 0.0021221 | 0.0021222 | 0.97988 | -0.38527 | 0.97991 | -0.38457 | 0.58302
31 | -0.23197 | -0.0586 | 0.232 | 0.058621 | 3.3467e-05 | 2.1193e-05 | 0.35241 | 0.35241 | 0.35241 | 0.97991 | -0.38457 | 0.98007 | -0.38156 | 19.3633
32 | 0.23057 | 0.05825 | -0.23055 | -0.05824 | 1.523e-05 | 9.6429e-06 | 0.35029 | 0.35029 | 0.35029 | 0.97991 | -0.38457 | 0.97984 | -0.38595 | 19.2467
33 | -0.002092 | -0.0005243 | 0.002092 | 0.00052418 | 4.3048e-08 | -1.1381e-07 | 0.0031876 | 0.0031875 | 0.0031876 | 0.97656 | -0.45022 | 0.97658 | -0.44978 | 0.87571
34 | -0.031022 | -0.0077799 | 0.031032 | 0.0077862 | 1.0093e-05 | 6.3086e-06 | 0.04727 | 0.04727 | 0.04727 | 0.97658 | -0.44978 | 0.97693 | -0.44296 | 12.9863
35 | 0.0060466 | 0.0015154 | -0.0060464 | -0.0015154 | 1.5155e-07 | 3.7421e-08 | 0.0092131 | 0.0092132 | 0.0092132 | 0.97658 | -0.44978 | 0.97656 | -0.45031 | 2.5311
36 | 0.022884 | 0.0057403 | -0.022877 | -0.0057364 | 6.4367e-06 | 3.9429e-06 | 0.034869 | 0.03487 | 0.03487 | 0.97658 | -0.44978 | 0.97628 | -0.45569 | 9.5795
37 | -0.232 | -0.058621 | 0.23206 | 0.058659 | 5.9824e-05 | 3.7883e-05 | 0.35241 | 0.35241 | 0.35241 | 0.98007 | -0.38156 | 0.98034 | -0.37618 | 19.3633
38 | -0.2357 | -0.05957 | 0.23609 | 0.059818 | 0.00039224 | 0.00024846 | 0.35793 | 0.35793 | 0.35793 | 0.98034 | -0.37618 | 0.98213 | -0.34153 | 19.6665
39 | -0.016421 | -0.0041204 | 0.016425 | 0.0041229 | 4.2028e-06 | 2.4702e-06 | 0.025148 | 0.025148 | 0.025148 | 0.97171 | -0.54569 | 0.97198 | -0.54032 | 6.9088
40 | -0.27815 | -0.070651 | 0.27845 | 0.070842 | 0.00030066 | 0.00019098 | 0.42045 | 0.42045 | 0.42045 | 0.98519 | -0.28226 | 0.98635 | -0.25983 | 23.1019
41 | 0.26563 | 0.067511 | -0.26534 | -0.067331 | 0.00028398 | 0.00018026 | 0.40154 | 0.40154 | 0.40154 | 0.98519 | -0.28226 | 0.98404 | -0.30448 | 22.0624
42 | -0.27845 | -0.070842 | 0.27869 | 0.070991 | 0.00023545 | 0.00014955 | 0.42045 | 0.42045 | 0.42045 | 0.98635 | -0.25983 | 0.98726 | -0.2423 | 23.1019
43 | 0.26534 | 0.067331 | -0.26525 | -0.067272 | 9.3364e-05 | 5.9262e-05 | 0.40154 | 0.40154 | 0.40154 | 0.98404 | -0.30448 | 0.98366 | -0.3118 | 22.0624
44 | 0.017913 | 0.0044923 | -0.017906 | -0.0044878 | 7.5732e-06 | 4.4928e-06 | 0.027 | 0.027 | 0.027 | 0.98726 | -0.2423 | 0.98681 | -0.25117 | 7.4177
45 | -0.2966 | -0.075484 | 0.29693 | 0.075693 | 0.00032945 | 0.00020944 | 0.44745 | 0.44745 | 0.44745 | 0.98726 | -0.2423 | 0.98846 | -0.21928 | 24.5854
46 | 0.26525 | 0.067272 | -0.26487 | -0.067032 | 0.00037856 | 0.0002403 | 0.40154 | 0.40154 | 0.40154 | 0.98366 | -0.3118 | 0.98213 | -0.34153 | 22.0624
47 | 0.012127 | 0.0030394 | -0.012126 | -0.0030389 | 8.8885e-07 | 4.7831e-07 | 0.018286 | 0.018286 | 0.018286 | 0.98681 | -0.25117 | 0.98673 | -0.25271 | 5.0236
48 | 0.0057791 | 0.0014484 | -0.0057789 | -0.0014483 | 2.6815e-07 | 5.1329e-08 | 0.0087144 | 0.0087145 | 0.0087145 | 0.98681 | -0.25117 | 0.98676 | -0.25215 | 2.3941
49 | -0.30771 | -0.078395 | 0.30803 | 0.078596 | 0.00031549 | 0.00020066 | 0.46368 | 0.46368 | 0.46368 | 0.98846 | -0.21928 | 0.98957 | -0.19806 | 25.4771
50 | -0.30803 | -0.078596 | 0.30851 | 0.078902 | 0.00048103 | 0.00030594 | 0.46368 | 0.46368 | 0.46368 | 0.98957 | -0.19806 | 0.99125 | -0.16578 | 25.4771
51 | -0.31434 | -0.080362 | 0.31458 | 0.080516 | 0.00024255 | 0.0001543 | 0.47243 | 0.47243 | 0.47243 | 0.99125 | -0.16578 | 0.99209 | -0.14985 | 25.9576
52 | 0.06093 | 0.015303 | -0.060918 | -0.015296 | 1.2248e-05 | 6.6722e-06 | 0.093209 | 0.09321 | 0.09321 | 0.97283 | -0.52358 | 0.97261 | -0.5278 | 5.1214
53 | 0.0025204 | 0.00063141 | -0.0025204 | -0.00063145 | 2.4205e-08 | -3.8431e-08 | 0.0038551 | 0.0038551 | 0.0038551 | 0.97283 | -0.52358 | 0.97282 | -0.52378 | 1.0591
54 | 0.3769 | 0.096872 | -0.37623 | -0.096442 | 0.00067461 | 0.0004299 | 0.5629 | 0.56291 | 0.56291 | 0.99784 | -0.040757 | 0.99589 | -0.077671 | 30.9289
55 | -0.3769 | -0.096872 | 0.37699 | 0.096929 | 8.9212e-05 | 5.6851e-05 | 0.5629 | 0.5629 | 0.5629 | 0.99784 | -0.040757 | 0.9981 | -0.035887 | 30.9288
56 | 0.32847 | 0.084428 | -0.32815 | -0.08423 | 0.00031261 | 0.00019895 | 0.49153 | 0.49153 | 0.49153 | 0.99589 | -0.077671 | 0.99486 | -0.09728 | 27.0073
57 | 0.047758 | 0.012013 | -0.04773 | -0.011996 | 2.7698e-05 | 1.7538e-05 | 0.071373 | 0.071373 | 0.071373 | 0.99589 | -0.077671 | 0.99526 | -0.089819 | 19.6081
58 | -0.41326 | -0.10602 | 0.41341 | 0.10612 | 0.00015264 | 9.7337e-05 | 0.61697 | 0.61697 | 0.61697 | 0.9981 | -0.035887 | 0.9985 | -0.028276 | 33.8996
59 | 0.026842 | 0.0067337 | -0.026828 | -0.0067254 | 1.3285e-05 | 8.2135e-06 | 0.040019 | 0.040019 | 0.040019 | 0.9981 | -0.035887 | 0.99756 | -0.046274 | 10.9943
60 | 0.0025204 | 0.00063145 | -0.0025203 | -0.00063165 | 1.2575e-07 | -1.9963e-07 | 0.0038551 | 0.0038552 | 0.0038552 | 0.97282 | -0.52378 | 0.97276 | -0.52483 | 1.0591
61 | 0.0017606 | 0.00044114 | -0.0017606 | -0.00044124 | 2.6678e-08 | -1.0421e-07 | 0.0026958 | 0.0026958 | 0.0026958 | 0.9718 | -0.54393 | 0.97178 | -0.54425 | 0.74062
62 | -0.0017606 | -0.00044114 | 0.0017607 | 0.00044089 | 6.4556e-08 | -2.5219e-07 | 0.0026958 | 0.0026957 | 0.0026958 | 0.9718 | -0.54393 | 0.97183 | -0.54316 | 0.74061
63 | -0.013307 | -0.0033346 | 0.013308 | 0.0033353 | 1.3195e-06 | 7.3945e-07 | 0.020374 | 0.020374 | 0.020374 | 0.97183 | -0.54316 | 0.97194 | -0.54108 | 5.5973
64 | -0.052051 | -0.013066 | 0.05213 | 0.013116 | 7.9185e-05 | 5.0219e-05 | 0.077589 | 0.077588 | 0.077589 | 0.99834 | -0.031842 | 1 | 0 | 21.3155
65 | 0.052051 | 0.013066 | -0.051996 | -0.013032 | 5.4561e-05 | 3.4603e-05 | 0.077589 | 0.077589 | 0.077589 | 0.99834 | -0.031842 | 0.9972 | -0.053844 | 21.3156
66 | 0.43026 | 0.11057 | -0.42967 | -0.1102 | 0.00059013 | 0.00037643 | 0.64121 | 0.64121 | 0.64121 | 1 | 0 | 0.9985 | -0.028276 | 35.2311
67 | 0.0096305 | 0.0024139 | -0.0096291 | -0.0024133 | 1.3859e-06 | 6.5575e-07 | 0.014405 | 0.014405 | 0.014405 | 0.99486 | -0.09728 | 0.9947 | -0.1003 | 3.9573
68 | 0.31852 | 0.081816 | -0.31836 | -0.081709 | 0.00016756 | 0.0001066 | 0.47713 | 0.47713 | 0.47713 | 0.99486 | -0.09728 | 0.99428 | -0.10812 | 26.2159
69 | 0.038084 | 0.0095782 | -0.038057 | -0.0095613 | 2.6773e-05 | 1.6849e-05 | 0.056951 | 0.056951 | 0.056951 | 0.99526 | -0.089819 | 0.9945 | -0.10455 | 15.646
70 | -0.028699 | -0.0072033 | 0.028719 | 0.0072157 | 1.9974e-05 | 1.241e-05 | 0.043001 | 0.043001 | 0.043001 | 0.9932 | -0.12965 | 0.99395 | -0.11506 | 11.8136
71 | 0.028699 | 0.0072033 | -0.028671 | -0.0071856 | 2.8389e-05 | 1.764e-05 | 0.043001 | 0.043002 | 0.043002 | 0.9932 | -0.12965 | 0.99212 | -0.15041 | 11.8136
72 | -0.028719 | -0.0072157 | 0.028734 | 0.0072247 | 1.4424e-05 | 8.9615e-06 | 0.043001 | 0.043001 | 0.043001 | 0.99395 | -0.11506 | 0.9945 | -0.10455 | 11.8136
73 | 0.31482 | 0.080669 | -0.31458 | -0.080516 | 0.00023927 | 0.00015221 | 0.47243 | 0.47243 | 0.47243 | 0.99291 | -0.13415 | 0.99209 | -0.14985 | 25.9576
74 | -0.31482 | -0.080669 | 0.31521 | 0.080922 | 0.00039774 | 0.00025301 | 0.47243 | 0.47243 | 0.47243 | 0.99291 | -0.13415 | 0.99428 | -0.10812 | 25.9576
75 | 0.0058494 | 0.0014659 | -0.005849 | -0.0014658 | 4.2979e-07 | 8.694e-08 | 0.0088211 | 0.0088211 | 0.0088211 | 0.98673 | -0.25271 | 0.98665 | -0.25425 | 2.4234
76 | 0.053778 | 0.013507 | -0.053744 | -0.013486 | 3.4062e-05 | 2.1134e-05 | 0.082287 | 0.082287 | 0.082287 | 0.97261 | -0.5278 | 0.97194 | -0.54108 | 11.3032
77 | -0.012694 | -0.0031814 | 0.012696 | 0.0031828 | 2.4926e-06 | 1.3784e-06 | 0.019464 | 0.019464 | 0.019464 | 0.97042 | -0.5711 | 0.97063 | -0.56698 | 5.3473
78 | -0.015218 | -0.0038147 | 0.015222 | 0.0038169 | 3.7702e-06 | 2.1845e-06 | 0.02333 | 0.02333 | 0.02333 | 0.97063 | -0.56698 | 0.97089 | -0.56179 | 6.4093
79 | 0.0213 | 0.0053399 | -0.021299 | -0.0053391 | 1.4252e-06 | 8.6296e-07 | 0.031773 | 0.031773 | 0.031773 | 0.99756 | -0.046274 | 0.99749 | -0.047678 | 8.7288
80 | -0.070446 | -0.017706 | 0.070465 | 0.017717 | 1.8556e-05 | 1.0547e-05 | 0.10766 | 0.10766 | 0.10766 | 0.97381 | -0.50422 | 0.97409 | -0.4987 | 5.9155
81 | 0.0016616 | 0.00041632 | -0.0016616 | -0.00041642 | 2.3155e-08 | -1.0344e-07 | 0.0025438 | 0.0025438 | 0.0025438 | 0.97194 | -0.54108 | 0.97193 | -0.54137 | 0.69886
82 | 0.038775 | 0.0097342 | -0.038744 | -0.0097148 | 3.0725e-05 | 1.9376e-05 | 0.059369 | 0.059369 | 0.059369 | 0.97194 | -0.54108 | 0.9711 | -0.55771 | 16.3103
83 | -0.010965 | -0.0027482 | 0.010968 | 0.0027495 | 2.5089e-06 | 1.3129e-06 | 0.01681 | 0.01681 | 0.01681 | 0.97065 | -0.56659 | 0.97089 | -0.56179 | 4.6181
84 | 0.0016482 | 0.000413 | -0.0016482 | -0.00041308 | 1.7129e-08 | -7.7557e-08 | 0.0025261 | 0.0025261 | 0.0025261 | 0.97089 | -0.56179 | 0.97088 | -0.562 | 0.69399
85 | -0.027838 | -0.0069794 | 0.027843 | 0.0069827 | 5.4125e-06 | 3.3659e-06 | 0.042666 | 0.042666 | 0.042666 | 0.97089 | -0.56179 | 0.9711 | -0.55771 | 11.7213
86 | -0.0090577 | -0.0022701 | 0.0090582 | 0.0022703 | 4.64e-07 | 2.1642e-07 | 0.013833 | 0.013833 | 0.013833 | 0.97435 | -0.49349 | 0.97441 | -0.49242 | 3.8002
87 | -0.0045907 | -0.0011505 | 0.004591 | 0.0011505 | 3.7104e-07 | -3.756e-08 | 0.0068507 | 0.0068506 | 0.0068507 | 0.99712 | -0.054688 | 0.99721 | -0.052991 | 1.8821
88 | -0.010218 | -0.0025607 | 0.010218 | 0.0025608 | 1.8288e-07 | 8.9673e-08 | 0.015247 | 0.015247 | 0.015247 | 0.99721 | -0.052991 | 0.99723 | -0.052615 | 4.1887
89 | -0.0058481 | -0.0014657 | 0.005849 | 0.0014658 | 8.6346e-07 | 1.7476e-07 | 0.0088213 | 0.0088211 | 0.0088213 | 0.98649 | -0.25735 | 0.98665 | -0.25425 | 2.4234
90 | 0.13903 | 0.035007 | -0.139 | -0.034989 | 3.0228e-05 | 1.8786e-05 | 0.21204 | 0.21204 | 0.21204 | 0.9759 | -0.46302 | 0.97567 | -0.46757 | 11.6506
91 | -0.14159 | -0.035649 | 0.14162 | 0.035671 | 3.5791e-05 | 2.2267e-05 | 0.21594 | 0.21594 | 0.21594 | 0.9759 | -0.46302 | 0.97617 | -0.45773 | 11.865
92 | 0.13745 | 0.034601 | -0.13739 | -0.034567 | 5.3539e-05 | 3.3251e-05 | 0.20968 | 0.20968 | 0.20968 | 0.97567 | -0.46757 | 0.97526 | -0.47572 | 11.5209
93 | -0.14425 | -0.036331 | 0.14431 | 0.036364 | 5.2938e-05 | 3.2968e-05 | 0.21996 | 0.21995 | 0.21996 | 0.97617 | -0.45773 | 0.97656 | -0.45006 | 12.0855
94 | 0.13434 | 0.033802 | -0.13431 | -0.03378 | 3.4815e-05 | 2.1593e-05 | 0.20502 | 0.20502 | 0.20502 | 0.97526 | -0.47572 | 0.97498 | -0.48114 | 11.2648
95 | 0.0061667 | 0.0015454 | -0.0061662 | -0.0015452 | 4.4651e-07 | 1.1705e-07 | 0.0093963 | 0.0093963 | 0.0093963 | 0.97656 | -0.45006 | 0.97649 | -0.45158 | 2.5814
96 | -0.15047 | -0.037909 | 0.15053 | 0.037944 | 5.683e-05 | 3.547e-05 | 0.22935 | 0.22935 | 0.22935 | 0.97656 | -0.45006 | 0.97697 | -0.44217 | 12.6017
97 | 0.13172 | 0.033133 | -0.13169 | -0.03311 | 3.6251e-05 | 2.2455e-05 | 0.20108 | 0.20108 | 0.20108 | 0.97498 | -0.48114 | 0.97469 | -0.48691 | 11.0483
98 | 0.0041242 | 0.0010335 | -0.0041242 | -0.0010335 | 1.8446e-09 | -3.7856e-10 | 0.0062845 | 0.0062845 | 0.0062845 | 0.97649 | -0.45158 | 0.97649 | -0.45159 | 1.7265
99 | -0.15328 | -0.038634 | 0.15332 | 0.03866 | 4.1872e-05 | 2.6157e-05 | 0.23354 | 0.23354 | 0.23354 | 0.97697 | -0.44217 | 0.97726 | -0.43646 | 12.8319
100 | 0.0020672 | 0.00051793 | -0.0020671 | -0.00051808 | 5.3314e-08 | -1.451e-07 | 0.00315 | 0.0031501 | 0.0031501 | 0.97649 | -0.45159 | 0.97646 | -0.45213 | 0.86541
101 | -0.15604 | -0.039342 | 0.15612 | 0.039388 | 7.296e-05 | 4.5615e-05 | 0.23768 | 0.23768 | 0.23768 | 0.97726 | -0.43646 | 0.97776 | -0.4267 | 13.0596
102 | -0.15612 | -0.039388 | 0.15616 | 0.039414 | 4.1247e-05 | 2.5788e-05 | 0.23768 | 0.23768 | 0.23768 | 0.97776 | -0.4267 | 0.97804 | -0.42118 | 13.0596
103 | 0.033069 | 0.0083014 | -0.033065 | -0.008299 | 3.8329e-06 | 2.4024e-06 | 0.050317 | 0.050317 | 0.050317 | 0.97804 | -0.42118 | 0.97792 | -0.42361 | 13.8235
104 | -0.22483 | -0.05666 | 0.22504 | 0.056791 | 0.00020779 | 0.0001315 | 0.34217 | 0.34217 | 0.34217 | 0.97804 | -0.42118 | 0.97903 | -0.40188 | 18.8008
105 | 0.035601 | 0.0089447 | -0.035588 | -0.0089365 | 1.2954e-05 | 8.1431e-06 | 0.054173 | 0.054173 | 0.054173 | 0.97804 | -0.42118 | 0.97765 | -0.42881 | 14.8826
106 | 0.0060464 | 0.0015154 | -0.0060462 | -0.0015153 | 2.5294e-07 | 6.2466e-08 | 0.0092132 | 0.0092132 | 0.0092132 | 0.97656 | -0.45031 | 0.97651 | -0.45119 | 2.5311
107 | 0.033065 | 0.008299 | -0.033059 | -0.0082947 | 6.8598e-06 | 4.2996e-06 | 0.050317 | 0.050317 | 0.050317 | 0.97792 | -0.42361 | 0.97769 | -0.42796 | 13.8235
108 | -0.2281 | -0.057559 | 0.22828 | 0.05767 | 0.0001742 | 0.00011028 | 0.34683 | 0.34683 | 0.34683 | 0.97903 | -0.40188 | 0.97984 | -0.38595 | 19.0567
109 | 0.033159 | 0.0083276 | -0.033136 | -0.0083136 | 2.2379e-05 | 1.4029e-05 | 0.050475 | 0.050475 | 0.050475 | 0.97765 | -0.42881 | 0.97693 | -0.44296 | 13.8667
110 | -0.01896 | -0.0047526 | 0.01896 | 0.004753 | 6.3185e-07 | 3.7918e-07 | 0.028907 | 0.028907 | 0.028907 | 0.976 | -0.46133 | 0.97603 | -0.46063 | 7.9414
111 | 0.01599 | 0.0040082 | -0.015986 | -0.004006 | 3.7021e-06 | 2.1618e-06 | 0.024378 | 0.024378 | 0.024378 | 0.976 | -0.46133 | 0.97575 | -0.46619 | 6.6973
112 | -0.021087 | -0.0052859 | 0.021092 | 0.0052889 | 4.9729e-06 | 3.0223e-06 | 0.032148 | 0.032148 | 0.032148 | 0.97603 | -0.46063 | 0.97628 | -0.45569 | 8.832
113 | 0.0014278 | 0.00035746 | -0.0014278 | -0.00035784 | 5.8497e-08 | -3.7352e-07 | 0.0021773 | 0.0021775 | 0.0021775 | 0.97575 | -0.46619 | 0.97571 | -0.46705 | 0.59821
114 | -0.019659 | -0.0049284 | 0.019669 | 0.0049342 | 9.5962e-06 | 5.7845e-06 | 0.029953 | 0.029953 | 0.029953 | 0.97665 | -0.44848 | 0.97717 | -0.43824 | 8.2288
115 | 0.016036 | 0.0040203 | -0.016032 | -0.0040183 | 3.5257e-06 | 2.0594e-06 | 0.024432 | 0.024432 | 0.024432 | 0.97665 | -0.44848 | 0.97642 | -0.45309 | 6.7122
116 | -0.025116 | -0.0062995 | 0.025126 | 0.0063057 | 1.0045e-05 | 6.1991e-06 | 0.038248 | 0.038248 | 0.038248 | 0.97717 | -0.43824 | 0.9776 | -0.42985 | 10.5077
117 | 0.0083573 | 0.0020948 | -0.0083559 | -0.0020942 | 1.3854e-06 | 6.0186e-07 | 0.012736 | 0.012736 | 0.012736 | 0.97642 | -0.45309 | 0.97624 | -0.45657 | 3.499
118 | -0.027555 | -0.0069144 | 0.027557 | 0.0069159 | 2.4833e-06 | 1.5421e-06 | 0.041945 | 0.041945 | 0.041945 | 0.9776 | -0.42985 | 0.97769 | -0.42796 | 11.5232
119 | 0.011222 | 0.0028131 | -0.01122 | -0.0028124 | 1.4843e-06 | 7.8472e-07 | 0.017204 | 0.017204 | 0.017204 | 0.9706 | -0.56754 | 0.97046 | -0.57031 | 4.7264
120 | 0.0096464 | 0.0024179 | -0.0096451 | -0.0024172 | 1.35e-06 | 6.6073e-07 | 0.014791 | 0.014791 | 0.014791 | 0.97046 | -0.57031 | 0.97031 | -0.57325 | 4.0635
121 | 0.0048378 | 0.0012124 | -0.0048376 | -0.0012124 | 1.8265e-07 | 7.5963e-09 | 0.0074189 | 0.007419 | 0.007419 | 0.97031 | -0.57325 | 0.97027 | -0.57404 | 2.0382
122 | -0.015749 | -0.0039471 | 0.015753 | 0.0039492 | 3.7054e-06 | 2.138e-06 | 0.0235 | 0.0235 | 0.0235 | 0.99723 | -0.052615 | 0.99749 | -0.047678 | 6.4562

## res_trafo
| p_hv_mw | q_hv_mvar | p_lv_mw | q_lv_mvar | pl_mw | ql_mvar | i_hv_ka | i_lv_ka | vm_hv_pu | va_hv_degree | vm_lv_pu | va_lv_degree | loading_percent
0 | -1.2729e-15 | -1.3162e-15 | 0.00165 | 1.2699e-07 | 0.00165 | 1.2699e-07 | 5.2857e-17 | 0.0023815 | 0.99998 | 149.9956 | 1 | 0 | 0.2619

## res_ext_grid
| p_mw | q_mvar
0 | 0.4976 | 0.12709

## res_load
| p_mw | q_mvar
0 | 0.0033432 | 0.00083789
1 | 0.002304 | 0.00057743
2 | 0.0019881 | 0.00049827
3 | 0.0022401 | 0.00056142
4 | 0.0018719 | 0.00046913
5 | 0.0033536 | 0.00084048
6 | 0.0018567 | 0.00046532
7 | 0.001793 | 0.00044938
8 | 0.0016018 | 0.00040145
9 | 0.0018069 | 0.00045284
10 | 0.0050232 | 0.0012589
11 | 0.0020748 | 0.00052
12 | 0.0020065 | 0.00050288
13 | 0.0013975 | 0.00035025
14 | 0.002092 | 0.0005243
15 | 0.0036355 | 0.00091113
16 | 0.0015772 | 0.00039529
17 | 0.0018676 | 0.00046806
18 | 0.012526 | 0.0031394
19 | 0.010782 | 0.0027022
20 | 0.0058258 | 0.0014601
21 | 0.0028368 | 0.00071097
22 | 0.0094246 | 0.002362
23 | 0.0025203 | 0.00063165
24 | 0.0017606 | 0.00044124
25 | 0.011546 | 0.0028937
26 | 0.013556 | 0.0033974
27 | 0.051996 | 0.013032
28 | 0.0096463 | 0.0024176
29 | 0.028671 | 0.0071856
30 | 0.0031421 | 0.00078748
31 | 0.0093234 | 0.0023367
32 | 0.028782 | 0.0072133
33 | 0.0062763 | 0.001573
34 | 0.0057789 | 0.0014483
35 | 0.0071396 | 0.0017893
36 | 0.012694 | 0.0031814
37 | 0.0025215 | 0.00063195
38 | 0.016261 | 0.0040754
39 | 0.0055283 | 0.0013855
40 | 0.0020231 | 0.00050703
41 | 0.0096291 | 0.0024133
42 | 0.010965 | 0.0027482
43 | 0.0090577 | 0.0022701
44 | 0.0045907 | 0.0011505
45 | 0.0056268 | 0.0014102
46 | 0.0058481 | 0.0014657
47 | 0.0025588 | 0.00064128
48 | 0.0015481 | 0.00038798
49 | 0.0026328 | 0.00065985
50 | 0.0030544 | 0.0007655
51 | 0.0025826 | 0.00064727
52 | 0.0020421 | 0.00051179
53 | 0.0027513 | 0.00068953
54 | 0.002057 | 0.00051552
55 | 0.0027212 | 0.00068201
56 | 0.0060462 | 0.0015153
57 | 0.0030652 | 0.0007682
58 | 0.0024296 | 0.00060892
59 | 0.0020671 | 0.00051808
60 | 0.0050356 | 0.001262
61 | 0.0031224 | 0.00078253
62 | 0.0029702 | 0.0007444
63 | 0.0021265 | 0.00053294
64 | 0.014558 | 0.0036486
65 | 0.0017853 | 0.00044745
66 | 0.0014278 | 0.00035784
67 | 0.0021041 | 0.00052734
68 | 0.0016482 | 0.00041308
69 | 0.010901 | 0.0027321
70 | 0.0016616 | 0.00041642
71 | 0.0036233 | 0.00090809
72 | 0.0054475 | 0.0013653
73 | 0.0076748 | 0.0019235
74 | 0.0024287 | 0.0006087
75 | 0.0083559 | 0.0020942
76 | 0.0055014 | 0.0013788
77 | 0.0015739 | 0.00039445
78 | 0.0048073 | 0.0012048
79 | 0.0048376 | 0.0012124
80 | 0.0022777 | 0.00057085
81 | 0.0055314 | 0.0013863
82 | 0.0055454 | 0.0013898

## dtypes
| element | column | dtype
0 | bus | name | object
1 | bus | vn_kv | float64
2 | bus | type | object
3 | bus | zone | object
4 | bus | in_service | bool
5 | load | name | object
6 | load | bus | uint32
7 | load | p_mw | float64
8 | load | q_mvar | float64
9 | load | const_z_percent | float64
10 | load | const_i_percent | float64
11 | load | sn_mva | float64
12 | load | scaling | float64
13 | load | in_service | bool
14 | load | type | object
15 | ext_grid | name | object
16 | ext_grid | bus | uint32
17 | ext_grid | vm_pu | float64
18 | ext_grid | va_degree | float64
19 | ext_grid | slack_weight | float64
20 | ext_grid | in_service | bool
21 | line | name | object
22 | line | std_type | object
23 | line | from_bus | uint32
24 | line | to_bus | uint32
25 | line | length_km | float64
26 | line | r_ohm_per_km | float64
27 | line | x_ohm_per_km | float64
28 | line | c_nf_per_km | float64
29 | line | g_us_per_km | float64
30 | line | max_i_ka | float64
31 | line | df | float64
32 | line | parallel | uint32
33 | line | type | object
34 | line | in_service | bool
35 | trafo | name | object
36 | trafo | std_type | object
37 | trafo | hv_bus | uint32
38 | trafo | lv_bus | uint32
39 | trafo | sn_mva | float64
40 | trafo | vn_hv_kv | float64
41 | trafo | vn_lv_kv | float64
42 | trafo | vk_percent | float64
43 | trafo | vkr_percent | float64
44 | trafo | pfe_kw | float64
45 | trafo | i0_percent | float64
46 | trafo | shift_degree | float64
47 | trafo | tap_side | object
48 | trafo | tap_neutral | int32
49 | trafo | tap_min | int32
50 | trafo | tap_max | int32
51 | trafo | tap_step_percent | float64
52 | trafo | tap_step_degree | float64
53 | trafo | tap_pos | int32
54 | trafo | tap_phase_shifter | bool
55 | trafo | parallel | uint32
56 | trafo | df | float64
57 | trafo | in_service | bool
58 | line_geodata | coords | object
59 | bus_geodata | x | float64
60 | bus_geodata | y | float64
61 | bus_geodata | coords | object
62 | res_bus | vm_pu | float64
63 | res_bus | va_degree | float64
64 | res_bus | p_mw | float64
65 | res_bus | q_mvar | float64
66 | res_line | p_from_mw | float64
67 | res_line | q_from_mvar | float64
68 | res_line | p_to_mw | float64
69 | res_line | q_to_mvar | float64
70 | res_line | pl_mw | float64
71 | res_line | ql_mvar | float64
72 | res_line | i_from_ka | float64
73 | res_line | i_to_ka | float64
74 | res_line | i_ka | float64
75 | res_line | vm_from_pu | float64
76 | res_line | va_from_degree | float64
77 | res_line | vm_to_pu | float64
78 | res_line | va_to_degree | float64
79 | res_line | loading_percent | float64
80 | res_trafo | p_hv_mw | float64
81 | res_trafo | q_hv_mvar | float64
82 | res_trafo | p_lv_mw | float64
83 | res_trafo | q_lv_mvar | float64
84 | res_trafo | pl_mw | float64
85 | res_trafo | ql_mvar | float64
86 | res_trafo | i_hv_ka | float64
87 | res_trafo | i_lv_ka | float64
88 | res_trafo | vm_hv_pu | float64
89 | res_trafo | va_hv_degree | float64
90 | res_trafo | vm_lv_pu | float64
91 | res_trafo | va_lv_degree | float64
92 | res_trafo | loading_percent | float64
93 | res_ext_grid | p_mw | float64
94 | res_ext_grid | q_mvar | float64
95 | res_load | p_mw | float64
96 | res_load | q_mvar | float64

## parameters
| version | format_version | converged | OPF_converged | name | f_hz | sn_mva
0 | 2.14.6 | 2.14.0 | TRUE | FALSE |  | 50 | 1