## bus
| name | vn_kv | type | zone | in_service
0 | bus_LV_261-746_0_8_node_0 | 0.4 | n |  | TRUE
1 | bus_LV_261-746_0_8_node_1 | 0.4 | n |  | TRUE
2 | bus_LV_261-746_0_8_node_2 | 0.4 | n |  | TRUE
3 | bus_LV_261-746_0_8_node_4 | 0.4 | n |  | TRUE
4 | bus_LV_261-746_0_8_node_11 | 0.4 | n |  | TRUE
5 | bus_LV_261-746_0_8_node_10 | 0.4 | n |  | TRUE
6 | bus_LV_261-746_0_8_node_3 | 0.4 | n |  | TRUE
7 | bus_LV_261-746_0_8_node_37 | 0.4 | n |  | TRUE
8 | bus_LV_261-746_0_8_node_35 | 0.4 | n |  | TRUE
9 | bus_LV_261-746_0_8_node_90 | 0.4 | n |  | TRUE
10 | bus_LV_261-746_0_8_node_5 | 0.4 | n |  | TRUE
11 | bus_LV_261-746_0_8_node_30 | 0.4 | n |  | TRUE
12 | bus_LV_261-746_0_8_node_56 | 0.4 | n |  | TRUE
13 | bus_LV_261-746_0_8_node_8 | 0.4 | n |  | TRUE
14 | bus_LV_261-746_0_8_node_59 | 0.4 | n |  | TRUE
15 | bus_LV_261-746_0_8_node_9 | 0.4 | n |  | TRUE
16 | bus_LV_261-746_0_8_node_53 | 0.4 | n |  | TRUE
17 | bus_LV_261-746_0_8_node_134 | 0.4 | n |  | TRUE
18 | bus_LV_261-746_0_8_node_26 | 0.4 | n |  | TRUE
19 | bus_LV_261-746_0_8_node_12 | 0.4 | n |  | TRUE
20 | bus_LV_261-746_0_8_node_29 | 0.4 | n |  | TRUE
21 | bus_LV_261-746_0_8_node_13 | 0.4 | n |  | TRUE
22 | bus_LV_261-746_0_8_node_51 | 0.4 | n |  | TRUE
23 | bus_LV_261-746_0_8_node_52 | 0.4 | n |  | TRUE
24 | bus_LV_261-746_0_8_node_48 | 0.4 | n |  | TRUE
25 | bus_LV_261-746_0_8_node_15 | 0.4 | n |  | TRUE
26 | bus_LV_261-746_0_8_node_88 | 0.4 | n |  | TRUE
27 | bus_LV_261-746_0_8_node_16 | 0.4 | n |  | TRUE
28 | bus_LV_261-746_0_8_node_86 | 0.4 | n |  | TRUE
29 | bus_LV_261-746_0_8_node_31 | 0.4 | n |  | TRUE
30 | bus_LV_261-746_0_8_node_32 | 0.4 | n |  | TRUE
31 | bus_LV_261-746_0_8_node_28 | 0.4 | n |  | TRUE
32 | bus_LV_261-746_0_8_node_18 | 0.4 | n |  | TRUE
33 | bus_LV_261-746_0_8_node_133 | 0.4 | n |  | TRUE
34 | bus_LV_261-746_0_8_node_128 | 0.4 | n |  | TRUE
35 | bus_LV_261-746_0_8_node_19 | 0.4 | n |  | TRUE
36 | bus_LV_261-746_0_8_node_24 | 0.4 | n |  | TRUE
37 | bus_LV_261-746_0_8_node_131 | 0.4 | n |  | TRUE
38 | bus_LV_261-746_0_8_node_22 | 0.4 | n |  | TRUE
39 | bus_LV_261-746_0_8_node_125 | 0.4 | n |  | TRUE
40 | bus_LV_261-746_0_8_node_116 | 0.4 | n |  | TRUE
41 | bus_LV_261-746_0_8_node_23 | 0.4 | n |  | TRUE
42 | bus_LV_261-746_0_8_node_99 | 0.4 | n |  | TRUE
43 | bus_LV_261-746_0_8_node_98 | 0.4 | n |  | TRUE
44 | bus_LV_261-746_0_8_node_132 | 0.4 | n |  | TRUE
45 | bus_LV_261-746_0_8_node_25 | 0.4 | n |  | TRUE
46 | bus_LV_261-746_0_8_node_126 | 0.4 | n |  | TRUE
47 | bus_LV_261-746_0_8_node_127 | 0.4 | n |  | TRUE
48 | bus_LV_261-746_0_8_node_62 | 0.4 | n |  | TRUE
49 | bus_LV_261-746_0_8_node_34 | 0.4 | n |  | TRUE
50 | bus_LV_261-746_0_8_node_91 | 0.4 | n |  | TRUE
51 | bus_LV_261-746_0_8_node_60 | 0.4 | n |  | TRUE
52 | bus_LV_261-746_0_8_node_54 | 0.4 | n |  | TRUE
53 | bus_LV_261-746_0_8_node_61 | 0.4 | n |  | TRUE
54 | bus_LV_261-746_0_8_node_33 | 0.4 | n |  | TRUE
55 | bus_LV_261-746_0_8_node_27 | 0.4 | n |  | TRUE
56 | bus_LV_261-746_0_8_node_47 | 0.4 | n |  | TRUE
57 | bus_LV_261-746_0_8_node_92 | 0.4 | n |  | TRUE
58 | bus_LV_261-746_0_8_node_97 | 0.4 | n |  | TRUE
59 | bus_LV_261-746_0_8_node_85 | 0.4 | n |  | TRUE
60 | bus_LV_261-746_0_8_node_63 | 0.4 | n |  | TRUE
61 | bus_LV_261-746_0_8_node_64 | 0.4 | n |  | TRUE
62 | bus_LV_261-746_0_8_node_109 | 0.4 | n |  | TRUE
63 | bus_LV_261-746_0_8_node_110 | 0.4 | n |  | TRUE
64 | bus_LV_261-746_0_8_node_136 | 0.4 | n |  | TRUE
65 | bus_LV_261-746_0_8_node_130 | 0.4 | n |  | TRUE
66 | bus_LV_261-746_0_8_node_114 | 0.4 | n |  | TRUE
67 | bus_LV_261-746_0_8_node_112 | 0.4 | n |  | TRUE
68 | bus_LV_261-746_0_8_node_118 | 0.4 | n |  | TRUE
69 | bus_LV_261-746_0_8_node_115 | 0.4 | n |  | TRUE
70 | bus_LV_261-746_0_8_node_79 | 0.4 | n |  | TRUE
71 | bus_LV_261-746_0_8_node_83 | 0.4 | n |  | TRUE
72 | bus_LV_261-746_0_8_node_117 | 0.4 | n |  | TRUE
73 | bus_LV_261-746_0_8_node_135 | 0.4 | n |  | TRUE
74 | bus_LV_261-746_0_8_node_84 | 0.4 | n |  | TRUE
75 | bus_LV_261-746_0_8_node_36 | 0.4 | n |  | TRUE
76 | bus_LV_261-746_0_8_node_65 | 0.4 | n |  | TRUE
77 | bus_LV_261-746_0_8_node_38 | 0.4 | n |  | TRUE
78 | bus_LV_261-746_0_8_node_40 | 0.4 | n |  | TRUE
79 | bus_LV_261-746_0_8_node_43 | 0.4 | n |  | TRUE
80 | bus_LV_261-746_0_8_node_45 | 0.4 | n |  | TRUE
81 | bus_LV_261-746_0_8_node_46 | 0.4 | n |  | TRUE
82 | bus_LV_261-746_0_8_node_70 | 0.4 | n |  | TRUE
83 | bus_LV_261-746_0_8_node_57 | 0.4 | n |  | TRUE
84 | bus_LV_261-746_0_8_node_74 | 0.4 | n |  | TRUE
85 | bus_LV_261-746_0_8_node_68 | 0.4 | n |  | TRUE
86 | bus_LV_261-746_0_8_node_89 | 0.4 | n |  | TRUE
87 | bus_LV_261-746_0_8_node_101 | 0.4 | n |  | TRUE
88 | bus_LV_261-746_0_8_node_75 | 0.4 | n |  | TRUE
89 | bus_LV_261-746_0_8_node_108 | 0.4 | n |  | TRUE
90 | bus_LV_261-746_0_8_node_100 | 0.4 | n |  | TRUE
91 | bus_LV_261-746_0_8_node_49 | 0.4 | n |  | TRUE
92 | bus_LV_261-746_0_8_node_50 | 0.4 | n |  | TRUE
93 | bus_LV_261-746_0_8_node_55 | 0.4 | n |  | TRUE
94 | bus_LV_261-746_0_8_node_58 | 0.4 | n |  | TRUE
95 | bus_LV_261-746_0_8_node_69 | 0.4 | n |  | TRUE
96 | bus_LV_261-746_0_8_node_71 | 0.4 | n |  | TRUE
97 | bus_LV_261-746_0_8_node_72 | 0.4 | n |  | TRUE
98 | bus_LV_261-746_0_8_node_81 | 0.4 | n |  | TRUE
99 | bus_LV_261-746_0_8_node_76 | 0.4 | n |  | TRUE
100 | bus_LV_261-746_0_8_node_82 | 0.4 | n |  | TRUE
101 | bus_LV_261-746_0_8_node_66 | 0.4 | n |  | TRUE
102 | bus_LV_261-746_0_8_node_113 | 0.4 | n |  | TRUE
103 | bus_LV_261-746_0_8_node_67 | 0.4 | n |  | TRUE
104 | bus_LV_261-746_0_8_node_77 | 0.4 | n |  | TRUE
105 | bus_LV_261-746_0_8_node_78 | 0.4 | n |  | TRUE
106 | bus_LV_261-746_0_8_node_80 | 0.4 | n |  | TRUE
107 | bus_LV_261-746_0_8_node_107 | 0.4 | n |  | TRUE
108 | bus_LV_261-746_0_8_node_119 | 0.4 | n |  | TRUE
109 | bus_LV_261-746_0_8_node_120 | 0.4 | n |  | TRUE
110 | bus_LV_261-746_0_8_node_124 | 0.4 | n |  | TRUE
111 | bus_LV_261-746_0_8_node_129 | 0.4 | n |  | TRUE
112 | bus_LV_261-746_0_8_node_122 | 0.4 | n |  | TRUE
113 | bus_LV_261-746_0_8_node_87 | 0.4 | n |  | TRUE
114 | bus_LV_261-746_0_8_node_93 | 0.4 | n |  | TRUE
115 | bus_LV_261-746_0_8_node_94 | 0.4 | n |  | TRUE
116 | bus_LV_261-746_0_8_node_95 | 0.4 | n |  | TRUE
117 | bus_LV_261-746_0_8_node_96 | 0.4 | n |  | TRUE
118 | bus_LV_261-746_0_8_node_102 | 0.4 | n |  | TRUE
119 | bus_LV_261-746_0_8_node_103 | 0.4 | n |  | TRUE
120 | bus_LV_261-746_0_8_node_104 | 0.4 | n |  | TRUE
121 | bus_LV_261-746_0_8_node_105 | 0.4 | n |  | TRUE
122 | bus_LV_261-746_0_8_node_106 | 0.4 | n |  | TRUE
123 | bus_LV_261-746_0_8_node_111 | 0.4 | n |  | TRUE
124 | bus_LV_261-746_0_8_node_121 | 0.4 | n |  | TRUE
125 | bus_LV_261-746_0_8_node_123 | 0.4 | n |  | TRUE
126 | bus_LV_261-746_0_8_node_137 | 0.4 | n |  | TRUE
127 | bus_MV_539_0_node_161 | 20 | n |  | TRUE

## load
| name | bus | p_mw | q_mvar | const_z_percent | const_i_percent | sn_mva | scaling | in_service | type
0 | LV_261-746_0_8_load_0 | 0 | 0.0099415 | 0.0024916 | 0 | 0 |  | 1 | TRUE | wye
1 | LV_261-746_0_8_load_37 | 7 | 0.0073606 | 0.0018447 | 0 | 0 |  | 1 | TRUE | wye
2 | LV_261-746_0_8_load_35 | 8 | 0.0079295 | 0.0019873 | 0 | 0 |  | 1 | TRUE | wye
3 | LV_261-746_0_8_load_90 | 9 | 0.0084931 | 0.0021286 | 0 | 0 |  | 1 | TRUE | wye
4 | LV_261-746_0_8_load_30 | 11 | 0.0081767 | 0.0020493 | 0 | 0 |  | 1 | TRUE | wye
5 | LV_261-746_0_8_load_59 | 14 | 0.0086554 | 0.0021693 | 0 | 0 |  | 1 | TRUE | wye
6 | LV_261-746_0_8_load_53 | 16 | 0.0076864 | 0.0019264 | 0 | 0 |  | 1 | TRUE | wye
7 | LV_261-746_0_8_load_134 | 17 | 0.006346 | 0.0015905 | 0 | 0 |  | 1 | TRUE | wye
8 | LV_261-746_0_8_load_26 | 18 | 0.0085698 | 0.0021478 | 0 | 0 |  | 1 | TRUE | wye
9 | LV_261-746_0_8_load_29 | 20 | 0.0053528 | 0.0013415 | 0 | 0 |  | 1 | TRUE | wye
10 | LV_261-746_0_8_load_51 | 22 | 0.007318 | 0.0018341 | 0 | 0 |  | 1 | TRUE | wye
11 | LV_261-746_0_8_load_52 | 23 | 0.0064713 | 0.0016219 | 0 | 0 |  | 1 | TRUE | wye
12 | LV_261-746_0_8_load_48 | 24 | 0.014124 | 0.0035399 | 0 | 0 |  | 1 | TRUE | wye
13 | LV_261-746_0_8_load_88 | 26 | 0.010219 | 0.002561 | 0 | 0 |  | 1 | TRUE | wye
14 | LV_261-746_0_8_load_86 | 28 | 0.0055728 | 0.0013967 | 0 | 0 |  | 1 | TRUE | wye
15 | LV_261-746_0_8_load_31 | 29 | 0.0077552 | 0.0019436 | 0 | 0 |  | 1 | TRUE | wye
16 | LV_261-746_0_8_load_32 | 30 | 0.012044 | 0.0030184 | 0 | 0 |  | 1 | TRUE | wye
17 | LV_261-746_0_8_load_28 | 31 | 0.0055796 | 0.0013984 | 0 | 0 |  | 1 | TRUE | wye
18 | LV_261-746_0_8_load_128 | 34 | 0.0099296 | 0.0024886 | 0 | 0 |  | 1 | TRUE | wye
19 | LV_261-746_0_8_load_131 | 37 | 0.0067903 | 0.0017018 | 0 | 0 |  | 1 | TRUE | wye
20 | LV_261-746_0_8_load_125 | 39 | 0.0010327 | 0.00025883 | 0 | 0 |  | 1 | TRUE | wye
21 | LV_261-746_0_8_load_116 | 40 | 0.0020798 | 0.00052124 | 0 | 0 |  | 1 | TRUE | wye
22 | LV_261-746_0_8_load_98 | 43 | 0.0038505 | 0.00096502 | 0 | 0 |  | 1 | TRUE | wye
23 | LV_261-746_0_8_load_132 | 44 | 0.0063237 | 0.0015849 | 0 | 0 |  | 1 | TRUE | wye
24 | LV_261-746_0_8_load_126 | 46 | 0.011557 | 0.0028964 | 0 | 0 |  | 1 | TRUE | wye
25 | LV_261-746_0_8_load_127 | 47 | 0.010129 | 0.0025385 | 0 | 0 |  | 1 | TRUE | wye
26 | LV_261-746_0_8_load_62 | 48 | 0.0040727 | 0.0010207 | 0 | 0 |  | 1 | TRUE | wye
27 | LV_261-746_0_8_load_34 | 49 | 0.014439 | 0.0036188 | 0 | 0 |  | 1 | TRUE | wye
28 | LV_261-746_0_8_load_91 | 50 | 0.0057409 | 0.0014388 | 0 | 0 |  | 1 | TRUE | wye
29 | LV_261-746_0_8_load_60 | 51 | 0.0046507 | 0.0011656 | 0 | 0 |  | 1 | TRUE | wye
30 | LV_261-746_0_8_load_54 | 52 | 0.0099136 | 0.0024846 | 0 | 0 |  | 1 | TRUE | wye
31 | LV_261-746_0_8_load_61 | 53 | 0.0068345 | 0.0017129 | 0 | 0 |  | 1 | TRUE | wye
32 | LV_261-746_0_8_load_33 | 54 | 0.0027123 | 0.00067977 | 0 | 0 |  | 1 | TRUE | wye
33 | LV_261-746_0_8_load_27 | 55 | 0.0080622 | 0.0020206 | 0 | 0 |  | 1 | TRUE | wye
34 | LV_261-746_0_8_load_47 | 56 | 0.0060685 | 0.0015209 | 0 | 0 |  | 1 | TRUE | wye
35 | LV_261-746_0_8_load_92 | 57 | 0.0047691 | 0.0011952 | 0 | 0 |  | 1 | TRUE | wye
36 | LV_261-746_0_8_load_97 | 58 | 0.0074217 | 0.0018601 | 0 | 0 |  | 1 | TRUE | wye
37 | LV_261-746_0_8_load_85 | 59 | 0.0024228 | 0.00060721 | 0 | 0 |  | 1 | TRUE | wye
38 | LV_261-746_0_8_load_64 | 61 | 0.0064305 | 0.0016116 | 0 | 0 |  | 1 | TRUE | wye
39 | LV_261-746_0_8_load_109 | 62 | 0.009674 | 0.0024245 | 0 | 0 |  | 1 | TRUE | wye
40 | LV_261-746_0_8_load_136 | 64 | 0.00357 | 0.00089473 | 0 | 0 |  | 1 | TRUE | wye
41 | LV_261-746_0_8_load_130 | 65 | 0.0051622 | 0.0012938 | 0 | 0 |  | 1 | TRUE | wye
42 | LV_261-746_0_8_load_114 | 66 | 0.0032637 | 0.00081796 | 0 | 0 |  | 1 | TRUE | wye
43 | LV_261-746_0_8_load_112 | 67 | 0.0029756 | 0.00074575 | 0 | 0 |  | 1 | TRUE | wye
44 | LV_261-746_0_8_load_118 | 68 | 0.0087691 | 0.0021977 | 0 | 0 |  | 1 | TRUE | wye
45 | LV_261-746_0_8_load_115 | 69 | 0.0102 | 0.0025564 | 0 | 0 |  | 1 | TRUE | wye
46 | LV_261-746_0_8_load_79 | 70 | 0.0067815 | 0.0016996 | 0 | 0 |  | 1 | TRUE | wye
47 | LV_261-746_0_8_load_83 | 71 | 0.0053547 | 0.001342 | 0 | 0 |  | 1 | TRUE | wye
48 | LV_261-746_0_8_load_117 | 72 | 0.0061107 | 0.0015315 | 0 | 0 |  | 1 | TRUE | wye
49 | LV_261-746_0_8_load_135 | 73 | 0.010166 | 0.0025479 | 0 | 0 |  | 1 | TRUE | wye
50 | LV_261-746_0_8_load_84 | 74 | 0.0026255 | 0.00065802 | 0 | 0 |  | 1 | TRUE | wye
51 | LV_261-746_0_8_load_36 | 75 | 0.008393 | 0.0021035 | 0 | 0 |  | 1 | TRUE | wye
52 | LV_261-746_0_8_load_65 | 76 | 0.0073635 | 0.0018455 | 0 | 0 |  | 1 | TRUE | wye
53 | LV_261-746_0_8_load_38 | 77 | 0.0063834 | 0.0015998 | 0 | 0 |  | 1 | TRUE | wye
54 | LV_261-746_0_8_load_46 | 81 | 0.0036107 | 0.00090493 | 0 | 0 |  | 1 | TRUE | wye
55 | LV_261-746_0_8_load_70 | 82 | 0.0047177 | 0.0011824 | 0 | 0 |  | 1 | TRUE | wye
56 | LV_261-746_0_8_load_74 | 84 | 0.0067652 | 0.0016955 | 0 | 0 |  | 1 | TRUE | wye
57 | LV_261-746_0_8_load_89 | 86 | 0.0036095 | 0.00090462 | 0 | 0 |  | 1 | TRUE | wye
58 | LV_261-746_0_8_load_101 | 87 | 0.0063866 | 0.0016006 | 0 | 0 |  | 1 | TRUE | wye
59 | LV_261-746_0_8_load_75 | 88 | 0.0039729 | 0.0009957 | 0 | 0 |  | 1 | TRUE | wye
60 | LV_261-746_0_8_load_108 | 89 | 0.0021077 | 0.00052825 | 0 | 0 |  | 1 | TRUE | wye
61 | LV_261-746_0_8_load_100 | 90 | 0.0051069 | 0.0012799 | 0 | 0 |  | 1 | TRUE | wye
62 | LV_261-746_0_8_load_49 | 91 | 0.004268 | 0.0010697 | 0 | 0 |  | 1 | TRUE | wye
63 | LV_261-746_0_8_load_50 | 92 | 0.0050154 | 0.001257 | 0 | 0 |  | 1 | TRUE | wye
64 | LV_261-746_0_8_load_71 | 96 | 0.0059823 | 0.0014993 | 0 | 0 |  | 1 | TRUE | wye
65 | LV_261-746_0_8_load_81 | 98 | 0.0086359 | 0.0021644 | 0 | 0 |  | 1 | TRUE | wye
66 | LV_261-746_0_8_load_76 | 99 | 0.0021576 | 0.00054075 | 0 | 0 |  | 1 | TRUE | wye
67 | LV_261-746_0_8_load_82 | 100 | 0.0065522 | 0.0016421 | 0 | 0 |  | 1 | TRUE | wye
68 | LV_261-746_0_8_load_66 | 101 | 0.0034667 | 0.00086884 | 0 | 0 |  | 1 | TRUE | wye
69 | LV_261-746_0_8_load_113 | 102 | 0.0041582 | 0.0010422 | 0 | 0 |  | 1 | TRUE | wye
70 | LV_261-746_0_8_load_77 | 104 | 0.0082822 | 0.0020757 | 0 | 0 |  | 1 | TRUE | wye
71 | LV_261-746_0_8_load_78 | 105 | 0.0041039 | 0.0010285 | 0 | 0 |  | 1 | TRUE | wye
72 | LV_261-746_0_8_load_80 | 106 | 0.0047246 | 0.0011841 | 0 | 0 |  | 1 | TRUE | wye
73 | LV_261-746_0_8_load_107 | 107 | 0.0018919 | 0.00047417 | 0 | 0 |  | 1 | TRUE | wye
74 | LV_261-746_0_8_load_119 | 108 | 0.0090748 | 0.0022743 | 0 | 0 |  | 1 | TRUE | wye
75 | LV_261-746_0_8_load_124 | 110 | 0.00246 | 0.00061654 | 0 | 0 |  | 1 | TRUE | wye
76 | LV_261-746_0_8_load_129 | 111 | 0.003848 | 0.00096441 | 0 | 0 |  | 1 | TRUE | wye
77 | LV_261-746_0_8_load_122 | 112 | 0.0047284 | 0.001185 | 0 | 0 |  | 1 | TRUE | wye
78 | LV_261-746_0_8_load_87 | 113 | 0.010661 | 0.0026718 | 0 | 0 |  | 1 | TRUE | wye
79 | LV_261-746_0_8_load_93 | 114 | 0.0058629 | 0.0014694 | 0 | 0 |  | 1 | TRUE | wye
80 | LV_261-746_0_8_load_94 | 115 | 0.0074209 | 0.0018598 | 0 | 0 |  | 1 | TRUE | wye
81 | LV_261-746_0_8_load_95 | 116 | 0.0028755 | 0.00072068 | 0 | 0 |  | 1 | TRUE | wye
82 | LV_261-746_0_8_load_96 | 117 | 0.0051747 | 0.0012969 | 0 | 0 |  | 1 | TRUE | wye
83 | LV_261-746_0_8_load_103 | 119 | 0.00092939 | 0.00023293 | 0 | 0 |  | 1 | TRUE | wye
84 | LV_261-746_0_8_load_104 | 120 | 0.010706 | 0.0026832 | 0 | 0 |  | 1 | TRUE | wye
85 | LV_261-746_0_8_load_105 | 121 | 0.0097964 | 0.0024552 | 0 | 0 |  | 1 | TRUE | wye
86 | LV_261-746_0_8_load_106 | 122 | 0.010923 | 0.0027376 | 0 | 0 |  | 1 | TRUE | wye
87 | LV_261-746_0_8_load_111 | 123 | 0.0044368 | 0.001112 | 0 | 0 |  | 1 | TRUE | wye
88 | LV_261-746_0_8_load_121 | 124 | 0.0059526 | 0.0014919 | 0 | 0 |  | 1 | TRUE | wye
89 | LV_261-746_0_8_load_123 | 125 | 0.012429 | 0.0031151 | 0 | 0 |  | 1 | TRUE | wye
90 | LV_261-746_0_8_load_137 | 126 | 0.0040212 | 0.0010078 | 0 | 0 |  | 1 | TRUE | wye

## ext_grid
| name | bus | vm_pu | va_degree | slack_weight | in_service
0 |  | 21 | 1 | 0 | 1 | TRUE

## line
| name | std_type | from_bus | to_bus | length_km | r_ohm_per_km | x_ohm_per_km | c_nf_per_km | g_us_per_km | max_i_ka | df | parallel | type | in_service
0 | LV_261-746_0_8_line_0 |  | 0 | 1 | 0.049033 | 0.125 | 0.08 | 261 | 0 | 0.364 | 1 | 2 | cs | TRUE
1 | LV_261-746_0_8_line_1 |  | 0 | 2 | 0.011559 | 0.125 | 0.08 | 261 | 0 | 0.364 | 1 | 3 | cs | TRUE
2 | LV_261-746_0_8_line_2 |  | 1 | 3 | 0.017991 | 0.125 | 0.08 | 261 | 0 | 0.364 | 1 | 2 | cs | TRUE
3 | LV_261-746_0_8_line_3 |  | 2 | 4 | 0.008292 | 0.125 | 0.08 | 261 | 0 | 0.364 | 1 | 3 | cs | TRUE
4 | LV_261-746_0_8_line_4 |  | 2 | 5 | 0.0072011 | 0.125 | 0.08 | 261 | 0 | 0.364 | 1 | 1 | cs | TRUE
5 | LV_261-746_0_8_line_5 |  | 3 | 9 | 0.0073271 | 0.125 | 0.08 | 261 | 0 | 0.364 | 1 | 1 | cs | TRUE
6 | LV_261-746_0_8_line_6 |  | 3 | 6 | 0.034487 | 0.125 | 0.08 | 261 | 0 | 0.364 | 1 | 2 | cs | TRUE
7 | LV_261-746_0_8_line_7 |  | 4 | 18 | 0.027779 | 0.125 | 0.08 | 261 | 0 | 0.364 | 1 | 3 | cs | TRUE
8 | LV_261-746_0_8_line_8 |  | 4 | 10 | 0.011832 | 0.125 | 0.08 | 261 | 0 | 0.364 | 1 | 3 | cs | TRUE
9 | LV_261-746_0_8_line_9 |  | 5 | 17 | 0.0054922 | 0.125 | 0.08 | 261 | 0 | 0.364 | 1 | 1 | cs | TRUE
10 | LV_261-746_0_8_line_10 |  | 6 | 7 | 0.021694 | 0.125 | 0.08 | 261 | 0 | 0.364 | 1 | 1 | cs | TRUE
11 | LV_261-746_0_8_line_11 |  | 6 | 8 | 0.016246 | 0.125 | 0.08 | 261 | 0 | 0.364 | 1 | 1 | cs | TRUE
12 | LV_261-746_0_8_line_12 |  | 7 | 48 | 0.014112 | 0.125 | 0.08 | 261 | 0 | 0.364 | 1 | 1 | cs | TRUE
13 | LV_261-746_0_8_line_13 |  | 8 | 49 | 0.0068546 | 0.125 | 0.08 | 261 | 0 | 0.364 | 1 | 1 | cs | TRUE
14 | LV_261-746_0_8_line_14 |  | 9 | 50 | 0.020909 | 0.125 | 0.08 | 261 | 0 | 0.364 | 1 | 1 | cs | TRUE
15 | LV_261-746_0_8_line_15 |  | 10 | 11 | 0.030849 | 0.125 | 0.08 | 261 | 0 | 0.364 | 1 | 1 | cs | TRUE
16 | LV_261-746_0_8_line_16 |  | 10 | 12 | 0.00528 | 0.125 | 0.08 | 261 | 0 | 0.364 | 1 | 3 | cs | TRUE
17 | LV_261-746_0_8_line_17 |  | 12 | 51 | 0.0092261 | 0.125 | 0.08 | 261 | 0 | 0.364 | 1 | 1 | cs | TRUE
18 | LV_261-746_0_8_line_18 |  | 12 | 15 | 0.003954 | 0.125 | 0.08 | 261 | 0 | 0.364 | 1 | 3 | cs | TRUE
19 | LV_261-746_0_8_line_19 |  | 13 | 14 | 0.0090104 | 0.125 | 0.08 | 261 | 0 | 0.364 | 1 | 1 | cs | TRUE
20 | LV_261-746_0_8_line_20 |  | 13 | 15 | 0.010937 | 0.125 | 0.08 | 261 | 0 | 0.364 | 1 | 1 | cs | TRUE
21 | LV_261-746_0_8_line_21 |  | 15 | 16 | 0.025784 | 0.125 | 0.08 | 261 | 0 | 0.364 | 1 | 3 | cs | TRUE
22 | LV_261-746_0_8_line_22 |  | 16 | 52 | 0.024462 | 0.125 | 0.08 | 261 | 0 | 0.364 | 1 | 2 | cs | TRUE
23 | LV_261-746_0_8_line_23 |  | 18 | 53 | 0.021541 | 0.125 | 0.08 | 261 | 0 | 0.364 | 1 | 3 | cs | TRUE
24 | LV_261-746_0_8_line_24 |  | 19 | 20 | 0.012268 | 0.125 | 0.08 | 261 | 0 | 0.364 | 1 | 1 | cs | TRUE
25 | LV_261-746_0_8_line_25 |  | 19 | 21 | 0.030876 | 0.125 | 0.08 | 261 | 0 | 0.364 | 1 | 1 | cs | TRUE
26 | LV_261-746_0_8_line_26 |  | 20 | 54 | 0.016055 | 0.125 | 0.08 | 261 | 0 | 0.364 | 1 | 1 | cs | TRUE
27 | LV_261-746_0_8_line_27 |  | 21 | 22 | 0.024999 | 0.125 | 0.08 | 261 | 0 | 0.364 | 1 | 3 | cs | TRUE
28 | LV_261-746_0_8_line_28 |  | 21 | 23 | 0.015523 | 0.125 | 0.08 | 261 | 0 | 0.364 | 1 | 3 | cs | TRUE
29 | LV_261-746_0_8_line_29 |  | 21 | 24 | 0.016312 | 0.125 | 0.08 | 261 | 0 | 0.364 | 1 | 1 | cs | TRUE
30 | LV_261-746_0_8_line_30 |  | 22 | 25 | 0.012125 | 0.125 | 0.08 | 261 | 0 | 0.364 | 1 | 2 | cs | TRUE
31 | LV_261-746_0_8_line_31 |  | 23 | 53 | 0.018811 | 0.125 | 0.08 | 261 | 0 | 0.364 | 1 | 3 | cs | TRUE
32 | LV_261-746_0_8_line_32 |  | 24 | 56 | 0.019078 | 0.125 | 0.08 | 261 | 0 | 0.364 | 1 | 1 | cs | TRUE
33 | LV_261-746_0_8_line_33 |  | 25 | 26 | 0.034543 | 0.125 | 0.08 | 261 | 0 | 0.364 | 1 | 1 | cs | TRUE
34 | LV_261-746_0_8_line_34 |  | 25 | 27 | 0.029265 | 0.125 | 0.08 | 261 | 0 | 0.364 | 1 | 1 | cs | TRUE
35 | LV_261-746_0_8_line_35 |  | 25 | 28 | 0.0096843 | 0.125 | 0.08 | 261 | 0 | 0.364 | 1 | 1 | cs | TRUE
36 | LV_261-746_0_8_line_36 |  | 26 | 45 | 0.01431 | 0.125 | 0.08 | 261 | 0 | 0.364 | 1 | 1 | cs | TRUE
37 | LV_261-746_0_8_line_37 |  | 27 | 29 | 0.015702 | 0.125 | 0.08 | 261 | 0 | 0.364 | 1 | 1 | cs | TRUE
38 | LV_261-746_0_8_line_38 |  | 27 | 30 | 0.040689 | 0.125 | 0.08 | 261 | 0 | 0.364 | 1 | 1 | cs | TRUE
39 | LV_261-746_0_8_line_39 |  | 27 | 31 | 0.013676 | 0.125 | 0.08 | 261 | 0 | 0.364 | 1 | 1 | cs | TRUE
40 | LV_261-746_0_8_line_40 |  | 28 | 59 | 0.01833 | 0.125 | 0.08 | 261 | 0 | 0.364 | 1 | 1 | cs | TRUE
41 | LV_261-746_0_8_line_41 |  | 29 | 60 | 0.010246 | 0.125 | 0.08 | 261 | 0 | 0.364 | 1 | 1 | cs | TRUE
42 | LV_261-746_0_8_line_42 |  | 30 | 61 | 0.0043467 | 0.125 | 0.08 | 261 | 0 | 0.364 | 1 | 1 | cs | TRUE
43 | LV_261-746_0_8_line_43 |  | 31 | 55 | 0.027024 | 0.125 | 0.08 | 261 | 0 | 0.364 | 1 | 1 | cs | TRUE
44 | LV_261-746_0_8_line_44 |  | 32 | 33 | 0.028062 | 0.125 | 0.08 | 261 | 0 | 0.364 | 1 | 1 | cs | TRUE
45 | LV_261-746_0_8_line_45 |  | 32 | 34 | 0.01195 | 0.125 | 0.08 | 261 | 0 | 0.364 | 1 | 1 | cs | TRUE
46 | LV_261-746_0_8_line_46 |  | 33 | 64 | 0.014524 | 0.125 | 0.08 | 261 | 0 | 0.364 | 1 | 1 | cs | TRUE
47 | LV_261-746_0_8_line_47 |  | 34 | 47 | 0.027444 | 0.125 | 0.08 | 261 | 0 | 0.364 | 1 | 1 | cs | TRUE
48 | LV_261-746_0_8_line_48 |  | 35 | 36 | 0.036355 | 0.125 | 0.08 | 261 | 0 | 0.364 | 1 | 1 | cs | TRUE
49 | LV_261-746_0_8_line_49 |  | 35 | 37 | 0.018085 | 0.125 | 0.08 | 261 | 0 | 0.364 | 1 | 1 | cs | TRUE
50 | LV_261-746_0_8_line_50 |  | 36 | 44 | 0.03229 | 0.125 | 0.08 | 261 | 0 | 0.364 | 1 | 1 | cs | TRUE
51 | LV_261-746_0_8_line_51 |  | 37 | 65 | 0.022583 | 0.125 | 0.08 | 261 | 0 | 0.364 | 1 | 1 | cs | TRUE
52 | LV_261-746_0_8_line_52 |  | 38 | 39 | 0.012579 | 0.125 | 0.08 | 261 | 0 | 0.364 | 1 | 1 | cs | TRUE
53 | LV_261-746_0_8_line_53 |  | 38 | 40 | 0.008419 | 0.125 | 0.08 | 261 | 0 | 0.364 | 1 | 1 | cs | TRUE
54 | LV_261-746_0_8_line_54 |  | 40 | 69 | 0.025654 | 0.125 | 0.08 | 261 | 0 | 0.364 | 1 | 1 | cs | TRUE
55 | LV_261-746_0_8_line_55 |  | 41 | 42 | 0.038725 | 0.125 | 0.08 | 261 | 0 | 0.364 | 1 | 1 | cs | TRUE
56 | LV_261-746_0_8_line_56 |  | 41 | 43 | 0.01573 | 0.125 | 0.08 | 261 | 0 | 0.364 | 1 | 1 | cs | TRUE
57 | LV_261-746_0_8_line_57 |  | 42 | 58 | 0.015028 | 0.125 | 0.08 | 261 | 0 | 0.364 | 1 | 1 | cs | TRUE
58 | LV_261-746_0_8_line_58 |  | 43 | 70 | 0.022298 | 0.125 | 0.08 | 261 | 0 | 0.364 | 1 | 1 | cs | TRUE
59 | LV_261-746_0_8_line_59 |  | 45 | 46 | 0.028363 | 0.125 | 0.08 | 261 | 0 | 0.364 | 1 | 1 | cs | TRUE
60 | LV_261-746_0_8_line_60 |  | 45 | 47 | 0.012093 | 0.125 | 0.08 | 261 | 0 | 0.364 | 1 | 1 | cs | TRUE
61 | LV_261-746_0_8_line_61 |  | 48 | 76 | 0.01866 | 0.125 | 0.08 | 261 | 0 | 0.364 | 1 | 1 | cs | TRUE
62 | LV_261-746_0_8_line_62 |  | 49 | 75 | 0.017251 | 0.125 | 0.08 | 261 | 0 | 0.364 | 1 | 1 | cs | TRUE
63 | LV_261-746_0_8_line_63 |  | 50 | 57 | 0.012166 | 0.125 | 0.08 | 261 | 0 | 0.364 | 1 | 1 | cs | TRUE
64 | LV_261-746_0_8_line_64 |  | 51 | 98 | 0.01859 | 0.125 | 0.08 | 261 | 0 | 0.364 | 1 | 1 | cs | TRUE
65 | LV_261-746_0_8_line_65 |  | 52 | 93 | 0.012876 | 0.125 | 0.08 | 261 | 0 | 0.364 | 1 | 1 | cs | TRUE
66 | LV_261-746_0_8_line_66 |  | 54 | 71 | 0.0033357 | 0.125 | 0.08 | 261 | 0 | 0.364 | 1 | 1 | cs | TRUE
67 | LV_261-746_0_8_line_67 |  | 56 | 91 | 0.016891 | 0.125 | 0.08 | 261 | 0 | 0.364 | 1 | 1 | cs | TRUE
68 | LV_261-746_0_8_line_68 |  | 58 | 117 | 0.0020052 | 0.125 | 0.08 | 261 | 0 | 0.364 | 1 | 1 | cs | TRUE
69 | LV_261-746_0_8_line_69 |  | 59 | 113 | 0.024488 | 0.125 | 0.08 | 261 | 0 | 0.364 | 1 | 1 | cs | TRUE
70 | LV_261-746_0_8_line_70 |  | 60 | 72 | 0.026504 | 0.125 | 0.08 | 261 | 0 | 0.364 | 1 | 1 | cs | TRUE
71 | LV_261-746_0_8_line_71 |  | 60 | 68 | 0.047589 | 0.125 | 0.08 | 261 | 0 | 0.364 | 1 | 1 | cs | TRUE
72 | LV_261-746_0_8_line_72 |  | 61 | 73 | 0.0041582 | 0.125 | 0.08 | 261 | 0 | 0.364 | 1 | 1 | cs | TRUE
73 | LV_261-746_0_8_line_73 |  | 62 | 63 | 0.013455 | 0.125 | 0.08 | 261 | 0 | 0.364 | 1 | 1 | cs | TRUE
74 | LV_261-746_0_8_line_74 |  | 63 | 123 | 0.018715 | 0.125 | 0.08 | 261 | 0 | 0.364 | 1 | 1 | cs | TRUE
75 | LV_261-746_0_8_line_75 |  | 63 | 67 | 0.023541 | 0.125 | 0.08 | 261 | 0 | 0.364 | 1 | 1 | cs | TRUE
76 | LV_261-746_0_8_line_76 |  | 64 | 126 | 0.0080424 | 0.125 | 0.08 | 261 | 0 | 0.364 | 1 | 1 | cs | TRUE
77 | LV_261-746_0_8_line_77 |  | 65 | 111 | 0.022851 | 0.125 | 0.08 | 261 | 0 | 0.364 | 1 | 1 | cs | TRUE
78 | LV_261-746_0_8_line_78 |  | 66 | 67 | 0.0098122 | 0.125 | 0.08 | 261 | 0 | 0.364 | 1 | 1 | cs | TRUE
79 | LV_261-746_0_8_line_79 |  | 69 | 121 | 0.024626 | 0.125 | 0.08 | 261 | 0 | 0.364 | 1 | 1 | cs | TRUE
80 | LV_261-746_0_8_line_80 |  | 70 | 104 | 0.022537 | 0.125 | 0.08 | 261 | 0 | 0.364 | 1 | 1 | cs | TRUE
81 | LV_261-746_0_8_line_81 |  | 71 | 74 | 0.0028847 | 0.125 | 0.08 | 261 | 0 | 0.364 | 1 | 1 | cs | TRUE
82 | LV_261-746_0_8_line_82 |  | 72 | 102 | 0.0079817 | 0.125 | 0.08 | 261 | 0 | 0.364 | 1 | 1 | cs | TRUE
83 | LV_261-746_0_8_line_83 |  | 76 | 101 | 0.0051087 | 0.125 | 0.08 | 261 | 0 | 0.364 | 1 | 1 | cs | TRUE
84 | LV_261-746_0_8_line_84 |  | 77 | 78 | 0.010095 | 0.125 | 0.08 | 261 | 0 | 0.364 | 1 | 1 | cs | TRUE
85 | LV_261-746_0_8_line_85 |  | 78 | 79 | 0.007689 | 0.125 | 0.08 | 261 | 0 | 0.364 | 1 | 1 | cs | TRUE
86 | LV_261-746_0_8_line_86 |  | 79 | 80 | 0.009074 | 0.125 | 0.08 | 261 | 0 | 0.364 | 1 | 1 | cs | TRUE
87 | LV_261-746_0_8_line_87 |  | 79 | 81 | 0.020687 | 0.125 | 0.08 | 261 | 0 | 0.364 | 1 | 1 | cs | TRUE
88 | LV_261-746_0_8_line_88 |  | 80 | 86 | 0.0095828 | 0.125 | 0.08 | 261 | 0 | 0.364 | 1 | 1 | cs | TRUE
89 | LV_261-746_0_8_line_89 |  | 81 | 87 | 0.018334 | 0.125 | 0.08 | 261 | 0 | 0.364 | 1 | 1 | cs | TRUE
90 | LV_261-746_0_8_line_90 |  | 82 | 83 | 0.015111 | 0.125 | 0.08 | 261 | 0 | 0.364 | 1 | 1 | cs | TRUE
91 | LV_261-746_0_8_line_91 |  | 83 | 85 | 0.003798 | 0.125 | 0.08 | 261 | 0 | 0.364 | 1 | 1 | cs | TRUE
92 | LV_261-746_0_8_line_92 |  | 83 | 95 | 0.003986 | 0.125 | 0.08 | 261 | 0 | 0.364 | 1 | 1 | cs | TRUE
93 | LV_261-746_0_8_line_93 |  | 83 | 93 | 0.00811 | 0.125 | 0.08 | 261 | 0 | 0.364 | 1 | 1 | cs | TRUE
94 | LV_261-746_0_8_line_94 |  | 84 | 85 | 0.015935 | 0.125 | 0.08 | 261 | 0 | 0.364 | 1 | 1 | cs | TRUE
95 | LV_261-746_0_8_line_95 |  | 85 | 88 | 0.040368 | 0.125 | 0.08 | 261 | 0 | 0.364 | 1 | 1 | cs | TRUE
96 | LV_261-746_0_8_line_96 |  | 86 | 89 | 0.031692 | 0.125 | 0.08 | 261 | 0 | 0.364 | 1 | 1 | cs | TRUE
97 | LV_261-746_0_8_line_97 |  | 87 | 90 | 0.0042911 | 0.125 | 0.08 | 261 | 0 | 0.364 | 1 | 1 | cs | TRUE
98 | LV_261-746_0_8_line_98 |  | 89 | 107 | 0.0071183 | 0.125 | 0.08 | 261 | 0 | 0.364 | 1 | 1 | cs | TRUE
99 | LV_261-746_0_8_line_99 |  | 90 | 118 | 0.019622 | 0.125 | 0.08 | 261 | 0 | 0.364 | 1 | 1 | cs | TRUE
100 | LV_261-746_0_8_line_100 |  | 91 | 92 | 0.0072377 | 0.125 | 0.08 | 261 | 0 | 0.364 | 1 | 1 | cs | TRUE
101 | LV_261-746_0_8_line_101 |  | 93 | 94 | 0.006376 | 0.125 | 0.08 | 261 | 0 | 0.364 | 1 | 1 | cs | TRUE
102 | LV_261-746_0_8_line_102 |  | 94 | 96 | 0.011428 | 0.125 | 0.08 | 261 | 0 | 0.364 | 1 | 1 | cs | TRUE
103 | LV_261-746_0_8_line_103 |  | 94 | 97 | 0.0080245 | 0.125 | 0.08 | 261 | 0 | 0.364 | 1 | 1 | cs | TRUE
104 | LV_261-746_0_8_line_104 |  | 95 | 99 | 0.032548 | 0.125 | 0.08 | 261 | 0 | 0.364 | 1 | 1 | cs | TRUE
105 | LV_261-746_0_8_line_105 |  | 97 | 100 | 0.0051628 | 0.125 | 0.08 | 261 | 0 | 0.364 | 1 | 1 | cs | TRUE
106 | LV_261-746_0_8_line_106 |  | 99 | 107 | 0.0071463 | 0.125 | 0.08 | 261 | 0 | 0.364 | 1 | 1 | cs | TRUE
107 | LV_261-746_0_8_line_107 |  | 100 | 110 | 0.013072 | 0.125 | 0.08 | 261 | 0 | 0.364 | 1 | 1 | cs | TRUE
108 | LV_261-746_0_8_line_108 |  | 101 | 103 | 0.013729 | 0.125 | 0.08 | 261 | 0 | 0.364 | 1 | 1 | cs | TRUE
109 | LV_261-746_0_8_line_109 |  | 102 | 123 | 0.022498 | 0.125 | 0.08 | 261 | 0 | 0.364 | 1 | 1 | cs | TRUE
110 | LV_261-746_0_8_line_110 |  | 103 | 104 | 0.021058 | 0.125 | 0.08 | 261 | 0 | 0.364 | 1 | 1 | cs | TRUE
111 | LV_261-746_0_8_line_111 |  | 103 | 105 | 0.010446 | 0.125 | 0.08 | 261 | 0 | 0.364 | 1 | 1 | cs | TRUE
112 | LV_261-746_0_8_line_112 |  | 105 | 106 | 0.021779 | 0.125 | 0.08 | 261 | 0 | 0.364 | 1 | 1 | cs | TRUE
113 | LV_261-746_0_8_line_113 |  | 106 | 111 | 0.0075279 | 0.125 | 0.08 | 261 | 0 | 0.364 | 1 | 1 | cs | TRUE
114 | LV_261-746_0_8_line_114 |  | 108 | 109 | 0.0070423 | 0.125 | 0.08 | 261 | 0 | 0.364 | 1 | 1 | cs | TRUE
115 | LV_261-746_0_8_line_115 |  | 109 | 124 | 0.013819 | 0.125 | 0.08 | 261 | 0 | 0.364 | 1 | 1 | cs | TRUE
116 | LV_261-746_0_8_line_116 |  | 109 | 112 | 0.017746 | 0.125 | 0.08 | 261 | 0 | 0.364 | 1 | 1 | cs | TRUE
117 | LV_261-746_0_8_line_117 |  | 110 | 112 | 0.010437 | 0.125 | 0.08 | 261 | 0 | 0.364 | 1 | 1 | cs | TRUE
118 | LV_261-746_0_8_line_118 |  | 114 | 115 | 0.0046109 | 0.125 | 0.08 | 261 | 0 | 0.364 | 1 | 1 | cs | TRUE
119 | LV_261-746_0_8_line_119 |  | 114 | 116 | 0.0037232 | 0.125 | 0.08 | 261 | 0 | 0.364 | 1 | 1 | cs | TRUE
120 | LV_261-746_0_8_line_120 |  | 116 | 117 | 0.021159 | 0.125 | 0.08 | 261 | 0 | 0.364 | 1 | 1 | cs | TRUE
121 | LV_261-746_0_8_line_121 |  | 118 | 119 | 0.015629 | 0.125 | 0.08 | 261 | 0 | 0.364 | 1 | 1 | cs | TRUE
122 | LV_261-746_0_8_line_122 |  | 118 | 120 | 0.015572 | 0.125 | 0.08 | 261 | 0 | 0.364 | 1 | 1 | cs | TRUE
123 | LV_261-746_0_8_line_123 |  | 119 | 121 | 0.019973 | 0.125 | 0.08 | 261 | 0 | 0.364 | 1 | 1 | cs | TRUE
124 | LV_261-746_0_8_line_124 |  | 120 | 122 | 0.016699 | 0.125 | 0.08 | 261 | 0 | 0.364 | 1 | 1 | cs | TRUE
125 | LV_261-746_0_8_line_125 |  | 124 | 125 | 0.0070491 | 0.125 | 0.08 | 261 | 0 | 0.364 | 1 | 1 | cs | TRUE

## trafo
| name | std_type | hv_bus | lv_bus | sn_mva | vn_hv_kv | vn_lv_kv | vk_percent | vkr_percent | pfe_kw | i0_percent | shift_degree | tap_side | tap_neutral | tap_min | tap_max | tap_step_percent | tap_step_degree | tap_pos | tap_phase_shifter | parallel | df | in_service
0 | LV_261-746_0_8_trafo_13 | 0.63 MVA 20/0.4 kV | 127 | 21 | 0.63 | 20 | 0.4 | 6 | 1.206 | 1.65 | 0.2619 | 150 | hv | 0 | -2 | 2 | 2.5 | 0 | 0 | FALSE | 1 | 1 | TRUE

## line_geodata
| x0 | y0 | x1 | y1 | x2 | y2 | x3 | y3 | x4 | y4 | x5 | y5 | x6 | y6
0 | 2685254.5058 | 1246338.431 | 2685294.5436 | 1246366.7369
1 | 2685304.1112 | 1246373.1587 | 2685303.329 | 1246372.9139 | 2685300.0528 | 1246370.6318 | 2685294.5436 | 1246366.7369
2 | 2685239.7476 | 1246328.1446 | 2685246.6959 | 1246333.037 | 2685251.9313 | 1246336.7372 | 2685254.5058 | 1246338.431
3 | 2685304.1112 | 1246373.1587 | 2685305.0964 | 1246373.4731 | 2685306.9293 | 1246373.6774 | 2685308.7078 | 1246373.4695 | 2685310.6081 | 1246372.6629 | 2685311.8091 | 1246371.6349
4 | 2685299.648 | 1246378.8098 | 2685302.0642 | 1246375.7534 | 2685304.1112 | 1246373.1587
5 | 2685239.7476 | 1246328.1446 | 2685233.7579 | 1246323.9245
6 | 2685239.7476 | 1246328.1446 | 2685246.6959 | 1246333.037 | 2685261.7931 | 1246311.8828
7 | 2685311.8091 | 1246371.6349 | 2685313.7945 | 1246369.6398 | 2685331.3685 | 1246351.91
8 | 2685311.8091 | 1246371.6349 | 2685316.8313 | 1246376.4885 | 2685320.3109 | 1246379.8633
9 | 2685299.648 | 1246378.8098 | 2685298.2044 | 1246377.7994 | 2685295.1572 | 1246375.648
10 | 2685261.7931 | 1246311.8828 | 2685274.6284 | 1246294.393
11 | 2685261.7931 | 1246311.8828 | 2685275.0076 | 1246321.3323
12 | 2685282.9779 | 1246283.0158 | 2685274.6284 | 1246294.393
13 | 2685280.5833 | 1246325.3194 | 2685275.0076 | 1246321.3323
14 | 2685233.7579 | 1246323.9245 | 2685220.6081 | 1246314.6597 | 2685216.6692 | 1246311.8765
15 | 2685320.3109 | 1246379.8633 | 2685320.9863 | 1246379.128 | 2685341.9258 | 1246357.8534
16 | 2685320.3109 | 1246379.8633 | 2685319.1212 | 1246381.1582 | 2685318.7382 | 1246383.0986 | 2685319.833 | 1246384.1929
17 | 2685319.833 | 1246384.1929 | 2685326.8117 | 1246390.2279
18 | 2685317.4306 | 1246387.3385 | 2685319.833 | 1246384.1929
19 | 2685309.5857 | 1246393.3078 | 2685304.4583 | 1246400.7171
20 | 2685317.4306 | 1246387.3385 | 2685314.9049 | 1246390.649 | 2685313.3765 | 1246390.2823 | 2685311.6812 | 1246390.4915 | 2685309.5857 | 1246393.3078
21 | 2685317.4306 | 1246387.3385 | 2685333.2875 | 1246400.5319 | 2685336.8959 | 1246404.2146
22 | 2685354.8231 | 1246420.8318 | 2685345.7786 | 1246412.9319 | 2685343.4209 | 1246410.8742 | 2685336.8959 | 1246404.2146
23 | 2685346.5326 | 1246336.6114 | 2685331.3685 | 1246351.91
24 | 2685365.2951 | 1246334.1101 | 2685374.082 | 1246342.6712
25 | 2685365.2951 | 1246334.1101 | 2685361.4209 | 1246330.3293 | 2685366.7434 | 1246324.8241 | 2685375.0112 | 1246316.2589 | 2685370.7024 | 1246312.2273
26 | 2685374.082 | 1246342.6712 | 2685376.7167 | 1246345.2382 | 2685382.9044 | 1246347.8514 | 2685386.6668 | 1246343.6228
27 | 2685370.7024 | 1246312.2273 | 2685388.3014 | 1246294.4732
28 | 2685370.7024 | 1246312.2273 | 2685359.7748 | 1246323.2518
29 | 2685370.7024 | 1246312.2273 | 2685361.4289 | 1246303.543 | 2685358.4268 | 1246301.6317 | 2685358.3864 | 1246301.6059
30 | 2685396.8376 | 1246285.8618 | 2685388.3014 | 1246294.4732
31 | 2685346.5326 | 1246336.6114 | 2685359.7748 | 1246323.2518
32 | 2685344.9228 | 1246289.4659 | 2685345.9769 | 1246293.7023 | 2685358.3864 | 1246301.6059
33 | 2685396.8376 | 1246285.8618 | 2685398.8233 | 1246283.8556 | 2685411.063 | 1246271.7673 | 2685418.3752 | 1246265.0343 | 2685422.0758 | 1246262.3397
34 | 2685396.8376 | 1246285.8618 | 2685400.7121 | 1246289.6204 | 2685413.9776 | 1246277.1244 | 2685417.9851 | 1246281.0961
35 | 2685396.8376 | 1246285.8618 | 2685389.8806 | 1246279.1249
36 | 2685433.816 | 1246254.1598 | 2685426.0868 | 1246259.419 | 2685422.0758 | 1246262.3397
37 | 2685417.9851 | 1246281.0961 | 2685426.8322 | 1246273.2288 | 2685429.9448 | 1246270.942
38 | 2685417.9851 | 1246281.0961 | 2685438.223 | 1246301.1691 | 2685441.1615 | 1246309.0617 | 2685444.2855 | 1246311.16
39 | 2685417.9851 | 1246281.0961 | 2685408.2165 | 1246290.6672
40 | 2685384.7929 | 1246265.3037 | 2685381.4285 | 1246270.9401 | 2685389.8806 | 1246279.1249
41 | 2685438.2022 | 1246264.8753 | 2685429.9448 | 1246270.942
42 | 2685447.8937 | 1246313.5837 | 2685444.2855 | 1246311.16
43 | 2685389.2104 | 1246309.878 | 2685406.8119 | 1246292.0433 | 2685408.2165 | 1246290.6672
44 | 2685466.6378 | 1246205.808 | 2685479.6442 | 1246230.6916
45 | 2685479.6442 | 1246230.6916 | 2685469.0075 | 1246236.1385
46 | 2685466.6378 | 1246205.808 | 2685464.5278 | 1246201.7635 | 2685455.6259 | 1246206.2365
47 | 2685444.58 | 1246248.6477 | 2685469.0075 | 1246236.1385
48 | 2685387.8819 | 1246140.2588 | 2685366.5218 | 1246169.7175
49 | 2685366.5218 | 1246169.7175 | 2685355.7769 | 1246184.2642
50 | 2685413.2967 | 1246160.2728 | 2685387.8819 | 1246140.2588
51 | 2685355.7769 | 1246184.2642 | 2685342.3592 | 1246202.4292
52 | 2685527.3044 | 1246320.6117 | 2685538.5193 | 1246326.3089
53 | 2685527.3044 | 1246320.6117 | 2685523.4904 | 1246328.1172
54 | 2685511.8687 | 1246350.9874 | 2685523.4904 | 1246328.1172
55 | 2685240.2657 | 1246203.3378 | 2685215.3446 | 1246233.0349
56 | 2685240.2657 | 1246203.3378 | 2685253.0092 | 1246212.5589
57 | 2685215.3446 | 1246233.0349 | 2685227.2473 | 1246242.21
58 | 2685271.0737 | 1246225.6302 | 2685253.0092 | 1246212.5589
59 | 2685419.4894 | 1246229.6576 | 2685433.816 | 1246254.1598
60 | 2685433.816 | 1246254.1598 | 2685444.58 | 1246248.6477
61 | 2685282.9779 | 1246283.0158 | 2685294.0183 | 1246267.9719
62 | 2685294.6157 | 1246335.3537 | 2685280.5833 | 1246325.3194
63 | 2685206.7331 | 1246304.856 | 2685216.6692 | 1246311.8765
64 | 2685326.8117 | 1246390.2279 | 2685328.4368 | 1246391.6333 | 2685339.3436 | 1246401.264 | 2685340.6997 | 1246402.5822
65 | 2685364.5209 | 1246429.3025 | 2685354.8231 | 1246420.8318
66 | 2685386.6668 | 1246343.6228 | 2685388.8841 | 1246341.1307
67 | 2685344.9228 | 1246289.4659 | 2685344.5413 | 1246287.9329 | 2685345.6487 | 1246285.0133 | 2685347.3714 | 1246282.9032 | 2685353.7316 | 1246275.8935
68 | 2685228.8354 | 1246243.4342 | 2685227.2473 | 1246242.21
69 | 2685402.7408 | 1246249.4977 | 2685388.9305 | 1246258.3721 | 2685384.7929 | 1246265.3037
70 | 2685438.2022 | 1246264.8753 | 2685460.634 | 1246278.9922
71 | 2685438.2022 | 1246264.8753 | 2685447.7364 | 1246259.1417 | 2685480.3805 | 1246242.8946
72 | 2685451.3454 | 1246315.9023 | 2685447.8937 | 1246313.5837
73 | 2685502.2701 | 1246305.1949 | 2685491.6791 | 1246313.4928
74 | 2685502.2701 | 1246305.1949 | 2685486.4304 | 1246295.2265
75 | 2685502.2701 | 1246305.1949 | 2685520.801 | 1246290.6768
76 | 2685455.6259 | 1246206.2365 | 2685448.4396 | 1246209.8474
77 | 2685328.7826 | 1246220.8093 | 2685342.3592 | 1246202.4292
78 | 2685528.525 | 1246284.6254 | 2685520.801 | 1246290.6768
79 | 2685500.7126 | 1246372.9415 | 2685511.8687 | 1246350.9874
80 | 2685271.0737 | 1246225.6302 | 2685277.847 | 1246230.5313 | 2685288.8378 | 1246239.485
81 | 2685388.8841 | 1246341.1307 | 2685390.8016 | 1246338.9755
82 | 2685460.634 | 1246278.9922 | 2685467.3893 | 1246283.2435
83 | 2685297.0409 | 1246263.8533 | 2685294.0183 | 1246267.9719
84 | 2685465.3873 | 1246467.5388 | 2685466.4375 | 1246468.577 | 2685470.2233 | 1246470.0993 | 2685474.3881 | 1246471.9002
85 | 2685460.717 | 1246462.9126 | 2685465.0008 | 1246464.4755 | 2685464.9374 | 1246466.2536 | 2685465.3873 | 1246467.5388
86 | 2685453.2898 | 1246464.5401 | 2685453.8233 | 1246463.169 | 2685455.3556 | 1246463.2578 | 2685456.7629 | 1246462.5887 | 2685457.5153 | 1246461.7545 | 2685460.717 | 1246462.9126
87 | 2685460.717 | 1246462.9126 | 2685468.5623 | 1246443.7712
88 | 2685453.2898 | 1246464.5401 | 2685446.6117 | 1246461.8864 | 2685444.4126 | 1246460.9333
89 | 2685468.5623 | 1246443.7712 | 2685475.5154 | 1246426.8068
90 | 2685370.7773 | 1246434.4853 | 2685368.1814 | 1246437.4279 | 2685368.2591 | 1246438.8523 | 2685368.0316 | 1246440.4836 | 2685363.7904 | 1246447.3997
91 | 2685370.7773 | 1246434.4853 | 2685373.7116 | 1246436.9071
92 | 2685370.7773 | 1246434.4853 | 2685373.4119 | 1246431.4877
93 | 2685370.7773 | 1246434.4853 | 2685364.5209 | 1246429.3025
94 | 2685373.7116 | 1246436.9071 | 2685365.3077 | 1246450.4463
95 | 2685373.7116 | 1246436.9071 | 2685388.5486 | 1246443.2587 | 2685411.5793 | 1246450.7836
96 | 2685415.6345 | 1246448.2922 | 2685421.2574 | 1246449.8345 | 2685422.9389 | 1246451.6267 | 2685444.4126 | 1246460.9333
97 | 2685477.1428 | 1246422.8363 | 2685475.5154 | 1246426.8068
98 | 2685415.6345 | 1246448.2922 | 2685410.7748 | 1246446.9592 | 2685408.7986 | 1246446.3133
99 | 2685484.5843 | 1246404.6801 | 2685477.1428 | 1246422.8363
100 | 2685358.5951 | 1246270.5334 | 2685353.7316 | 1246275.8935
101 | 2685368.2596 | 1246424.1303 | 2685364.5209 | 1246429.3025
102 | 2685368.2596 | 1246424.1303 | 2685374.9396 | 1246414.8574
103 | 2685368.2596 | 1246424.1303 | 2685366.0258 | 1246422.3858 | 2685369.0855 | 1246418.1934
104 | 2685373.4119 | 1246431.4877 | 2685374.6148 | 1246433.9957 | 2685379.6879 | 1246436.882 | 2685390.8626 | 1246442.0578 | 2685394.6845 | 1246443.1692 | 2685397.3224 | 1246442.5623 | 2685402.006 | 1246444.0931
105 | 2685369.0855 | 1246418.1934 | 2685372.126 | 1246414.0209
106 | 2685402.006 | 1246444.0931 | 2685408.7986 | 1246446.3133
107 | 2685372.126 | 1246414.0209 | 2685379.8244 | 1246403.4561
108 | 2685305.1637 | 1246252.785 | 2685297.0409 | 1246263.8533
109 | 2685486.4304 | 1246295.2265 | 2685467.3893 | 1246283.2435
110 | 2685305.1637 | 1246252.785 | 2685288.8378 | 1246239.485
111 | 2685305.1637 | 1246252.785 | 2685311.3699 | 1246244.3829
112 | 2685324.31 | 1246226.8645 | 2685311.3699 | 1246244.3829
113 | 2685328.7826 | 1246220.8093 | 2685324.31 | 1246226.8645
114 | 2685397.0378 | 1246384.1817 | 2685392.9215 | 1246389.8958
115 | 2685397.0378 | 1246384.1817 | 2685403.2669 | 1246375.5317 | 2685404.5234 | 1246373.7929 | 2685404.5646 | 1246372.7794
116 | 2685397.0378 | 1246384.1817 | 2685394.9128 | 1246382.7501 | 2685385.9709 | 1246395.0212
117 | 2685379.8244 | 1246403.4561 | 2685385.9709 | 1246395.0212
118 | 2685248.5418 | 1246258.6249 | 2685252.1937 | 1246261.4399
119 | 2685248.5418 | 1246258.6249 | 2685245.5931 | 1246256.3518
120 | 2685228.8354 | 1246243.4342 | 2685245.5931 | 1246256.3518
121 | 2685484.5843 | 1246404.6801 | 2685491.6644 | 1246390.7472
122 | 2685484.5843 | 1246404.6801 | 2685470.5254 | 1246397.9853
123 | 2685500.7126 | 1246372.9415 | 2685491.6644 | 1246390.7472
124 | 2685455.4483 | 1246390.8056 | 2685470.5254 | 1246397.9853
125 | 2685404.851 | 1246365.7362 | 2685404.5646 | 1246372.7794

## bus_geodata
| x | y | coords
0 | 2685294.5436 | 1246366.7369
1 | 2685254.5058 | 1246338.431
2 | 2685304.1112 | 1246373.1587
3 | 2685239.7476 | 1246328.1446
4 | 2685311.8091 | 1246371.6349
5 | 2685299.648 | 1246378.8098
6 | 2685261.7931 | 1246311.8828
7 | 2685274.6284 | 1246294.393
8 | 2685275.0076 | 1246321.3323
9 | 2685233.7579 | 1246323.9245
10 | 2685320.3109 | 1246379.8633
11 | 2685341.9258 | 1246357.8534
12 | 2685319.833 | 1246384.1929
13 | 2685309.5857 | 1246393.3078
14 | 2685304.4583 | 1246400.7171
15 | 2685317.4306 | 1246387.3385
16 | 2685336.8959 | 1246404.2146
17 | 2685295.1572 | 1246375.648
18 | 2685331.3685 | 1246351.91
19 | 2685365.2951 | 1246334.1101
20 | 2685374.082 | 1246342.6712
21 | 2685370.7024 | 1246312.2273
22 | 2685388.3014 | 1246294.4732
23 | 2685359.7748 | 1246323.2518
24 | 2685358.3864 | 1246301.6059
25 | 2685396.8376 | 1246285.8618
26 | 2685422.0758 | 1246262.3397
27 | 2685417.9851 | 1246281.0961
28 | 2685389.8806 | 1246279.1249
29 | 2685429.9448 | 1246270.942
30 | 2685444.2855 | 1246311.16
31 | 2685408.2165 | 1246290.6672
32 | 2685479.6442 | 1246230.6916
33 | 2685466.6378 | 1246205.808
34 | 2685469.0075 | 1246236.1385
35 | 2685366.5218 | 1246169.7175
36 | 2685387.8819 | 1246140.2588
37 | 2685355.7769 | 1246184.2642
38 | 2685527.3044 | 1246320.6117
39 | 2685538.5193 | 1246326.3089
40 | 2685523.4904 | 1246328.1172
41 | 2685240.2657 | 1246203.3378
42 | 2685215.3446 | 1246233.0349
43 | 2685253.0092 | 1246212.5589
44 | 2685413.2967 | 1246160.2728
45 | 2685433.816 | 1246254.1598
46 | 2685419.4894 | 1246229.6576
47 | 2685444.5799 | 1246248.6477
48 | 2685282.9779 | 1246283.0158
49 | 2685280.5834 | 1246325.3194
50 | 2685216.6692 | 1246311.8765
51 | 2685326.8117 | 1246390.2279
52 | 2685354.8231 | 1246420.8318
53 | 2685346.5326 | 1246336.6114
54 | 2685386.6668 | 1246343.6228
55 | 2685389.2104 | 1246309.878
56 | 2685344.9228 | 1246289.4659
57 | 2685206.7331 | 1246304.856
58 | 2685227.2473 | 1246242.21
59 | 2685384.7929 | 1246265.3037
60 | 2685438.2022 | 1246264.8753
61 | 2685447.8937 | 1246313.5837
62 | 2685491.6791 | 1246313.4928
63 | 2685502.2701 | 1246305.1949
64 | 2685455.6259 | 1246206.2365
65 | 2685342.3592 | 1246202.4292
66 | 2685528.525 | 1246284.6255
67 | 2685520.801 | 1246290.6768
68 | 2685480.3805 | 1246242.8946
69 | 2685511.8687 | 1246350.9874
70 | 2685271.0737 | 1246225.6302
71 | 2685388.8841 | 1246341.1307
72 | 2685460.634 | 1246278.9922
73 | 2685451.3454 | 1246315.9023
74 | 2685390.8016 | 1246338.9755
75 | 2685294.6157 | 1246335.3537
76 | 2685294.0183 | 1246267.9719
77 | 2685474.3881 | 1246471.9002
78 | 2685465.3873 | 1246467.5388
79 | 2685460.717 | 1246462.9126
80 | 2685453.2898 | 1246464.5401
81 | 2685468.5623 | 1246443.7712
82 | 2685363.7904 | 1246447.3997
83 | 2685370.7773 | 1246434.4853
84 | 2685365.3077 | 1246450.4463
85 | 2685373.7116 | 1246436.9071
86 | 2685444.4126 | 1246460.9333
87 | 2685475.5154 | 1246426.8068
88 | 2685411.5793 | 1246450.7836
89 | 2685415.6345 | 1246448.2922
90 | 2685477.1428 | 1246422.8363
91 | 2685353.7316 | 1246275.8935
92 | 2685358.5951 | 1246270.5334
93 | 2685364.5209 | 1246429.3025
94 | 2685368.2596 | 1246424.1303
95 | 2685373.4119 | 1246431.4877
96 | 2685374.9396 | 1246414.8574
97 | 2685369.0855 | 1246418.1934
98 | 2685340.6997 | 1246402.5822
99 | 2685402.006 | 1246444.0931
100 | 2685372.126 | 1246414.0209
101 | 2685297.0409 | 1246263.8533
102 | 2685467.3893 | 1246283.2435
103 | 2685305.1637 | 1246252.785
104 | 2685288.8378 | 1246239.485
105 | 2685311.3699 | 1246244.3829
106 | 2685324.31 | 1246226.8645
107 | 2685408.7986 | 1246446.3133
108 | 2685392.9215 | 1246389.8958
109 | 2685397.0378 | 1246384.1817
110 | 2685379.8244 | 1246403.4561
111 | 2685328.7826 | 1246220.8093
112 | 2685385.9709 | 1246395.0212
113 | 2685402.7408 | 1246249.4977
114 | 2685248.5418 | 1246258.6249
115 | 2685252.1937 | 1246261.4399
116 | 2685245.5931 | 1246256.3518
117 | 2685228.8354 | 1246243.4342
118 | 2685484.5843 | 1246404.6801
119 | 2685491.6644 | 1246390.7472
120 | 2685470.5254 | 1246397.9853
121 | 2685500.7126 | 1246372.9415
122 | 2685455.4483 | 1246390.8056
123 | 2685486.4304 | 1246295.2265
124 | 2685404.5646 | 1246372.7794
125 | 2685404.851 | 1246365.7362
126 | 2685448.4396 | 1246209.8474
127 | 2685375.0112 | 1246316.2589

## line_std_types
| c_nf_per_km | r_ohm_per_km | x_ohm_per_km | max_i_ka | type | q_mm2 | alpha | voltage_rating
NAYY 4x50 SE | 210 | 0.642 | 0.083 | 0.142 | cs | 50 | 0.00403 | LV
NAYY 4x120 SE | 264 | 0.225 | 0.08 | 0.242 | cs | 120 | 0.00403 | LV
NAYY 4x150 SE | 261 | 0.208 | 0.08 | 0.27 | cs | 150 | 0.00403 | LV
NA2XS2Y 1x95 RM/25 12/20 kV | 216 | 0.313 | 0.132 | 0.252 | cs | 95 | 0.00403 | MV
NA2XS2Y 1x185 RM/25 12/20 kV | 273 | 0.161 | 0.117 | 0.362 | cs | 185 | 0.00403 | MV
NA2XS2Y 1x240 RM/25 12/20 kV | 304 | 0.122 | 0.112 | 0.421 | cs | 240 | 0.00403 | MV
NA2XS2Y 1x95 RM/25 6/10 kV | 315 | 0.313 | 0.123 | 0.249 | cs | 95 | 0.00403 | MV
NA2XS2Y 1x185 RM/25 6/10 kV | 406 | 0.161 | 0.11 | 0.358 | cs | 185 | 0.00403 | MV
NA2XS2Y 1x240 RM/25 6/10 kV | 456 | 0.122 | 0.105 | 0.416 | cs | 240 | 0.00403 | MV
NA2XS2Y 1x150 RM/25 12/20 kV | 250 | 0.206 | 0.116 | 0.319 | cs | 150 | 0.00403 | MV
NA2XS2Y 1x120 RM/25 12/20 kV | 230 | 0.253 | 0.119 | 0.283 | cs | 120 | 0.00403 | MV
NA2XS2Y 1x70 RM/25 12/20 kV | 190 | 0.443 | 0.132 | 0.22 | cs | 70 | 0.00403 | MV
NA2XS2Y 1x150 RM/25 6/10 kV | 360 | 0.206 | 0.11 | 0.315 | cs | 150 | 0.00403 | MV
NA2XS2Y 1x120 RM/25 6/10 kV | 340 | 0.253 | 0.113 | 0.28 | cs | 120 | 0.00403 | MV
NA2XS2Y 1x70 RM/25 6/10 kV | 280 | 0.443 | 0.123 | 0.217 | cs | 70 | 0.00403 | MV
N2XS(FL)2Y 1x120 RM/35 64/110 kV | 112 | 0.153 | 0.166 | 0.366 | cs | 120 | 0.00393 | HV
N2XS(FL)2Y 1x185 RM/35 64/110 kV | 125 | 0.099 | 0.156 | 0.457 | cs | 185 | 0.00393 | HV
N2XS(FL)2Y 1x240 RM/35 64/110 kV | 135 | 0.075 | 0.149 | 0.526 | cs | 240 | 0.00393 | HV
N2XS(FL)2Y 1x300 RM/35 64/110 kV | 144 | 0.06 | 0.144 | 0.588 | cs | 300 | 0.00393 | HV
15-AL1/3-ST1A 0.4 | 11 | 1.8769 | 0.35 | 0.105 | ol | 16 | 0.00403 | LV
24-AL1/4-ST1A 0.4 | 11.25 | 1.2012 | 0.335 | 0.14 | ol | 24 | 0.00403 | LV
48-AL1/8-ST1A 0.4 | 12.2 | 0.5939 | 0.3 | 0.21 | ol | 48 | 0.00403 | LV
94-AL1/15-ST1A 0.4 | 13.2 | 0.306 | 0.29 | 0.35 | ol | 94 | 0.00403 | LV
34-AL1/6-ST1A 10.0 | 9.7 | 0.8342 | 0.36 | 0.17 | ol | 34 | 0.00403 | MV
48-AL1/8-ST1A 10.0 | 10.1 | 0.5939 | 0.35 | 0.21 | ol | 48 | 0.00403 | MV
70-AL1/11-ST1A 10.0 | 10.4 | 0.4132 | 0.339 | 0.29 | ol | 70 | 0.00403 | MV
94-AL1/15-ST1A 10.0 | 10.75 | 0.306 | 0.33 | 0.35 | ol | 94 | 0.00403 | MV
122-AL1/20-ST1A 10.0 | 11.1 | 0.2376 | 0.323 | 0.41 | ol | 122 | 0.00403 | MV
149-AL1/24-ST1A 10.0 | 11.25 | 0.194 | 0.315 | 0.47 | ol | 149 | 0.00403 | MV
34-AL1/6-ST1A 20.0 | 9.15 | 0.8342 | 0.382 | 0.17 | ol | 34 | 0.00403 | MV
48-AL1/8-ST1A 20.0 | 9.5 | 0.5939 | 0.372 | 0.21 | ol | 48 | 0.00403 | MV
70-AL1/11-ST1A 20.0 | 9.7 | 0.4132 | 0.36 | 0.29 | ol | 70 | 0.00403 | MV
94-AL1/15-ST1A 20.0 | 10 | 0.306 | 0.35 | 0.35 | ol | 94 | 0.00403 | MV
122-AL1/20-ST1A 20.0 | 10.3 | 0.2376 | 0.344 | 0.41 | ol | 122 | 0.00403 | MV
149-AL1/24-ST1A 20.0 | 10.5 | 0.194 | 0.337 | 0.47 | ol | 149 | 0.00403 | MV
184-AL1/30-ST1A 20.0 | 10.75 | 0.1571 | 0.33 | 0.535 | ol | 184 | 0.00403 | MV
243-AL1/39-ST1A 20.0 | 11 | 0.1188 | 0.32 | 0.645 | ol | 243 | 0.00403 | MV
48-AL1/8-ST1A 110.0 | 8 | 0.5939 | 0.46 | 0.21 | ol | 48 | 0.00403 | HV
70-AL1/11-ST1A 110.0 | 8.4 | 0.4132 | 0.45 | 0.29 | ol | 70 | 0.00403 | HV
94-AL1/15-ST1A 110.0 | 8.65 | 0.306 | 0.44 | 0.35 | ol | 94 | 0.00403 | HV
122-AL1/20-ST1A 110.0 | 8.5 | 0.2376 | 0.43 | 0.41 | ol | 122 | 0.00403 | HV
149-AL1/24-ST1A 110.0 | 8.75 | 0.194 | 0.41 | 0.47 | ol | 149 | 0.00403 | HV
184-AL1/30-ST1A 110.0 | 8.8 | 0.1571 | 0.4 | 0.535 | ol | 184 | 0.00403 | HV
243-AL1/39-ST1A 110.0 | 9 | 0.1188 | 0.39 | 0.645 | ol | 243 | 0.00403 | HV
305-AL1/39-ST1A 110.0 | 9.2 | 0.0949 | 0.38 | 0.74 | ol | 305 | 0.00403 | HV
490-AL1/64-ST1A 110.0 | 9.75 | 0.059 | 0.37 | 0.96 | ol | 490 | 0.00403 | HV
679-AL1/86-ST1A 110.0 | 9.95 | 0.042 | 0.36 | 1.15 | ol | 679 | 0.00403 | HV
490-AL1/64-ST1A 220.0 | 10 | 0.059 | 0.285 | 0.96 | ol | 490 | 0.00403 | HV
679-AL1/86-ST1A 220.0 | 11.7 | 0.042 | 0.275 | 1.15 | ol | 679 | 0.00403 | HV
490-AL1/64-ST1A 380.0 | 11 | 0.059 | 0.253 | 0.96 | ol | 490 | 0.00403 | HV
679-AL1/86-ST1A 380.0 | 14.6 | 0.042 | 0.25 | 1.15 | ol | 679 | 0.00403 | HV

## trafo_std_types
| i0_percent | pfe_kw | vkr_percent | sn_mva | vn_lv_kv | vn_hv_kv | vk_percent | shift_degree | vector_group | tap_side | tap_neutral | tap_min | tap_max | tap_step_degree | tap_step_percent | tap_phase_shifter
160 MVA 380/110 kV | 0.06 | 60 | 0.25 | 160 | 110 | 380 | 12.2 | 0 | Yy0 | hv | 0 | -9 | 9 | 0 | 1.5 | FALSE
100 MVA 220/110 kV | 0.06 | 55 | 0.26 | 100 | 110 | 220 | 12 | 0 | Yy0 | hv | 0 | -9 | 9 | 0 | 1.5 | FALSE
63 MVA 110/20 kV | 0.04 | 22 | 0.32 | 63 | 20 | 110 | 18 | 150 | YNd5 | hv | 0 | -9 | 9 | 0 | 1.5 | FALSE
40 MVA 110/20 kV | 0.05 | 18 | 0.34 | 40 | 20 | 110 | 16.2 | 150 | YNd5 | hv | 0 | -9 | 9 | 0 | 1.5 | FALSE
25 MVA 110/20 kV | 0.07 | 14 | 0.41 | 25 | 20 | 110 | 12 | 150 | YNd5 | hv | 0 | -9 | 9 | 0 | 1.5 | FALSE
63 MVA 110/10 kV | 0.04 | 22 | 0.32 | 63 | 10 | 110 | 18 | 150 | YNd5 | hv | 0 | -9 | 9 | 0 | 1.5 | FALSE
40 MVA 110/10 kV | 0.05 | 18 | 0.34 | 40 | 10 | 110 | 16.2 | 150 | YNd5 | hv | 0 | -9 | 9 | 0 | 1.5 | FALSE
25 MVA 110/10 kV | 0.07 | 14 | 0.41 | 25 | 10 | 110 | 12 | 150 | YNd5 | hv | 0 | -9 | 9 | 0 | 1.5 | FALSE
0.25 MVA 20/0.4 kV | 0.32 | 0.8 | 1.44 | 0.25 | 0.4 | 20 | 6 | 150 | Yzn5 | hv | 0 | -2 | 2 | 0 | 2.5 | FALSE
0.4 MVA 20/0.4 kV | 0.3375 | 1.35 | 1.425 | 0.4 | 0.4 | 20 | 6 | 150 | Dyn5 | hv | 0 | -2 | 2 | 0 | 2.5 | FALSE
0.63 MVA 20/0.4 kV | 0.2619 | 1.65 | 1.206 | 0.63 | 0.4 | 20 | 6 | 150 | Dyn5 | hv | 0 | -2 | 2 | 0 | 2.5 | FALSE
0.25 MVA 10/0.4 kV | 0.24 | 0.6 | 1.2 | 0.25 | 0.4 | 10 | 4 | 150 | Dyn5 | hv | 0 | -2 | 2 | 0 | 2.5 | FALSE
0.4 MVA 10/0.4 kV | 0.2375 | 0.95 | 1.325 | 0.4 | 0.4 | 10 | 4 | 150 | Dyn5 | hv | 0 | -2 | 2 | 0 | 2.5 | FALSE
0.63 MVA 10/0.4 kV | 0.1873 | 1.18 | 1.0794 | 0.63 | 0.4 | 10 | 4 | 150 | Dyn5 | hv | 0 | -2 | 2 | 0 | 2.5 | FALSE

## trafo3w_std_types
| sn_hv_mva | sn_mv_mva | sn_lv_mva | vn_hv_kv | vn_mv_kv | vn_lv_kv | vk_hv_percent | vk_mv_percent | vk_lv_percent | vkr_hv_percent | vkr_mv_percent | vkr_lv_percent | pfe_kw | i0_percent | shift_mv_degree | shift_lv_degree | vector_group | tap_side | tap_neutral | tap_min | tap_max | tap_step_percent
63/25/38 MVA 110/20/10 kV | 63 | 25 | 38 | 110 | 20 | 10 | 10.4 | 10.4 | 10.4 | 0.28 | 0.32 | 0.35 | 35 | 0.89 | 0 | 0 | YN0yn0yn0 | hv | 0 | -10 | 10 | 1.2
63/25/38 MVA 110/10/10 kV | 63 | 25 | 38 | 110 | 10 | 10 | 10.4 | 10.4 | 10.4 | 0.28 | 0.32 | 0.35 | 35 | 0.89 | 0 | 0 | YN0yn0yn0 | hv | 0 | -10 | 10 | 1.2

## fuse_std_types
| fuse_type | i_rated_a | t_avg | t_min | t_total | x_avg | x_min | x_total
HV 100A | HV 100A | 100 | 0 | [10.0, 3.64, 0.854, 0.281, 0.1, 0.0531, 0.022, 0.01] | [10.0, 4.267, 1.21, 0.403, 0.1, 0.058, 0.022, 0.01] | 0 | [300.0, 350.0, 450.0, 550.0, 700.0, 850.0, 1200.0, 1752.0] | [600.0, 700.0, 900.0, 1150.0, 1665.0, 2000.0, 3000.0, 4313.0]
HV 10A | HV 10A | 10 | 0 | [10.0, 1675.0, 0.344, 0.156, 0.1, 0.0417, 0.0171, 0.01] | [10.0, 1.3, 0.3, 0.155, 0.1, 0.0555, 0.023, 0.01] | 0 | [30.0, 32.0, 35.0, 37.0, 39.0, 50.0, 70.0, 88.0] | [60.0, 70.0, 80.0, 87.0, 94.0, 110.0, 150.0, 216.0]
HV 125A | HV 125A | 125 | 0 | [10.0, 1.82, 0.344, 0.1, 0.0467, 0.0269, 0.01] | [10.0, 2.478, 0.426, 0.1, 0.0427, 0.0211, 0.01] | 0 | [375.0, 500.0, 700.0, 925.0, 1200.0, 1500.0, 2341.0] | [750.0, 1000.0, 1500.0, 2200.0, 3000.0, 4000.0, 5765.0]
HV 160A | HV 160A | 160 | 0 | [10.0, 4.15, 1.03, 0.198, 0.1, 0.051, 0.0172, 0.01] | [10.0, 2.3, 0.734, 0.274, 0.1, 0.046, 0.0177, 0.01] | 0 | [480.0, 550.0, 700.0, 1000.0, 1260.0, 1600.0, 2500.0, 3227.0] | [960.0, 1300.0, 1700.0, 2200.0, 2996.0, 4000.0, 6000.0, 7946.0]
HV 16A | HV 16A | 16 | 0 | [10.0, 0.352, 0.164, 0.1, 0.0649, 0.0342, 0.01] | [10.0, 2.34, 0.722, 0.181, 0.1, 0.055, 0.0296, 0.01] | 0 | [48.0, 60.0, 65.0, 71.0, 80.0, 100.0, 162.0] | [96.0, 110.0, 125.0, 150.0, 168.0, 200.0, 250.0, 398.0]
HV 200A | HV 200A | 200 | 0 | [10.0, 4.267, 1.21, 0.403, 0.1, 0.058, 0.022, 0.01] | [10.0, 3.73, 1.654, 0.328, 0.1, 0.0531, 0.019, 0.01] | 0 | [600.0, 700.0, 900.0, 1150.0, 1665.0, 2000.0, 3000.0, 4313.0] | [1200.0, 1500.0, 1800.0, 2700.0, 3960.0, 5000.0, 7500.0, 10620.0]
HV 20A | HV 20A | 20 | 0 | [10.0, 1.3, 0.3, 0.155, 0.1, 0.0555, 0.023, 0.01] | [10.0, 1.3, 0.161, 0.1, 0.0611, 0.0399, 0.0141, 0.01] | 0 | [60.0, 70.0, 80.0, 87.0, 94.0, 110.0, 150.0, 216.0] | [120.0, 150.0, 200.0, 223.0, 260.0, 300.0, 450.0, 532.0]
HV 25A | HV 25A | 25 | 0 | [10.0, 2.512, 0.833, 0.299, 0.1, 0.0372, 0.0223, 0.01] | [10.0, 3.125, 0.597, 0.198, 0.1, 0.0378, 0.022, 0.01] | 0 | [75.0, 82.0, 90.0, 100.0, 124.0, 170.0, 200.0, 289.0] | [150.0, 170.0, 210.0, 250.0, 294.0, 400.0, 500.0, 711.0]
HV 31.5A | HV 31.5A | 31.5 | 0 | [10.0, 2.34, 0.722, 0.181, 0.1, 0.055, 0.0296, 0.01] | [10.0, 2.84, 0.368, 0.164, 0.1, 0.0621, 0.0378, 0.0195, 0.01] | 0 | [95.0, 110.0, 125.0, 150.0, 165.0, 200.0, 250.0, 390.0] | [189.0, 220.0, 300.0, 350.0, 393.0, 450.0, 530.0, 700.0, 960.0]
HV 40A | HV 40A | 40 | 0 | [10.0, 1.3, 0.161, 0.1, 0.0611, 0.0399, 0.0141, 0.01] | [10.0, 2.05, 0.369, 0.198, 0.1, 0.051, 0.0298, 0.01] | 0 | [120.0, 150.0, 200.0, 223.0, 260.0, 300.0, 450.0, 532.0] | [240.0, 300.0, 400.0, 450.0, 530.0, 650.0, 800.0, 1311.0]
HV 50A | HV 50A | 50 | 0 | [10.0, 3.215, 0.597, 0.198, 0.1, 0.0378, 0.022, 0.01] | [10.0, 3.64, 0.854, 0.281, 0.1, 0.0531, 0.022, 0.01] | 0 | [150.0, 170.0, 210.0, 250.0, 294.0, 400.0, 500.0, 711.0] | [300.0, 350.0, 450.0, 550.0, 700.0, 850.0, 1200.0, 1752.0]
HV 6.3A | HV 6.3A | 6.3 | 0 | [10.0, 1.39, 0.344, 0.168, 0.1, 0.056, 0.0263, 0.01] | [10.0, 1.711, 0.516, 0.198, 0.1, 0.0634, 0.0303, 0.01] | 0 | [19.0, 19.5, 20.4, 20.8, 22.0, 25.0, 32.0, 48.0] | [38.0, 40.0, 43.0, 48.0, 53.0, 60.0, 75.0, 118.0]
HV 63A | HV 63A | 63 | 0 | [10.0, 2.84, 0.368, 0.164, 0.1, 0.0621, 0.0378, 0.0195, 0.01] | [10.0, 1.82, 0.344, 0.1, 0.0467, 0.0269, 0.01] | 0 | [189.0, 220.0, 300.0, 350.0, 393.0, 450.0, 530.0, 700.0, 961.0] | [378.0, 500.0, 700.0, 934.0, 1200.0, 1500.0, 2366.0]
HV 80A | HV 80A | 80 | 0 | [10.0, 2.05, 0.369, 0.198, 0.1, 0.051, 0.0298, 0.01] | [10.0, 4.15, 1.03, 0.198, 0.1, 0.051, 0.0172, 0.01] | 0 | [240.0, 300.0, 400.0, 450.0, 530.0, 650.0, 800.0, 1311.0] | [480.0, 550.0, 700.0, 1000.0, 1260.0, 1600.0, 2500.0, 3227.0]
Siemens NH-1-100 | Siemens NH-1-100 | 100 | [5400.0, 2000.0, 400.0, 20.0, 1.0, 0.2, 0.012, 0.004] | 0 | 0 | [150.0, 190.0, 250.0, 430.0, 900.0, 1250.0, 2700.0, 3600.0] | 0 | 0
Siemens NH-1-125 | Siemens NH-1-125 | 125 | [4800.0, 120.0, 7.0, 0.1, 0.004] | 0 | 0 | [180.0, 400.0, 740.0, 2000.0, 4250.0] | 0 | 0
Siemens NH-1-16 | Siemens NH-1-16 | 16 | [4000.0, 400.0, 2.0, 0.1, 0.04, 0.01] | 0 | 0 | [26.0, 35.0, 75.0, 150.0, 200.0, 300.0] | 0 | 0
Siemens NH-1-160 | Siemens NH-1-160 | 160 | [4800.0, 120.0, 7.0, 0.1, 0.004] | 0 | 0 | [210.0, 500.0, 900.0, 2300.0, 5000.0] | 0 | 0
Siemens NH-1-25 | Siemens NH-1-25 | 25 | [4000.0, 1000.0, 10.0, 0.2, 0.02, 0.01] | 0 | 0 | [40.0, 50.0, 100.0, 210.0, 400.0, 500.0] | 0 | 0
Siemens NH-1-50 | Siemens NH-1-50 | 50 | [4000.0, 40.0, 4.0, 1.0, 0.02, 0.01] | 0 | 0 | [86.0, 200.0, 300.0, 400.0, 1000.0, 1280.0] | 0 | 0
Siemens NH-1-63 | Siemens NH-1-63 | 63 | [4000.0, 100.0, 10.0, 2.0, 0.04, 0.01] | 0 | 0 | [100.0, 200.0, 300.0, 400.0, 1000.0, 1500.0] | 0 | 0
Siemens NH-1-80 | Siemens NH-1-80 | 80 | [4800.0, 120.0, 7.0, 0.1, 0.01] | 0 | 0 | [150.58, 250.0, 450.0, 1150.0, 2470.0] | 0 | 0
Siemens NH-2-1000 | Siemens NH-2-1000 | 1000 | [4800.0, 120.0, 7.0, 0.1, 0.004] | 0 | 0 | [1900.0, 3500.0, 8400.0, 24000.0, 52000.0] | 0 | 0
Siemens NH-2-200 | Siemens NH-2-200 | 200 | [4800.0, 120.0, 7.0, 0.1, 0.004] | 0 | 0 | [280.0, 650.0, 1200.0, 3000.0, 7000.0] | 0 | 0
Siemens NH-2-224 | Siemens NH-2-224 | 224 | [4800.0, 120.0, 7.0, 0.2, 0.04, 0.004] | 0 | 0 | [400.0, 750.0, 1453.0, 3025.0, 4315.0, 7600.0] | 0 | 0
Siemens NH-2-250 | Siemens NH-2-250 | 250 | [4800.0, 120.0, 7.0, 0.1, 0.004] | 0 | 0 | [450.0, 800.0, 1650.0, 4000.0, 8500.0] | 0 | 0
Siemens NH-2-315 | Siemens NH-2-315 | 315 | [4800.0, 120.0, 7.0, 0.1, 0.004] | 0 | 0 | [550.0, 920.0, 1900.0, 5000.0, 11000.0] | 0 | 0
Siemens NH-2-355 | Siemens NH-2-355 | 355 | [4800.0, 120.0, 6.0, 0.1, 0.004] | 0 | 0 | [650.0, 1116.27, 2350.0, 5840.0, 12790.0] | 0 | 0
Siemens NH-2-400 | Siemens NH-2-400 | 400 | [4800.0, 120.0, 7.0, 0.1, 0.004] | 0 | 0 | [720.0, 1350.0, 2800.0, 6500.0, 15000.0] | 0 | 0
Siemens NH-2-425 | Siemens NH-2-425 | 425 | [4800.0, 120.0, 7.0, 0.1, 0.004] | 0 | 0 | [850.0, 1500.0, 3050.0, 7500.0, 16500.0] | 0 | 0
Siemens NH-2-630 | Siemens NH-2-630 | 630 | [4800.0, 120.0, 7.0, 0.1, 0.004] | 0 | 0 | [1200.0, 2000.0, 4800.0, 12000.0, 26000.0] | 0 | 0

## res_bus
| vm_pu | va_degree | p_mw | q_mvar
0 | 0.9896 | -0.19779 | 0.0099415 | 0.0024916
1 | 0.98617 | -0.26376 | 0 | 0
2 | 0.99017 | -0.18678 | 0 | 0
3 | 0.98491 | -0.28808 | 0 | 0
4 | 0.9906 | -0.17858 | 0 | 0
5 | 0.99013 | -0.1876 | 0 | 0
6 | 0.98281 | -0.32896 | 0 | 0
7 | 0.98077 | -0.36854 | 0.0073606 | 0.0018447
8 | 0.98234 | -0.33799 | 0.0079295 | 0.0019873
9 | 0.98479 | -0.29059 | 0.0084931 | 0.0021286
10 | 0.98992 | -0.19171 | 0 | 0
11 | 0.98969 | -0.1962 | 0.0081767 | 0.0020493
12 | 0.98963 | -0.19732 | 0 | 0
13 | 0.98934 | -0.2029 | 0 | 0
14 | 0.98927 | -0.20429 | 0.0086554 | 0.0021693
15 | 0.98942 | -0.20121 | 0 | 0
16 | 0.98817 | -0.22529 | 0.0076864 | 0.0019264
17 | 0.9901 | -0.18822 | 0.006346 | 0.0015905
18 | 0.99364 | -0.1205 | 0.0085698 | 0.0021478
19 | 0.99955 | -0.0086396 | 0 | 0
20 | 0.99937 | -0.012074 | 0.0053528 | 0.0013415
21 | 1 | 0 | -0.59552 | -0.1517
22 | 0.99875 | -0.023972 | 0.007318 | 0.0018341
23 | 0.9982 | -0.033983 | 0.0064713 | 0.0016219
24 | 0.99956 | -0.0083843 | 0.014124 | 0.0035399
25 | 0.99788 | -0.040673 | 0 | 0
26 | 0.99632 | -0.070607 | 0.010219 | 0.002561
27 | 0.99549 | -0.086595 | 0 | 0
28 | 0.99771 | -0.043837 | 0.0055728 | 0.0013967
29 | 0.99481 | -0.099625 | 0.0077552 | 0.0019436
30 | 0.99443 | -0.10711 | 0.012044 | 0.0030184
31 | 0.99532 | -0.089877 | 0.0055796 | 0.0013984
32 | 0.99499 | -0.096403 | 0 | 0
33 | 0.99479 | -0.10015 | 0 | 0
34 | 0.99507 | -0.094806 | 0.0099296 | 0.0024886
35 | 0.97482 | -0.48506 | 0 | 0
36 | 0.97461 | -0.48928 | 0 | 0
37 | 0.97493 | -0.48297 | 0.0067903 | 0.0017018
38 | 0.97292 | -0.52275 | 0 | 0
39 | 0.9729 | -0.52299 | 0.0010327 | 0.00025883
40 | 0.97292 | -0.52259 | 0.0020798 | 0.00052124
41 | 0.97373 | -0.50651 | 0 | 0
42 | 0.97269 | -0.527 | 0 | 0
43 | 0.97415 | -0.4982 | 0.0038505 | 0.00096502
44 | 0.97442 | -0.49303 | 0.0063237 | 0.0015849
45 | 0.99581 | -0.080465 | 0 | 0
46 | 0.99551 | -0.086228 | 0.011557 | 0.0028964
47 | 0.99551 | -0.086344 | 0.010129 | 0.0025385
48 | 0.97954 | -0.39249 | 0.0040727 | 0.0010207
49 | 0.9822 | -0.34081 | 0.014439 | 0.0036188
50 | 0.98458 | -0.29454 | 0.0057409 | 0.0014388
51 | 0.98952 | -0.1995 | 0.0046507 | 0.0011656
52 | 0.98648 | -0.25798 | 0.0099136 | 0.0024846
53 | 0.99605 | -0.074617 | 0.0068345 | 0.0017129
54 | 0.99922 | -0.015071 | 0.0027123 | 0.00067977
55 | 0.99512 | -0.093712 | 0.0080622 | 0.0020206
56 | 0.9993 | -0.013495 | 0.0060685 | 0.0015209
57 | 0.98453 | -0.29558 | 0.0047691 | 0.0011952
58 | 0.97229 | -0.53497 | 0.0074217 | 0.0018601
59 | 0.9975 | -0.048037 | 0.0024228 | 0.00060721
60 | 0.99445 | -0.10674 | 0 | 0
61 | 0.99436 | -0.10839 | 0.0064305 | 0.0016116
62 | 0.99272 | -0.14016 | 0.009674 | 0.0024245
63 | 0.99284 | -0.13786 | 0 | 0
64 | 0.99469 | -0.1021 | 0.00357 | 0.00089473
65 | 0.9752 | -0.47754 | 0.0051622 | 0.0012938
66 | 0.99267 | -0.14102 | 0.0032637 | 0.00081796
67 | 0.9927 | -0.14046 | 0.0029756 | 0.00074575
68 | 0.99407 | -0.11409 | 0.0087691 | 0.0021977
69 | 0.973 | -0.52112 | 0.0102 | 0.0025564
70 | 0.97483 | -0.48485 | 0.0067815 | 0.0016996
71 | 0.99919 | -0.015536 | 0.0053547 | 0.001342
72 | 0.99371 | -0.12105 | 0.0061107 | 0.0015315
73 | 0.99432 | -0.10913 | 0.010166 | 0.0025479
74 | 0.99919 | -0.015668 | 0.0026255 | 0.00065802
75 | 0.98207 | -0.34343 | 0.008393 | 0.0021035
76 | 0.97799 | -0.42287 | 0.0073635 | 0.0018455
77 | 0.97716 | -0.43915 | 0.0063834 | 0.0015998
78 | 0.97722 | -0.43798 | 0 | 0
79 | 0.97727 | -0.43708 | 0 | 0
80 | 0.97784 | -0.42596 | 0 | 0
81 | 0.9761 | -0.46005 | 0.0036107 | 0.00090493
82 | 0.98405 | -0.30499 | 0.0047177 | 0.0011824
83 | 0.98412 | -0.3037 | 0 | 0
84 | 0.98398 | -0.30638 | 0.0067652 | 0.0016955
85 | 0.98408 | -0.30444 | 0 | 0
86 | 0.97843 | -0.41424 | 0.0036095 | 0.00090462
87 | 0.97512 | -0.47925 | 0.0063866 | 0.0016006
88 | 0.98393 | -0.30732 | 0.0039729 | 0.0009957
89 | 0.98052 | -0.37349 | 0.0021077 | 0.00052825
90 | 0.97492 | -0.48324 | 0.0051069 | 0.0012799
91 | 0.99916 | -0.016233 | 0.004268 | 0.0010697
92 | 0.99912 | -0.016867 | 0.0050154 | 0.001257
93 | 0.98481 | -0.29023 | 0 | 0
94 | 0.98454 | -0.29564 | 0 | 0
95 | 0.98383 | -0.30922 | 0 | 0
96 | 0.98447 | -0.29686 | 0.0059823 | 0.0014993
97 | 0.98423 | -0.30158 | 0 | 0
98 | 0.98937 | -0.20236 | 0.0086359 | 0.0021644
99 | 0.9815 | -0.35442 | 0.0021576 | 0.00054075
100 | 0.98404 | -0.30541 | 0.0065522 | 0.0016421
101 | 0.9776 | -0.43051 | 0.0034667 | 0.00086884
102 | 0.99353 | -0.12451 | 0.0041582 | 0.0010422
103 | 0.97659 | -0.45022 | 0 | 0
104 | 0.97566 | -0.46858 | 0.0082822 | 0.0020757
105 | 0.97629 | -0.45613 | 0.0041039 | 0.0010285
106 | 0.97575 | -0.46683 | 0.0047246 | 0.0011841
107 | 0.981 | -0.36409 | 0.0018919 | 0.00047417
108 | 0.9828 | -0.32956 | 0.0090748 | 0.0022743
109 | 0.98286 | -0.32841 | 0 | 0
110 | 0.98362 | -0.31357 | 0.00246 | 0.00061654
111 | 0.97559 | -0.46988 | 0.003848 | 0.00096441
112 | 0.98331 | -0.31962 | 0.0047284 | 0.001185
113 | 0.99726 | -0.052611 | 0.010661 | 0.0026718
114 | 0.97188 | -0.54298 | 0.0058629 | 0.0014694
115 | 0.97185 | -0.54361 | 0.0074209 | 0.0018598
116 | 0.97193 | -0.54206 | 0.0028755 | 0.00072068
117 | 0.97225 | -0.53576 | 0.0051747 | 0.0012969
118 | 0.97408 | -0.49969 | 0 | 0
119 | 0.97373 | -0.50659 | 0.00092939 | 0.00023293
120 | 0.97377 | -0.50588 | 0.010706 | 0.0026832
121 | 0.9733 | -0.51508 | 0.0097964 | 0.0024552
122 | 0.9736 | -0.50923 | 0.010923 | 0.0027376
123 | 0.99311 | -0.13259 | 0.0044368 | 0.001112
124 | 0.98262 | -0.33299 | 0.0059526 | 0.0014919
125 | 0.98254 | -0.33457 | 0.012429 | 0.0031151
126 | 0.99466 | -0.10267 | 0.0040212 | 0.0010078
127 | 0.99998 | 149.9956 | 0 | 0

## res_line
| p_from_mw | q_from_mvar | p_to_mw | q_to_mvar | pl_mw | ql_mvar | i_from_ka | i_to_ka | i_ka | vm_from_pu | va_from_degree | vm_to_pu | va_to_degree | loading_percent
0 | 0.15232 | 0.038815 | -0.15183 | -0.038507 | 0.00048324 | 0.00030801 | 0.22926 | 0.22926 | 0.22926 | 0.9896 | -0.19779 | 0.98617 | -0.26376 | 31.4922
1 | -0.16226 | -0.041307 | 0.16235 | 0.041361 | 8.6173e-05 | 5.4705e-05 | 0.24421 | 0.24421 | 0.24421 | 0.9896 | -0.19779 | 0.99017 | -0.18678 | 22.3637
2 | 0.15183 | 0.038507 | -0.15166 | -0.038394 | 0.0001773 | 0.00011302 | 0.22926 | 0.22926 | 0.22926 | 0.98617 | -0.26376 | 0.98491 | -0.28808 | 31.4922
3 | -0.16869 | -0.042952 | 0.16876 | 0.042994 | 6.6738e-05 | 4.2392e-05 | 0.25375 | 0.25375 | 0.25375 | 0.99017 | -0.18678 | 0.9906 | -0.17858 | 23.237
4 | 0.0063465 | 0.0015906 | -0.0063462 | -0.0015905 | 2.4563e-07 | 6.4583e-08 | 0.0095374 | 0.0095374 | 0.0095374 | 0.99017 | -0.18678 | 0.99013 | -0.1876 | 2.6202
5 | 0.019008 | 0.004765 | -0.019005 | -0.0047636 | 2.2659e-06 | 1.357e-06 | 0.028717 | 0.028717 | 0.028717 | 0.98491 | -0.28808 | 0.98479 | -0.29059 | 7.8893
6 | 0.13265 | 0.033629 | -0.13239 | -0.033463 | 0.00026007 | 0.00016557 | 0.20055 | 0.20055 | 0.20055 | 0.98491 | -0.28808 | 0.98281 | -0.32896 | 27.5476
7 | -0.35768 | -0.09097 | 0.35868 | 0.091612 | 0.0010041 | 0.00064155 | 0.53775 | 0.53775 | 0.53775 | 0.9906 | -0.17858 | 0.99364 | -0.1205 | 49.2446
8 | 0.18892 | 0.047976 | -0.1888 | -0.0479 | 0.00011929 | 7.5888e-05 | 0.284 | 0.284 | 0.284 | 0.9906 | -0.17858 | 0.98992 | -0.19171 | 26.0076
9 | 0.0063462 | 0.0015905 | -0.006346 | -0.0015905 | 1.8734e-07 | 4.9263e-08 | 0.0095374 | 0.0095374 | 0.0095374 | 0.99013 | -0.1876 | 0.9901 | -0.18822 | 2.6202
10 | 0.10161 | 0.025743 | -0.10142 | -0.02562 | 0.0001928 | 0.00012311 | 0.15394 | 0.15394 | 0.15394 | 0.98281 | -0.32896 | 0.98077 | -0.36854 | 42.2922
11 | 0.030779 | 0.0077202 | -0.030766 | -0.007712 | 1.3231e-05 | 8.2622e-06 | 0.046603 | 0.046603 | 0.046603 | 0.98281 | -0.32896 | 0.98234 | -0.33799 | 12.8031
12 | 0.094058 | 0.023775 | -0.09395 | -0.023706 | 0.00010788 | 6.8865e-05 | 0.14278 | 0.14278 | 0.14278 | 0.98077 | -0.36854 | 0.97954 | -0.39249 | 39.2242
13 | 0.022836 | 0.0057246 | -0.022833 | -0.0057228 | 3.0759e-06 | 1.8818e-06 | 0.034592 | 0.034592 | 0.034592 | 0.98234 | -0.33799 | 0.9822 | -0.34081 | 9.5033
14 | 0.010512 | 0.002635 | -0.01051 | -0.002634 | 1.9783e-06 | 1.0001e-06 | 0.015884 | 0.015884 | 0.015884 | 0.98479 | -0.29059 | 0.98458 | -0.29454 | 4.3638
15 | 0.0081785 | 0.00205 | -0.0081767 | -0.0020493 | 1.7484e-06 | 7.2249e-07 | 0.012294 | 0.012294 | 0.012294 | 0.98992 | -0.19171 | 0.98969 | -0.1962 | 3.3774
16 | 0.18062 | 0.04585 | -0.18057 | -0.045819 | 4.8725e-05 | 3.098e-05 | 0.27171 | 0.27171 | 0.27171 | 0.98992 | -0.19171 | 0.98963 | -0.19732 | 24.8818
17 | 0.013289 | 0.0033312 | -0.013288 | -0.0033304 | 1.3814e-06 | 7.6558e-07 | 0.019982 | 0.019982 | 0.019982 | 0.98963 | -0.19732 | 0.98952 | -0.1995 | 5.4896
18 | 0.16728 | 0.042488 | -0.16725 | -0.042468 | 3.1319e-05 | 1.9892e-05 | 0.25173 | 0.25173 | 0.25173 | 0.98963 | -0.19732 | 0.98942 | -0.20121 | 23.0519
19 | 0.008656 | 0.0021695 | -0.0086554 | -0.0021693 | 5.7272e-07 | 2.5084e-07 | 0.013019 | 0.013019 | 0.013019 | 0.98934 | -0.2029 | 0.98927 | -0.20429 | 3.5767
20 | -0.008656 | -0.0021695 | 0.0086567 | 0.0021698 | 6.9517e-07 | 3.0445e-07 | 0.013019 | 0.013019 | 0.013019 | 0.98934 | -0.2029 | 0.98942 | -0.20121 | 3.5767
21 | 0.15859 | 0.040298 | -0.15841 | -0.040181 | 0.00018365 | 0.00011654 | 0.23871 | 0.23871 | 0.23871 | 0.98942 | -0.20121 | 0.98817 | -0.22529 | 21.8598
22 | 0.15072 | 0.038255 | -0.15049 | -0.038104 | 0.00023662 | 0.00015081 | 0.22713 | 0.22713 | 0.22713 | 0.98817 | -0.22529 | 0.98648 | -0.25798 | 31.1998
23 | -0.36725 | -0.093759 | 0.36807 | 0.094281 | 0.00081623 | 0.00052155 | 0.55058 | 0.55058 | 0.55058 | 0.99364 | -0.1205 | 0.99605 | -0.074617 | 50.4198
24 | 0.01605 | 0.0040237 | -0.016047 | -0.0040222 | 2.6264e-06 | 1.5201e-06 | 0.023893 | 0.023894 | 0.023894 | 0.99955 | -0.0086396 | 0.99937 | -0.012074 | 6.5642
25 | -0.01605 | -0.0040237 | 0.016056 | 0.0040275 | 6.6101e-06 | 3.8256e-06 | 0.023893 | 0.023893 | 0.023893 | 0.99955 | -0.0086396 | 1 | 0 | 6.5641
26 | 0.010694 | 0.0026806 | -0.010693 | -0.0026799 | 1.5266e-06 | 7.6669e-07 | 0.015923 | 0.015924 | 0.015924 | 0.99937 | -0.012074 | 0.99922 | -0.015071 | 4.3746
27 | 0.16557 | 0.041779 | -0.16538 | -0.041659 | 0.00018983 | 0.00012051 | 0.24647 | 0.24648 | 0.24648 | 1 | 0 | 0.99875 | -0.023972 | 22.571
28 | 0.38274 | 0.098492 | -0.38211 | -0.098088 | 0.00063138 | 0.00040348 | 0.57044 | 0.57044 | 0.57044 | 1 | 0 | 0.9982 | -0.033983 | 52.2381
29 | 0.029493 | 0.0073974 | -0.029481 | -0.0073901 | 1.1782e-05 | 7.3266e-06 | 0.043888 | 0.043888 | 0.043888 | 1 | 0 | 0.99956 | -0.0083843 | 12.0572
30 | 0.15807 | 0.039825 | -0.15794 | -0.039744 | 0.00012617 | 8.0429e-05 | 0.23557 | 0.23557 | 0.23557 | 0.99875 | -0.023972 | 0.99788 | -0.040673 | 32.3588
31 | 0.37564 | 0.096466 | -0.3749 | -0.095994 | 0.00073946 | 0.00047252 | 0.56079 | 0.56079 | 0.56079 | 0.9982 | -0.033983 | 0.99605 | -0.074617 | 51.3547
32 | 0.015357 | 0.0038502 | -0.015353 | -0.0038481 | 3.7394e-06 | 2.1432e-06 | 0.022862 | 0.022862 | 0.022862 | 0.99956 | -0.0083843 | 0.9993 | -0.013495 | 6.2808
33 | 0.049535 | 0.012455 | -0.049464 | -0.01241 | 7.0704e-05 | 4.48e-05 | 0.07388 | 0.07388 | 0.07388 | 0.99788 | -0.040673 | 0.99632 | -0.070607 | 20.2967
34 | 0.08974 | 0.022609 | -0.089543 | -0.022484 | 0.00019664 | 0.00012547 | 0.13386 | 0.13386 | 0.13386 | 0.99788 | -0.040673 | 0.99549 | -0.086595 | 36.7748
35 | 0.018664 | 0.00468 | -0.018661 | -0.0046783 | 2.8132e-06 | 1.674e-06 | 0.027832 | 0.027832 | 0.027832 | 0.99788 | -0.040673 | 0.99771 | -0.043837 | 7.6463
36 | 0.039245 | 0.0098492 | -0.039227 | -0.0098376 | 1.844e-05 | 1.1615e-05 | 0.058618 | 0.058618 | 0.058618 | 0.99632 | -0.070607 | 0.99581 | -0.080465 | 16.1039
37 | 0.047228 | 0.011867 | -0.047198 | -0.011848 | 2.9352e-05 | 1.8582e-05 | 0.070605 | 0.070605 | 0.070605 | 0.99549 | -0.086595 | 0.99481 | -0.099625 | 19.3969
38 | 0.02867 | 0.0071962 | -0.028642 | -0.0071788 | 2.8028e-05 | 1.7409e-05 | 0.042859 | 0.042859 | 0.042859 | 0.99549 | -0.086595 | 0.99443 | -0.10711 | 11.7744
39 | 0.013645 | 0.0034207 | -0.013643 | -0.0034196 | 2.1336e-06 | 1.1877e-06 | 0.020397 | 0.020397 | 0.020397 | 0.99549 | -0.086595 | 0.99532 | -0.089877 | 5.6036
40 | 0.013089 | 0.0032817 | -0.013086 | -0.0032802 | 2.6194e-06 | 1.4371e-06 | 0.019521 | 0.019521 | 0.019521 | 0.99771 | -0.043837 | 0.9975 | -0.048037 | 5.363
41 | 0.039443 | 0.0099046 | -0.03943 | -0.0098961 | 1.3378e-05 | 8.4287e-06 | 0.059005 | 0.059005 | 0.059005 | 0.99481 | -0.099625 | 0.99445 | -0.10674 | 16.2101
42 | 0.016598 | 0.0041603 | -0.016597 | -0.0041598 | 1.0055e-06 | 5.8714e-07 | 0.024837 | 0.024837 | 0.024837 | 0.99443 | -0.10711 | 0.99436 | -0.10839 | 6.8234
43 | 0.0080637 | 0.0020212 | -0.0080622 | -0.0020206 | 1.4728e-06 | 5.9145e-07 | 0.012055 | 0.012056 | 0.012056 | 0.99532 | -0.089877 | 0.99512 | -0.093712 | 3.312
44 | 0.0075934 | 0.0019033 | -0.007592 | -0.0019028 | 1.3571e-06 | 5.0414e-07 | 0.011356 | 0.011356 | 0.011356 | 0.99499 | -0.096403 | 0.99479 | -0.10015 | 3.1198
45 | -0.0075934 | -0.0019033 | 0.0075939 | 0.0019035 | 5.7791e-07 | 2.1464e-07 | 0.011356 | 0.011356 | 0.011356 | 0.99499 | -0.096403 | 0.99507 | -0.094806 | 3.1198
46 | 0.007592 | 0.0019028 | -0.0075913 | -0.0019025 | 7.0242e-07 | 2.61e-07 | 0.011356 | 0.011356 | 0.011356 | 0.99479 | -0.10015 | 0.99469 | -0.1021 | 3.1199
47 | -0.017524 | -0.0043921 | 0.017531 | 0.0043962 | 7.067e-06 | 4.1662e-06 | 0.026205 | 0.026204 | 0.026205 | 0.99507 | -0.094806 | 0.99551 | -0.086344 | 7.1991
48 | 0.0063261 | 0.0015855 | -0.0063248 | -0.0015852 | 1.2713e-06 | 3.6047e-07 | 0.0096564 | 0.0096566 | 0.0096566 | 0.97482 | -0.48506 | 0.97461 | -0.48928 | 2.6529
49 | -0.0063261 | -0.0015855 | 0.0063267 | 0.0015857 | 6.3237e-07 | 1.7923e-07 | 0.0096564 | 0.0096563 | 0.0096564 | 0.97482 | -0.48506 | 0.97493 | -0.48297 | 2.6529
50 | 0.0063248 | 0.0015852 | -0.0063237 | -0.0015849 | 1.1292e-06 | 3.2035e-07 | 0.0096566 | 0.0096567 | 0.0096567 | 0.97461 | -0.48928 | 0.97442 | -0.49303 | 2.6529
51 | -0.013117 | -0.0032875 | 0.01312 | 0.0032894 | 3.3943e-06 | 1.8907e-06 | 0.02002 | 0.02002 | 0.02002 | 0.97493 | -0.48297 | 0.9752 | -0.47754 | 5.5001
52 | 0.0010328 | 0.00025868 | -0.0010327 | -0.00025883 | 1.1769e-08 | -1.4868e-07 | 0.0015795 | 0.0015795 | 0.0015795 | 0.97292 | -0.52275 | 0.9729 | -0.52299 | 0.43394
53 | -0.0010328 | -0.00025868 | 0.0010328 | 0.00025858 | 7.8762e-09 | -9.951e-08 | 0.0015795 | 0.0015795 | 0.0015795 | 0.97292 | -0.52275 | 0.97292 | -0.52259 | 0.43393
54 | -0.0031125 | -0.00077982 | 0.0031127 | 0.00077964 | 2.1799e-07 | -1.7909e-07 | 0.0047603 | 0.0047602 | 0.0047603 | 0.97292 | -0.52259 | 0.973 | -0.52112 | 1.3078
55 | 0.028801 | 0.0072349 | -0.028773 | -0.0072174 | 2.8139e-05 | 1.7528e-05 | 0.044019 | 0.044019 | 0.044019 | 0.97373 | -0.50651 | 0.97269 | -0.527 | 12.0932
56 | -0.028801 | -0.0072349 | 0.028813 | 0.0072421 | 1.143e-05 | 7.1193e-06 | 0.044019 | 0.044019 | 0.044019 | 0.97373 | -0.50651 | 0.97415 | -0.4982 | 12.0931
57 | 0.028773 | 0.0072174 | -0.028762 | -0.0072106 | 1.092e-05 | 6.8025e-06 | 0.044019 | 0.044019 | 0.044019 | 0.97269 | -0.527 | 0.97229 | -0.53497 | 12.0932
58 | -0.032663 | -0.0082071 | 0.032684 | 0.0082201 | 2.0821e-05 | 1.3048e-05 | 0.049901 | 0.0499 | 0.049901 | 0.97415 | -0.4982 | 0.97483 | -0.48485 | 13.7089
59 | 0.01156 | 0.002898 | -0.011557 | -0.0028964 | 3.1737e-06 | 1.6623e-06 | 0.017274 | 0.017274 | 0.017274 | 0.99581 | -0.080465 | 0.99551 | -0.086228 | 4.7456
60 | 0.027667 | 0.0069396 | -0.027659 | -0.0069348 | 7.7519e-06 | 4.8039e-06 | 0.041344 | 0.041344 | 0.041344 | 0.99581 | -0.080465 | 0.99551 | -0.086344 | 11.3584
61 | 0.089877 | 0.022686 | -0.089746 | -0.022602 | 0.00013055 | 8.3319e-05 | 0.13659 | 0.13659 | 0.13659 | 0.97954 | -0.39249 | 0.97799 | -0.42287 | 37.5246
62 | 0.0083941 | 0.0021039 | -0.008393 | -0.0021035 | 1.0462e-06 | 4.5126e-07 | 0.012717 | 0.012717 | 0.012717 | 0.9822 | -0.34081 | 0.98207 | -0.34343 | 3.4937
63 | 0.0047693 | 0.0011952 | -0.0047691 | -0.0011952 | 2.3703e-07 | -3.0202e-09 | 0.0072079 | 0.0072079 | 0.0072079 | 0.98458 | -0.29454 | 0.98453 | -0.29558 | 1.9802
64 | 0.0086371 | 0.0021649 | -0.0086359 | -0.0021644 | 1.176e-06 | 5.139e-07 | 0.012988 | 0.012988 | 0.012988 | 0.98952 | -0.1995 | 0.98937 | -0.20236 | 3.5683
65 | 0.14057 | 0.03562 | -0.14036 | -0.035481 | 0.00021739 | 0.00013896 | 0.21218 | 0.21218 | 0.21218 | 0.98648 | -0.25798 | 0.98481 | -0.29023 | 58.2914
66 | 0.0079805 | 0.0020001 | -0.0079803 | -0.002 | 1.7667e-07 | 6.9379e-08 | 0.011884 | 0.011884 | 0.011884 | 0.99922 | -0.015071 | 0.99919 | -0.015536 | 3.2649
67 | 0.0092848 | 0.0023272 | -0.0092836 | -0.0023266 | 1.2108e-06 | 5.5365e-07 | 0.013826 | 0.013826 | 0.013826 | 0.9993 | -0.013495 | 0.99916 | -0.016233 | 3.7983
68 | 0.02134 | 0.0053505 | -0.02134 | -0.0053501 | 8.0211e-07 | 4.8848e-07 | 0.032661 | 0.032661 | 0.032661 | 0.97229 | -0.53497 | 0.97225 | -0.53576 | 8.9727
69 | 0.010663 | 0.002673 | -0.010661 | -0.0026718 | 2.3236e-06 | 1.1675e-06 | 0.015907 | 0.015907 | 0.015907 | 0.9975 | -0.048037 | 0.99726 | -0.052611 | 4.3701
70 | 0.030658 | 0.007697 | -0.030637 | -0.007684 | 2.092e-05 | 1.3045e-05 | 0.045879 | 0.045879 | 0.045879 | 0.99445 | -0.10674 | 0.99371 | -0.12105 | 12.6041
71 | 0.0087722 | 0.0021991 | -0.0087691 | -0.0021977 | 3.0749e-06 | 1.3507e-06 | 0.013126 | 0.013126 | 0.013126 | 0.99445 | -0.10674 | 0.99407 | -0.11409 | 3.6062
72 | 0.010167 | 0.0025481 | -0.010166 | -0.0025479 | 3.6093e-07 | 1.7706e-07 | 0.015214 | 0.015214 | 0.015214 | 0.99436 | -0.10839 | 0.99432 | -0.10913 | 4.1797
73 | -0.009674 | -0.0024245 | 0.0096751 | 0.002425 | 1.0609e-06 | 5.05e-07 | 0.014501 | 0.014501 | 0.014501 | 0.99272 | -0.14016 | 0.99284 | -0.13786 | 3.9837
74 | -0.015915 | -0.0039889 | 0.015919 | 0.0039912 | 3.9931e-06 | 2.3135e-06 | 0.023853 | 0.023853 | 0.023853 | 0.99284 | -0.13786 | 0.99311 | -0.13259 | 6.553
75 | 0.0062402 | 0.0015638 | -0.0062394 | -0.0015636 | 7.7215e-07 | 1.8979e-07 | 0.0093524 | 0.0093525 | 0.0093525 | 0.99284 | -0.13786 | 0.9927 | -0.14046 | 2.5694
76 | 0.0040213 | 0.0010078 | -0.0040212 | -0.0010078 | 1.0914e-07 | -3.4541e-08 | 0.0060157 | 0.0060157 | 0.0060157 | 0.99469 | -0.1021 | 0.99466 | -0.10267 | 1.6527
77 | -0.018283 | -0.0045832 | 0.018289 | 0.0045872 | 6.6687e-06 | 3.9828e-06 | 0.027897 | 0.027897 | 0.027897 | 0.9752 | -0.47754 | 0.97559 | -0.46988 | 7.664
78 | -0.0032637 | -0.00081796 | 0.0032638 | 0.00081789 | 8.8068e-08 | -7.049e-08 | 0.0048923 | 0.0048922 | 0.0048923 | 0.99267 | -0.14102 | 0.9927 | -0.14046 | 1.344
79 | -0.013313 | -0.0033361 | 0.013317 | 0.0033382 | 3.8279e-06 | 2.1439e-06 | 0.02036 | 0.020359 | 0.02036 | 0.973 | -0.52112 | 0.9733 | -0.51508 | 5.5933
80 | -0.039465 | -0.0099197 | 0.039496 | 0.0099391 | 3.0681e-05 | 1.9354e-05 | 0.060252 | 0.060252 | 0.060252 | 0.97483 | -0.48485 | 0.97566 | -0.46858 | 16.5527
81 | 0.0026256 | 0.00065799 | -0.0026255 | -0.00065802 | 1.6539e-08 | -2.72e-08 | 0.00391 | 0.00391 | 0.00391 | 0.99919 | -0.015536 | 0.99919 | -0.015668 | 1.0742
82 | 0.024526 | 0.0061525 | -0.024522 | -0.00615 | 4.0377e-06 | 2.4807e-06 | 0.036728 | 0.036728 | 0.036728 | 0.99371 | -0.12105 | 0.99353 | -0.12451 | 10.0902
83 | 0.082383 | 0.020757 | -0.082353 | -0.020738 | 3.0119e-05 | 1.9212e-05 | 0.12539 | 0.12539 | 0.12539 | 0.97799 | -0.42287 | 0.9776 | -0.43051 | 34.4466
84 | -0.0063834 | -0.0015998 | 0.0063838 | 0.0015999 | 3.5769e-07 | 1.0246e-07 | 0.0097206 | 0.0097205 | 0.0097206 | 0.97716 | -0.43915 | 0.97722 | -0.43798 | 2.6705
85 | -0.0063838 | -0.0015999 | 0.006384 | 0.0016 | 2.7245e-07 | 7.803e-08 | 0.0097205 | 0.0097205 | 0.0097205 | 0.97722 | -0.43798 | 0.97727 | -0.43708 | 2.6705
86 | -0.067351 | -0.016953 | 0.067387 | 0.016976 | 3.5804e-05 | 2.28e-05 | 0.10258 | 0.10258 | 0.10258 | 0.97727 | -0.43708 | 0.97784 | -0.42596 | 28.1804
87 | 0.060967 | 0.015353 | -0.0609 | -0.01531 | 6.6887e-05 | 4.2549e-05 | 0.092856 | 0.092856 | 0.092856 | 0.97727 | -0.43708 | 0.9761 | -0.46005 | 25.5099
88 | -0.067387 | -0.016976 | 0.067424 | 0.017 | 3.7811e-05 | 2.4079e-05 | 0.10258 | 0.10258 | 0.10258 | 0.97784 | -0.42596 | 0.97843 | -0.41424 | 28.1803
89 | 0.057289 | 0.014405 | -0.057237 | -0.014372 | 5.246e-05 | 3.3346e-05 | 0.087352 | 0.087352 | 0.087352 | 0.9761 | -0.46005 | 0.97512 | -0.47925 | 23.9977
90 | -0.0047177 | -0.0011824 | 0.004718 | 0.0011824 | 2.8837e-07 | -7.4239e-09 | 0.0071338 | 0.0071337 | 0.0071338 | 0.98405 | -0.30499 | 0.98412 | -0.3037 | 1.9598
91 | 0.01074 | 0.0026914 | -0.010739 | -0.0026912 | 3.7556e-07 | 1.921e-07 | 0.016239 | 0.016239 | 0.016239 | 0.98412 | -0.3037 | 0.98408 | -0.30444 | 4.4611
92 | 0.077587 | 0.0197 | -0.077566 | -0.019687 | 2.0603e-05 | 1.3136e-05 | 0.1174 | 0.1174 | 0.1174 | 0.98412 | -0.3037 | 0.98383 | -0.30922 | 32.2541
93 | -0.093044 | -0.023573 | 0.093105 | 0.023612 | 6.0272e-05 | 3.8471e-05 | 0.14078 | 0.14078 | 0.14078 | 0.98412 | -0.3037 | 0.98481 | -0.29023 | 38.675
94 | -0.0067652 | -0.0016955 | 0.0067658 | 0.0016957 | 6.2545e-07 | 1.9785e-07 | 0.010231 | 0.010231 | 0.010231 | 0.98398 | -0.30638 | 0.98408 | -0.30444 | 2.8106
95 | 0.0039734 | 0.00099553 | -0.0039729 | -0.0009957 | 5.4645e-07 | -1.6307e-07 | 0.006008 | 0.0060082 | 0.0060082 | 0.98408 | -0.30444 | 0.98393 | -0.30732 | 1.6506
96 | -0.071034 | -0.017904 | 0.071173 | 0.017993 | 0.00013879 | 8.8426e-05 | 0.10807 | 0.10807 | 0.10807 | 0.97843 | -0.41424 | 0.98052 | -0.37349 | 29.6884
97 | 0.05085 | 0.012771 | -0.05084 | -0.012765 | 9.6916e-06 | 6.1491e-06 | 0.077606 | 0.077606 | 0.077606 | 0.97512 | -0.47925 | 0.97492 | -0.48324 | 21.3203
98 | -0.07328 | -0.018521 | 0.073313 | 0.018542 | 3.3046e-05 | 2.1059e-05 | 0.11126 | 0.11126 | 0.11126 | 0.98052 | -0.37349 | 0.981 | -0.36409 | 30.5671
99 | 0.045733 | 0.011485 | -0.045698 | -0.011463 | 3.5861e-05 | 2.2707e-05 | 0.069811 | 0.069811 | 0.069811 | 0.97492 | -0.48324 | 0.97408 | -0.49969 | 19.1789
100 | 0.0050156 | 0.001257 | -0.0050154 | -0.001257 | 1.5143e-07 | 2.1279e-09 | 0.0074696 | 0.0074696 | 0.0074696 | 0.99916 | -0.016233 | 0.99912 | -0.016867 | 2.0521
101 | 0.047251 | 0.011869 | -0.047239 | -0.011861 | 1.2191e-05 | 7.7209e-06 | 0.071404 | 0.071404 | 0.071404 | 0.98481 | -0.29023 | 0.98454 | -0.29564 | 19.6165
102 | 0.0059827 | 0.0014994 | -0.0059823 | -0.0014993 | 3.504e-07 | 7.8933e-08 | 0.0090421 | 0.0090422 | 0.0090422 | 0.98454 | -0.29564 | 0.98447 | -0.29686 | 2.4841
103 | 0.041256 | 0.010362 | -0.041244 | -0.010354 | 1.1703e-05 | 7.3877e-06 | 0.062362 | 0.062362 | 0.062362 | 0.98454 | -0.29564 | 0.98423 | -0.30158 | 17.1324
104 | 0.077566 | 0.019687 | -0.077398 | -0.019579 | 0.00016824 | 0.00010726 | 0.1174 | 0.1174 | 0.1174 | 0.98383 | -0.30922 | 0.9815 | -0.35442 | 32.2541
105 | 0.041244 | 0.010354 | -0.041237 | -0.01035 | 7.5293e-06 | 4.7531e-06 | 0.062362 | 0.062362 | 0.062362 | 0.98423 | -0.30158 | 0.98404 | -0.30541 | 17.1324
106 | 0.07524 | 0.019039 | -0.075205 | -0.019016 | 3.4909e-05 | 2.2252e-05 | 0.11413 | 0.11413 | 0.11413 | 0.9815 | -0.35442 | 0.981 | -0.36409 | 31.3555
107 | 0.034685 | 0.0087074 | -0.034671 | -0.0086989 | 1.3488e-05 | 8.4661e-06 | 0.052454 | 0.052454 | 0.052454 | 0.98404 | -0.30541 | 0.98362 | -0.31357 | 14.4104
108 | 0.078886 | 0.019869 | -0.078812 | -0.019822 | 7.4272e-05 | 4.7362e-05 | 0.12011 | 0.12011 | 0.12011 | 0.9776 | -0.43051 | 0.97659 | -0.45022 | 32.997
109 | 0.020364 | 0.0051079 | -0.020356 | -0.0051032 | 7.8486e-06 | 4.7319e-06 | 0.030501 | 0.030501 | 0.030501 | 0.99353 | -0.12451 | 0.99311 | -0.13259 | 8.3793
110 | 0.04782 | 0.012041 | -0.047778 | -0.012015 | 4.1947e-05 | 2.6583e-05 | 0.072883 | 0.072883 | 0.072883 | 0.97659 | -0.45022 | 0.97566 | -0.46858 | 20.0229
111 | 0.030992 | 0.0077802 | -0.030983 | -0.0077747 | 8.7364e-06 | 5.4606e-06 | 0.047226 | 0.047226 | 0.047226 | 0.97659 | -0.45022 | 0.97629 | -0.45613 | 12.9742
112 | 0.026879 | 0.0067461 | -0.026865 | -0.0067376 | 1.371e-05 | 8.502e-06 | 0.040971 | 0.040971 | 0.040971 | 0.97629 | -0.45613 | 0.97575 | -0.46683 | 11.2558
113 | 0.022141 | 0.0055535 | -0.022137 | -0.0055516 | 3.2186e-06 | 1.9659e-06 | 0.033766 | 0.033766 | 0.033766 | 0.97575 | -0.46683 | 0.97559 | -0.46988 | 9.2764
114 | -0.0090748 | -0.0022743 | 0.0090752 | 0.0022746 | 4.9854e-07 | 2.2982e-07 | 0.01374 | 0.01374 | 0.01374 | 0.9828 | -0.32956 | 0.98286 | -0.32841 | 3.7746
115 | 0.018387 | 0.0046098 | -0.018383 | -0.0046074 | 4.0158e-06 | 2.395e-06 | 0.027838 | 0.027838 | 0.027838 | 0.98286 | -0.32841 | 0.98262 | -0.33299 | 7.6477
116 | -0.027462 | -0.0068844 | 0.027474 | 0.0068915 | 1.1504e-05 | 7.1373e-06 | 0.041577 | 0.041577 | 0.041577 | 0.98286 | -0.32841 | 0.98331 | -0.31962 | 11.4223
117 | 0.032211 | 0.0080824 | -0.032202 | -0.0080766 | 9.2948e-06 | 5.8162e-06 | 0.048732 | 0.048733 | 0.048733 | 0.98362 | -0.31357 | 0.98331 | -0.31962 | 13.3881
118 | 0.0074211 | 0.0018599 | -0.0074209 | -0.0018598 | 2.2322e-07 | 8.5727e-08 | 0.011362 | 0.011362 | 0.011362 | 0.97188 | -0.54298 | 0.97185 | -0.54361 | 3.1215
119 | -0.013284 | -0.0033293 | 0.013285 | 0.0033296 | 5.7754e-07 | 3.2349e-07 | 0.020339 | 0.020339 | 0.020339 | 0.97188 | -0.54298 | 0.97193 | -0.54206 | 5.5875
120 | -0.01616 | -0.0040503 | 0.016165 | 0.0040532 | 4.8568e-06 | 2.8461e-06 | 0.024741 | 0.024741 | 0.024741 | 0.97193 | -0.54206 | 0.97225 | -0.53576 | 6.797
121 | 0.02406 | 0.006037 | -0.024052 | -0.0060321 | 7.9182e-06 | 4.8731e-06 | 0.036757 | 0.036757 | 0.036757 | 0.97408 | -0.49969 | 0.97373 | -0.50659 | 10.098
122 | 0.021638 | 0.0054257 | -0.021631 | -0.0054218 | 6.3801e-06 | 3.8895e-06 | 0.033055 | 0.033055 | 0.033055 | 0.97408 | -0.49969 | 0.97377 | -0.50588 | 9.081
123 | 0.023123 | 0.0057992 | -0.023113 | -0.0057934 | 9.3523e-06 | 5.7371e-06 | 0.035336 | 0.035337 | 0.035337 | 0.97373 | -0.50659 | 0.9733 | -0.51508 | 9.7078
124 | 0.010925 | 0.0027386 | -0.010923 | -0.0027376 | 1.7454e-06 | 9.0934e-07 | 0.016695 | 0.016695 | 0.016695 | 0.97377 | -0.50588 | 0.9736 | -0.50923 | 4.5865
125 | 0.01243 | 0.0031156 | -0.012429 | -0.0031151 | 9.3663e-07 | 5.1015e-07 | 0.018824 | 0.018824 | 0.018824 | 0.98262 | -0.33299 | 0.98254 | -0.33457 | 5.1713

## res_trafo
| p_hv_mw | q_hv_mvar | p_lv_mw | q_lv_mvar | pl_mw | ql_mvar | i_hv_ka | i_lv_ka | vm_hv_pu | va_hv_degree | vm_lv_pu | va_lv_degree | loading_percent
0 | -1.2729e-15 | -1.3162e-15 | 0.00165 | 1.2699e-07 | 0.00165 | 1.2699e-07 | 5.2857e-17 | 0.0023815 | 0.99998 | 149.9956 | 1 | 0 | 0.2619

## res_ext_grid
| p_mw | q_mvar
0 | 0.59552 | 0.1517

## res_load
| p_mw | q_mvar
0 | 0.0099415 | 0.0024916
1 | 0.0073606 | 0.0018447
2 | 0.0079295 | 0.0019873
3 | 0.0084931 | 0.0021286
4 | 0.0081767 | 0.0020493
5 | 0.0086554 | 0.0021693
6 | 0.0076864 | 0.0019264
7 | 0.006346 | 0.0015905
8 | 0.0085698 | 0.0021478
9 | 0.0053528 | 0.0013415
10 | 0.007318 | 0.0018341
11 | 0.0064713 | 0.0016219
12 | 0.014124 | 0.0035399
13 | 0.010219 | 0.002561
14 | 0.0055728 | 0.0013967
15 | 0.0077552 | 0.0019436
16 | 0.012044 | 0.0030184
17 | 0.0055796 | 0.0013984
18 | 0.0099296 | 0.0024886
19 | 0.0067903 | 0.0017018
20 | 0.0010327 | 0.00025883
21 | 0.0020798 | 0.00052124
22 | 0.0038505 | 0.00096502
23 | 0.0063237 | 0.0015849
24 | 0.011557 | 0.0028964
25 | 0.010129 | 0.0025385
26 | 0.0040727 | 0.0010207
27 | 0.014439 | 0.0036188
28 | 0.0057409 | 0.0014388
29 | 0.0046507 | 0.0011656
30 | 0.0099136 | 0.0024846
31 | 0.0068345 | 0.0017129
32 | 0.0027123 | 0.00067977
33 | 0.0080622 | 0.0020206
34 | 0.0060685 | 0.0015209
35 | 0.0047691 | 0.0011952
36 | 0.0074217 | 0.0018601
37 | 0.0024228 | 0.00060721
38 | 0.0064305 | 0.0016116
39 | 0.009674 | 0.0024245
40 | 0.00357 | 0.00089473
41 | 0.0051622 | 0.0012938
42 | 0.0032637 | 0.00081796
43 | 0.0029756 | 0.00074575
44 | 0.0087691 | 0.0021977
45 | 0.0102 | 0.0025564
46 | 0.0067815 | 0.0016996
47 | 0.0053547 | 0.001342
48 | 0.0061107 | 0.0015315
49 | 0.010166 | 0.0025479
50 | 0.0026255 | 0.00065802
51 | 0.008393 | 0.0021035
52 | 0.0073635 | 0.0018455
53 | 0.0063834 | 0.0015998
54 | 0.0036107 | 0.00090493
55 | 0.0047177 | 0.0011824
56 | 0.0067652 | 0.0016955
57 | 0.0036095 | 0.00090462
58 | 0.0063866 | 0.0016006
59 | 0.0039729 | 0.0009957
60 | 0.0021077 | 0.00052825
61 | 0.0051069 | 0.0012799
62 | 0.004268 | 0.0010697
63 | 0.0050154 | 0.001257
64 | 0.0059823 | 0.0014993
65 | 0.0086359 | 0.0021644
66 | 0.0021576 | 0.00054075
67 | 0.0065522 | 0.0016421
68 | 0.0034667 | 0.00086884
69 | 0.0041582 | 0.0010422
70 | 0.0082822 | 0.0020757
71 | 0.0041039 | 0.0010285
72 | 0.0047246 | 0.0011841
73 | 0.0018919 | 0.00047417
74 | 0.0090748 | 0.0022743
75 | 0.00246 | 0.00061654
76 | 0.003848 | 0.00096441
77 | 0.0047284 | 0.001185
78 | 0.010661 | 0.0026718
79 | 0.0058629 | 0.0014694
80 | 0.0074209 | 0.0018598
81 | 0.0028755 | 0.00072068
82 | 0.0051747 | 0.0012969
83 | 0.00092939 | 0.00023293
84 | 0.010706 | 0.0026832
85 | 0.0097964 | 0.0024552
86 | 0.010923 | 0.0027376
87 | 0.0044368 | 0.001112
88 | 0.0059526 | 0.0014919
89 | 0.012429 | 0.0031151
90 | 0.0040212 | 0.0010078

## dtypes
| element | column | dtype
0 | bus | name | object
1 | bus | vn_kv | float64
2 | bus | type | object
3 | bus | zone | object
4 | bus | in_service | bool
5 | load | name | object
6 | load | bus | uint32
7 | load | p_mw | float64
8 | load | q_mvar | float64
9 | load | const_z_percent | float64
10 | load | const_i_percent | float64
11 | load | sn_mva | float64
12 | load | scaling | float64
13 | load | in_service | bool
14 | load | type | object
15 | ext_grid | name | object
16 | ext_grid | bus | uint32
17 | ext_grid | vm_pu | float64
18 | ext_grid | va_degree | float64
19 | ext_grid | slack_weight | float64
20 | ext_grid | in_service | bool
21 | line | name | object
22 | line | std_type | object
23 | line | from_bus | uint32
24 | line | to_bus | uint32
25 | line | length_km | float64
26 | line | r_ohm_per_km | float64
27 | line | x_ohm_per_km | float64
28 | line | c_nf_per_km | float64
29 | line | g_us_per_km | float64
30 | line | max_i_ka | float64
31 | line | df | float64
32 | line | parallel | uint32
33 | line | type | object
34 | line | in_service | bool
35 | trafo | name | object
36 | trafo | std_type | object
37 | trafo | hv_bus | uint32
38 | trafo | lv_bus | uint32
39 | trafo | sn_mva | float64
40 | trafo | vn_hv_kv | float64
41 | trafo | vn_lv_kv | float64
42 | trafo | vk_percent | float64
43 | trafo | vkr_percent | float64
44 | trafo | pfe_kw | float64
45 | trafo | i0_percent | float64
46 | trafo | shift_degree | float64
47 | trafo | tap_side | object
48 | trafo | tap_neutral | int32
49 | trafo | tap_min | int32
50 | trafo | tap_max | int32
51 | trafo | tap_step_percent | float64
52 | trafo | tap_step_degree | float64
53 | trafo | tap_pos | int32
54 | trafo | tap_phase_shifter | bool
55 | trafo | parallel | uint32
56 | trafo | df | float64
57 | trafo | in_service | bool
58 | line_geodata | coords | object
59 | bus_geodata | x | float64
60 | bus_geodata | y | float64
61 | bus_geodata | coords | object
62 | res_bus | vm_pu | float64
63 | res_bus | va_degree | float64
64 | res_bus | p_mw | float64
65 | res_bus | q_mvar | float64
66 | res_line | p_from_mw | float64
67 | res_line | q_from_mvar | float64
68 | res_line | p_to_mw | float64
69 | res_line | q_to_mvar | float64
70 | res_line | pl_mw | float64
71 | res_line | ql_mvar | float64
72 | res_line | i_from_ka | float64
73 | res_line | i_to_ka | float64
74 | res_line | i_ka | float64
75 | res_line | vm_from_pu | float64
76 | res_line | va_from_degree | float64
77 | res_line | vm_to_pu | float64
78 | res_line | va_to_degree | float64
79 | res_line | loading_percent | float64
80 | res_trafo | p_hv_mw | float64
81 | res_trafo | q_hv_mvar | float64
82 | res_trafo | p_lv_mw | float64
83 | res_trafo | q_lv_mvar | float64
84 | res_trafo | pl_mw | float64
85 | res_trafo | ql_mvar | float64
86 | res_trafo | i_hv_ka | float64
87 | res_trafo | i_lv_ka | float64
88 | res_trafo | vm_hv_pu | float64
89 | res_trafo | va_hv_degree | float64
90 | res_trafo | vm_lv_pu | float64
91 | res_trafo | va_lv_degree | float64
92 | res_trafo | loading_percent | float64
93 | res_ext_grid | p_mw | float64
94 | res_ext_grid | q_mvar | float64
95 | res_load | p_mw | float64
96 | res_load | q_mvar | float64

## parameters
| version | format_version | converged | OPF_converged | name | f_hz | sn_mva
0 | 2.14.6 | 2.14.0 | TRUE | FALSE |  | 50 | 1