## bus
| name | vn_kv | type | zone | in_service
0 | bus_LV_261-748_0_5_node_0 | 0.4 | n |  | TRUE
1 | bus_LV_261-748_0_5_node_1 | 0.4 | n |  | TRUE
2 | bus_LV_261-748_0_5_node_2 | 0.4 | n |  | TRUE
3 | bus_LV_261-748_0_5_node_4 | 0.4 | n |  | TRUE
4 | bus_LV_261-748_0_5_node_57 | 0.4 | n |  | TRUE
5 | bus_LV_261-748_0_5_node_5 | 0.4 | n |  | TRUE
6 | bus_LV_261-748_0_5_node_8 | 0.4 | n |  | TRUE
7 | bus_LV_261-748_0_5_node_53 | 0.4 | n |  | TRUE
8 | bus_LV_261-748_0_5_node_6 | 0.4 | n |  | TRUE
9 | bus_LV_261-748_0_5_node_90 | 0.4 | n |  | TRUE
10 | bus_LV_261-748_0_5_node_38 | 0.4 | n |  | TRUE
11 | bus_LV_261-748_0_5_node_7 | 0.4 | n |  | TRUE
12 | bus_LV_261-748_0_5_node_80 | 0.4 | n |  | TRUE
13 | bus_LV_261-748_0_5_node_69 | 0.4 | n |  | TRUE
14 | bus_LV_261-748_0_5_node_9 | 0.4 | n |  | TRUE
15 | bus_LV_261-748_0_5_node_10 | 0.4 | n |  | TRUE
16 | bus_LV_261-748_0_5_node_78 | 0.4 | n |  | TRUE
17 | bus_LV_261-748_0_5_node_20 | 0.4 | n |  | TRUE
18 | bus_LV_261-748_0_5_node_14 | 0.4 | n |  | TRUE
19 | bus_LV_261-748_0_5_node_105 | 0.4 | n |  | TRUE
20 | bus_LV_261-748_0_5_node_106 | 0.4 | n |  | TRUE
21 | bus_LV_261-748_0_5_node_104 | 0.4 | n |  | TRUE
22 | bus_LV_261-748_0_5_node_15 | 0.4 | n |  | TRUE
23 | bus_LV_261-748_0_5_node_48 | 0.4 | n |  | TRUE
24 | bus_LV_261-748_0_5_node_58 | 0.4 | n |  | TRUE
25 | bus_LV_261-748_0_5_node_59 | 0.4 | n |  | TRUE
26 | bus_LV_261-748_0_5_node_60 | 0.4 | n |  | TRUE
27 | bus_LV_261-748_0_5_node_56 | 0.4 | n |  | TRUE
28 | bus_LV_261-748_0_5_node_52 | 0.4 | n |  | TRUE
29 | bus_LV_261-748_0_5_node_103 | 0.4 | n |  | TRUE
30 | bus_LV_261-748_0_5_node_92 | 0.4 | n |  | TRUE
31 | bus_LV_261-748_0_5_node_41 | 0.4 | n |  | TRUE
32 | bus_LV_261-748_0_5_node_89 | 0.4 | n |  | TRUE
33 | bus_LV_261-748_0_5_node_88 | 0.4 | n |  | TRUE
34 | bus_LV_261-748_0_5_node_79 | 0.4 | n |  | TRUE
35 | bus_LV_261-748_0_5_node_70 | 0.4 | n |  | TRUE
36 | bus_LV_261-748_0_5_node_30 | 0.4 | n |  | TRUE
37 | bus_LV_261-748_0_5_node_68 | 0.4 | n |  | TRUE
38 | bus_LV_261-748_0_5_node_29 | 0.4 | n |  | TRUE
39 | bus_LV_261-748_0_5_node_130 | 0.4 | n |  | TRUE
40 | bus_LV_261-748_0_5_node_131 | 0.4 | n |  | TRUE
41 | bus_LV_261-748_0_5_node_50 | 0.4 | n |  | TRUE
42 | bus_LV_261-748_0_5_node_65 | 0.4 | n |  | TRUE
43 | bus_LV_261-748_0_5_node_81 | 0.4 | n |  | TRUE
44 | bus_LV_261-748_0_5_node_45 | 0.4 | n |  | TRUE
45 | bus_LV_261-748_0_5_node_16 | 0.4 | n |  | TRUE
46 | bus_LV_261-748_0_5_node_17 | 0.4 | n |  | TRUE
47 | bus_LV_261-748_0_5_node_18 | 0.4 | n |  | TRUE
48 | bus_LV_261-748_0_5_node_19 | 0.4 | n |  | TRUE
49 | bus_LV_261-748_0_5_node_24 | 0.4 | n |  | TRUE
50 | bus_LV_261-748_0_5_node_21 | 0.4 | n |  | TRUE
51 | bus_LV_261-748_0_5_node_22 | 0.4 | n |  | TRUE
52 | bus_LV_261-748_0_5_node_125 | 0.4 | n |  | TRUE
53 | bus_LV_261-748_0_5_node_139 | 0.4 | n |  | TRUE
54 | bus_LV_261-748_0_5_node_140 | 0.4 | n |  | TRUE
55 | bus_LV_261-748_0_5_node_23 | 0.4 | n |  | TRUE
56 | bus_LV_261-748_0_5_node_35 | 0.4 | n |  | TRUE
57 | bus_LV_261-748_0_5_node_138 | 0.4 | n |  | TRUE
58 | bus_LV_261-748_0_5_node_33 | 0.4 | n |  | TRUE
59 | bus_LV_261-748_0_5_node_31 | 0.4 | n |  | TRUE
60 | bus_LV_261-748_0_5_node_126 | 0.4 | n |  | TRUE
61 | bus_LV_261-748_0_5_node_127 | 0.4 | n |  | TRUE
62 | bus_LV_261-748_0_5_node_137 | 0.4 | n |  | TRUE
63 | bus_LV_261-748_0_5_node_32 | 0.4 | n |  | TRUE
64 | bus_LV_261-748_0_5_node_25 | 0.4 | n |  | TRUE
65 | bus_LV_261-748_0_5_node_26 | 0.4 | n |  | TRUE
66 | bus_LV_261-748_0_5_node_27 | 0.4 | n |  | TRUE
67 | bus_LV_261-748_0_5_node_28 | 0.4 | n |  | TRUE
68 | bus_LV_261-748_0_5_node_34 | 0.4 | n |  | TRUE
69 | bus_LV_261-748_0_5_node_108 | 0.4 | n |  | TRUE
70 | bus_LV_261-748_0_5_node_107 | 0.4 | n |  | TRUE
71 | bus_LV_261-748_0_5_node_36 | 0.4 | n |  | TRUE
72 | bus_LV_261-748_0_5_node_37 | 0.4 | n |  | TRUE
73 | bus_LV_261-748_0_5_node_39 | 0.4 | n |  | TRUE
74 | bus_LV_261-748_0_5_node_40 | 0.4 | n |  | TRUE
75 | bus_LV_261-748_0_5_node_83 | 0.4 | n |  | TRUE
76 | bus_LV_261-748_0_5_node_55 | 0.4 | n |  | TRUE
77 | bus_LV_261-748_0_5_node_49 | 0.4 | n |  | TRUE
78 | bus_LV_261-748_0_5_node_43 | 0.4 | n |  | TRUE
79 | bus_LV_261-748_0_5_node_76 | 0.4 | n |  | TRUE
80 | bus_LV_261-748_0_5_node_112 | 0.4 | n |  | TRUE
81 | bus_LV_261-748_0_5_node_73 | 0.4 | n |  | TRUE
82 | bus_LV_261-748_0_5_node_54 | 0.4 | n |  | TRUE
83 | bus_LV_261-748_0_5_node_42 | 0.4 | n |  | TRUE
84 | bus_LV_261-748_0_5_node_44 | 0.4 | n |  | TRUE
85 | bus_LV_261-748_0_5_node_46 | 0.4 | n |  | TRUE
86 | bus_LV_261-748_0_5_node_51 | 0.4 | n |  | TRUE
87 | bus_LV_261-748_0_5_node_47 | 0.4 | n |  | TRUE
88 | bus_LV_261-748_0_5_node_61 | 0.4 | n |  | TRUE
89 | bus_LV_261-748_0_5_node_82 | 0.4 | n |  | TRUE
90 | bus_LV_261-748_0_5_node_62 | 0.4 | n |  | TRUE
91 | bus_LV_261-748_0_5_node_63 | 0.4 | n |  | TRUE
92 | bus_LV_261-748_0_5_node_64 | 0.4 | n |  | TRUE
93 | bus_LV_261-748_0_5_node_66 | 0.4 | n |  | TRUE
94 | bus_LV_261-748_0_5_node_67 | 0.4 | n |  | TRUE
95 | bus_LV_261-748_0_5_node_85 | 0.4 | n |  | TRUE
96 | bus_LV_261-748_0_5_node_133 | 0.4 | n |  | TRUE
97 | bus_LV_261-748_0_5_node_86 | 0.4 | n |  | TRUE
98 | bus_LV_261-748_0_5_node_132 | 0.4 | n |  | TRUE
99 | bus_LV_261-748_0_5_node_71 | 0.4 | n |  | TRUE
100 | bus_LV_261-748_0_5_node_77 | 0.4 | n |  | TRUE
101 | bus_LV_261-748_0_5_node_72 | 0.4 | n |  | TRUE
102 | bus_LV_261-748_0_5_node_74 | 0.4 | n |  | TRUE
103 | bus_LV_261-748_0_5_node_75 | 0.4 | n |  | TRUE
104 | bus_LV_261-748_0_5_node_95 | 0.4 | n |  | TRUE
105 | bus_LV_261-748_0_5_node_114 | 0.4 | n |  | TRUE
106 | bus_LV_261-748_0_5_node_96 | 0.4 | n |  | TRUE
107 | bus_LV_261-748_0_5_node_113 | 0.4 | n |  | TRUE
108 | bus_LV_261-748_0_5_node_110 | 0.4 | n |  | TRUE
109 | bus_LV_261-748_0_5_node_84 | 0.4 | n |  | TRUE
110 | bus_LV_261-748_0_5_node_87 | 0.4 | n |  | TRUE
111 | bus_LV_261-748_0_5_node_129 | 0.4 | n |  | TRUE
112 | bus_LV_261-748_0_5_node_115 | 0.4 | n |  | TRUE
113 | bus_LV_261-748_0_5_node_91 | 0.4 | n |  | TRUE
114 | bus_LV_261-748_0_5_node_93 | 0.4 | n |  | TRUE
115 | bus_LV_261-748_0_5_node_94 | 0.4 | n |  | TRUE
116 | bus_LV_261-748_0_5_node_97 | 0.4 | n |  | TRUE
117 | bus_LV_261-748_0_5_node_98 | 0.4 | n |  | TRUE
118 | bus_LV_261-748_0_5_node_99 | 0.4 | n |  | TRUE
119 | bus_LV_261-748_0_5_node_100 | 0.4 | n |  | TRUE
120 | bus_LV_261-748_0_5_node_101 | 0.4 | n |  | TRUE
121 | bus_LV_261-748_0_5_node_102 | 0.4 | n |  | TRUE
122 | bus_LV_261-748_0_5_node_120 | 0.4 | n |  | TRUE
123 | bus_LV_261-748_0_5_node_118 | 0.4 | n |  | TRUE
124 | bus_LV_261-748_0_5_node_121 | 0.4 | n |  | TRUE
125 | bus_LV_261-748_0_5_node_116 | 0.4 | n |  | TRUE
126 | bus_LV_261-748_0_5_node_109 | 0.4 | n |  | TRUE
127 | bus_LV_261-748_0_5_node_111 | 0.4 | n |  | TRUE
128 | bus_LV_261-748_0_5_node_117 | 0.4 | n |  | TRUE
129 | bus_LV_261-748_0_5_node_119 | 0.4 | n |  | TRUE
130 | bus_LV_261-748_0_5_node_134 | 0.4 | n |  | TRUE
131 | bus_LV_261-748_0_5_node_122 | 0.4 | n |  | TRUE
132 | bus_LV_261-748_0_5_node_123 | 0.4 | n |  | TRUE
133 | bus_LV_261-748_0_5_node_124 | 0.4 | n |  | TRUE
134 | bus_LV_261-748_0_5_node_135 | 0.4 | n |  | TRUE
135 | bus_LV_261-748_0_5_node_136 | 0.4 | n |  | TRUE
136 | bus_MV_539_0_node_164 | 20 | n |  | TRUE

## load
| name | bus | p_mw | q_mvar | const_z_percent | const_i_percent | sn_mva | scaling | in_service | type
0 | LV_261-748_0_5_load_0 | 0 | 0.0068668 | 0.001721 | 0 | 0 |  | 1 | TRUE | wye
1 | LV_261-748_0_5_load_2 | 2 | 0.01187 | 0.002975 | 0 | 0 |  | 1 | TRUE | wye
2 | LV_261-748_0_5_load_4 | 3 | 0.007138 | 0.0017889 | 0 | 0 |  | 1 | TRUE | wye
3 | LV_261-748_0_5_load_57 | 4 | 0.0034779 | 0.00087164 | 0 | 0 |  | 1 | TRUE | wye
4 | LV_261-748_0_5_load_53 | 7 | 0.0045377 | 0.0011373 | 0 | 0 |  | 1 | TRUE | wye
5 | LV_261-748_0_5_load_80 | 12 | 0.0029788 | 0.00074657 | 0 | 0 |  | 1 | TRUE | wye
6 | LV_261-748_0_5_load_69 | 13 | 0.0043344 | 0.0010863 | 0 | 0 |  | 1 | TRUE | wye
7 | LV_261-748_0_5_load_78 | 16 | 0.0045339 | 0.0011363 | 0 | 0 |  | 1 | TRUE | wye
8 | LV_261-748_0_5_load_106 | 20 | 0.0087316 | 0.0021883 | 0 | 0 |  | 1 | TRUE | wye
9 | LV_261-748_0_5_load_104 | 21 | 0.0052442 | 0.0013143 | 0 | 0 |  | 1 | TRUE | wye
10 | LV_261-748_0_5_load_59 | 25 | 0.018693 | 0.004685 | 0 | 0 |  | 1 | TRUE | wye
11 | LV_261-748_0_5_load_60 | 26 | 0.018689 | 0.0046839 | 0 | 0 |  | 1 | TRUE | wye
12 | LV_261-748_0_5_load_56 | 27 | 0.0027934 | 0.0007001 | 0 | 0 |  | 1 | TRUE | wye
13 | LV_261-748_0_5_load_52 | 28 | 0.0044827 | 0.0011235 | 0 | 0 |  | 1 | TRUE | wye
14 | LV_261-748_0_5_load_103 | 29 | 0.0056367 | 0.0014127 | 0 | 0 |  | 1 | TRUE | wye
15 | LV_261-748_0_5_load_92 | 30 | 0.0027822 | 0.00069729 | 0 | 0 |  | 1 | TRUE | wye
16 | LV_261-748_0_5_load_41 | 31 | 0.0083114 | 0.002083 | 0 | 0 |  | 1 | TRUE | wye
17 | LV_261-748_0_5_load_89 | 32 | 0.0020901 | 0.00052382 | 0 | 0 |  | 1 | TRUE | wye
18 | LV_261-748_0_5_load_88 | 33 | 0.0032879 | 0.00082403 | 0 | 0 |  | 1 | TRUE | wye
19 | LV_261-748_0_5_load_79 | 34 | 0.0034969 | 0.0008764 | 0 | 0 |  | 1 | TRUE | wye
20 | LV_261-748_0_5_load_70 | 35 | 0.003047 | 0.00076364 | 0 | 0 |  | 1 | TRUE | wye
21 | LV_261-748_0_5_load_30 | 36 | 0.005493 | 0.0013767 | 0 | 0 |  | 1 | TRUE | wye
22 | LV_261-748_0_5_load_68 | 37 | 0.0031936 | 0.00080039 | 0 | 0 |  | 1 | TRUE | wye
23 | LV_261-748_0_5_load_29 | 38 | 0.0029145 | 0.00073045 | 0 | 0 |  | 1 | TRUE | wye
24 | LV_261-748_0_5_load_130 | 39 | 0.0075448 | 0.0018909 | 0 | 0 |  | 1 | TRUE | wye
25 | LV_261-748_0_5_load_131 | 40 | 0.0017459 | 0.00043756 | 0 | 0 |  | 1 | TRUE | wye
26 | LV_261-748_0_5_load_50 | 41 | 0.0062901 | 0.0015765 | 0 | 0 |  | 1 | TRUE | wye
27 | LV_261-748_0_5_load_65 | 42 | 0.002028 | 0.00050826 | 0 | 0 |  | 1 | TRUE | wye
28 | LV_261-748_0_5_load_81 | 43 | 0.005794 | 0.0014521 | 0 | 0 |  | 1 | TRUE | wye
29 | LV_261-748_0_5_load_16 | 45 | 0.0016986 | 0.00042572 | 0 | 0 |  | 1 | TRUE | wye
30 | LV_261-748_0_5_load_19 | 48 | 0.0021387 | 0.00053601 | 0 | 0 |  | 1 | TRUE | wye
31 | LV_261-748_0_5_load_24 | 49 | 0.0024959 | 0.00062554 | 0 | 0 |  | 1 | TRUE | wye
32 | LV_261-748_0_5_load_125 | 52 | 0.0037996 | 0.00095228 | 0 | 0 |  | 1 | TRUE | wye
33 | LV_261-748_0_5_load_139 | 53 | 0.0030271 | 0.00075865 | 0 | 0 |  | 1 | TRUE | wye
34 | LV_261-748_0_5_load_140 | 54 | 0.0041147 | 0.0010312 | 0 | 0 |  | 1 | TRUE | wye
35 | LV_261-748_0_5_load_35 | 56 | 0.0019304 | 0.0004838 | 0 | 0 |  | 1 | TRUE | wye
36 | LV_261-748_0_5_load_138 | 57 | 0.0016954 | 0.00042491 | 0 | 0 |  | 1 | TRUE | wye
37 | LV_261-748_0_5_load_31 | 59 | 0.0041217 | 0.001033 | 0 | 0 |  | 1 | TRUE | wye
38 | LV_261-748_0_5_load_137 | 62 | 0.0018897 | 0.0004736 | 0 | 0 |  | 1 | TRUE | wye
39 | LV_261-748_0_5_load_32 | 63 | 0.0021272 | 0.00053312 | 0 | 0 |  | 1 | TRUE | wye
40 | LV_261-748_0_5_load_25 | 64 | 0.0033746 | 0.00084575 | 0 | 0 |  | 1 | TRUE | wye
41 | LV_261-748_0_5_load_26 | 65 | 0.0032465 | 0.00081364 | 0 | 0 |  | 1 | TRUE | wye
42 | LV_261-748_0_5_load_27 | 66 | 0.002833 | 0.00071002 | 0 | 0 |  | 1 | TRUE | wye
43 | LV_261-748_0_5_load_34 | 68 | 0.0019225 | 0.00048182 | 0 | 0 |  | 1 | TRUE | wye
44 | LV_261-748_0_5_load_108 | 69 | 0.0016974 | 0.0004254 | 0 | 0 |  | 1 | TRUE | wye
45 | LV_261-748_0_5_load_107 | 70 | 0.0012098 | 0.00030321 | 0 | 0 |  | 1 | TRUE | wye
46 | LV_261-748_0_5_load_36 | 71 | 0.0091313 | 0.0022885 | 0 | 0 |  | 1 | TRUE | wye
47 | LV_261-748_0_5_load_39 | 73 | 0.0042166 | 0.0010568 | 0 | 0 |  | 1 | TRUE | wye
48 | LV_261-748_0_5_load_83 | 75 | 0.0035312 | 0.00088501 | 0 | 0 |  | 1 | TRUE | wye
49 | LV_261-748_0_5_load_55 | 76 | 0.0051731 | 0.0012965 | 0 | 0 |  | 1 | TRUE | wye
50 | LV_261-748_0_5_load_43 | 78 | 0.0031172 | 0.00078125 | 0 | 0 |  | 1 | TRUE | wye
51 | LV_261-748_0_5_load_112 | 80 | 0.0019645 | 0.00049234 | 0 | 0 |  | 1 | TRUE | wye
52 | LV_261-748_0_5_load_54 | 82 | 0.0037567 | 0.00094152 | 0 | 0 |  | 1 | TRUE | wye
53 | LV_261-748_0_5_load_42 | 83 | 0.0033671 | 0.00084389 | 0 | 0 |  | 1 | TRUE | wye
54 | LV_261-748_0_5_load_44 | 84 | 0.0024797 | 0.00062147 | 0 | 0 |  | 1 | TRUE | wye
55 | LV_261-748_0_5_load_46 | 85 | 0.0029545 | 0.00074046 | 0 | 0 |  | 1 | TRUE | wye
56 | LV_261-748_0_5_load_51 | 86 | 0.0067578 | 0.0016937 | 0 | 0 |  | 1 | TRUE | wye
57 | LV_261-748_0_5_load_47 | 87 | 0.0024727 | 0.00061971 | 0 | 0 |  | 1 | TRUE | wye
58 | LV_261-748_0_5_load_61 | 88 | 0.0052273 | 0.0013101 | 0 | 0 |  | 1 | TRUE | wye
59 | LV_261-748_0_5_load_62 | 90 | 0.0021017 | 0.00052674 | 0 | 0 |  | 1 | TRUE | wye
60 | LV_261-748_0_5_load_63 | 91 | 0.0087395 | 0.0021903 | 0 | 0 |  | 1 | TRUE | wye
61 | LV_261-748_0_5_load_66 | 93 | 0.0021026 | 0.00052696 | 0 | 0 |  | 1 | TRUE | wye
62 | LV_261-748_0_5_load_67 | 94 | 0.0041311 | 0.0010353 | 0 | 0 |  | 1 | TRUE | wye
63 | LV_261-748_0_5_load_85 | 95 | 0.002097 | 0.00052555 | 0 | 0 |  | 1 | TRUE | wye
64 | LV_261-748_0_5_load_133 | 96 | 0.0090504 | 0.0022682 | 0 | 0 |  | 1 | TRUE | wye
65 | LV_261-748_0_5_load_86 | 97 | 0.0039386 | 0.0009871 | 0 | 0 |  | 1 | TRUE | wye
66 | LV_261-748_0_5_load_132 | 98 | 0.0018594 | 0.00046602 | 0 | 0 |  | 1 | TRUE | wye
67 | LV_261-748_0_5_load_71 | 99 | 0.0018342 | 0.0004597 | 0 | 0 |  | 1 | TRUE | wye
68 | LV_261-748_0_5_load_77 | 100 | 0.0016816 | 0.00042146 | 0 | 0 |  | 1 | TRUE | wye
69 | LV_261-748_0_5_load_72 | 101 | 0.0045645 | 0.001144 | 0 | 0 |  | 1 | TRUE | wye
70 | LV_261-748_0_5_load_74 | 102 | 0.0030936 | 0.00077533 | 0 | 0 |  | 1 | TRUE | wye
71 | LV_261-748_0_5_load_75 | 103 | 0.0019158 | 0.00048015 | 0 | 0 |  | 1 | TRUE | wye
72 | LV_261-748_0_5_load_95 | 104 | 0.0022068 | 0.00055308 | 0 | 0 |  | 1 | TRUE | wye
73 | LV_261-748_0_5_load_114 | 105 | 0.0020975 | 0.00052569 | 0 | 0 |  | 1 | TRUE | wye
74 | LV_261-748_0_5_load_96 | 106 | 0.0021028 | 0.00052701 | 0 | 0 |  | 1 | TRUE | wye
75 | LV_261-748_0_5_load_110 | 108 | 0.0015112 | 0.00037875 | 0 | 0 |  | 1 | TRUE | wye
76 | LV_261-748_0_5_load_84 | 109 | 0.0060806 | 0.001524 | 0 | 0 |  | 1 | TRUE | wye
77 | LV_261-748_0_5_load_87 | 110 | 0.0032083 | 0.00080408 | 0 | 0 |  | 1 | TRUE | wye
78 | LV_261-748_0_5_load_129 | 111 | 0.0032509 | 0.00081476 | 0 | 0 |  | 1 | TRUE | wye
79 | LV_261-748_0_5_load_115 | 112 | 0.0021033 | 0.00052714 | 0 | 0 |  | 1 | TRUE | wye
80 | LV_261-748_0_5_load_91 | 113 | 0.0029989 | 0.0007516 | 0 | 0 |  | 1 | TRUE | wye
81 | LV_261-748_0_5_load_93 | 114 | 0.0033881 | 0.00084913 | 0 | 0 |  | 1 | TRUE | wye
82 | LV_261-748_0_5_load_94 | 115 | 0.0026528 | 0.00066486 | 0 | 0 |  | 1 | TRUE | wye
83 | LV_261-748_0_5_load_97 | 116 | 0.0014195 | 0.00035575 | 0 | 0 |  | 1 | TRUE | wye
84 | LV_261-748_0_5_load_98 | 117 | 0.0010656 | 0.00026707 | 0 | 0 |  | 1 | TRUE | wye
85 | LV_261-748_0_5_load_100 | 119 | 0.0012827 | 0.00032147 | 0 | 0 |  | 1 | TRUE | wye
86 | LV_261-748_0_5_load_101 | 120 | 0.0023968 | 0.00060069 | 0 | 0 |  | 1 | TRUE | wye
87 | LV_261-748_0_5_load_102 | 121 | 0.0048077 | 0.0012049 | 0 | 0 |  | 1 | TRUE | wye
88 | LV_261-748_0_5_load_120 | 122 | 0.0018602 | 0.00046621 | 0 | 0 |  | 1 | TRUE | wye
89 | LV_261-748_0_5_load_118 | 123 | 0.0038926 | 0.00097558 | 0 | 0 |  | 1 | TRUE | wye
90 | LV_261-748_0_5_load_121 | 124 | 0.0009987 | 0.0002503 | 0 | 0 |  | 1 | TRUE | wye
91 | LV_261-748_0_5_load_116 | 125 | 0.0091829 | 0.0023015 | 0 | 0 |  | 1 | TRUE | wye
92 | LV_261-748_0_5_load_109 | 126 | 0.0035549 | 0.00089094 | 0 | 0 |  | 1 | TRUE | wye
93 | LV_261-748_0_5_load_111 | 127 | 0.0026985 | 0.00067631 | 0 | 0 |  | 1 | TRUE | wye
94 | LV_261-748_0_5_load_117 | 128 | 0.039188 | 0.0098214 | 0 | 0 |  | 1 | TRUE | wye
95 | LV_261-748_0_5_load_134 | 130 | 0.0050252 | 0.0012594 | 0 | 0 |  | 1 | TRUE | wye
96 | LV_261-748_0_5_load_122 | 131 | 0.0070825 | 0.001775 | 0 | 0 |  | 1 | TRUE | wye
97 | LV_261-748_0_5_load_123 | 132 | 0.0014063 | 0.00035245 | 0 | 0 |  | 1 | TRUE | wye
98 | LV_261-748_0_5_load_124 | 133 | 0.0023409 | 0.00058668 | 0 | 0 |  | 1 | TRUE | wye
99 | LV_261-748_0_5_load_136 | 135 | 0.0016609 | 0.00041627 | 0 | 0 |  | 1 | TRUE | wye

## ext_grid
| name | bus | vm_pu | va_degree | slack_weight | in_service
0 |  | 79 | 1 | 0 | 1 | TRUE

## line
| name | std_type | from_bus | to_bus | length_km | r_ohm_per_km | x_ohm_per_km | c_nf_per_km | g_us_per_km | max_i_ka | df | parallel | type | in_service
0 | LV_261-748_0_5_line_0 |  | 0 | 1 | 0.017594 | 0.125 | 0.08 | 261 | 0 | 0.364 | 1 | 1 | cs | TRUE
1 | LV_261-748_0_5_line_1 |  | 0 | 2 | 0.011057 | 0.125 | 0.08 | 261 | 0 | 0.364 | 1 | 1 | cs | TRUE
2 | LV_261-748_0_5_line_2 |  | 1 | 3 | 0.01829 | 0.125 | 0.08 | 261 | 0 | 0.364 | 1 | 1 | cs | TRUE
3 | LV_261-748_0_5_line_3 |  | 3 | 4 | 0.024005 | 0.125 | 0.08 | 261 | 0 | 0.364 | 1 | 1 | cs | TRUE
4 | LV_261-748_0_5_line_4 |  | 4 | 27 | 0.0086903 | 0.125 | 0.08 | 261 | 0 | 0.364 | 1 | 1 | cs | TRUE
5 | LV_261-748_0_5_line_5 |  | 5 | 6 | 0.0079444 | 0.125 | 0.08 | 261 | 0 | 0.364 | 1 | 1 | cs | TRUE
6 | LV_261-748_0_5_line_6 |  | 5 | 7 | 0.012183 | 0.125 | 0.08 | 261 | 0 | 0.364 | 1 | 1 | cs | TRUE
7 | LV_261-748_0_5_line_7 |  | 6 | 13 | 0.0096645 | 0.125 | 0.08 | 261 | 0 | 0.364 | 1 | 1 | cs | TRUE
8 | LV_261-748_0_5_line_8 |  | 6 | 11 | 0.04263 | 0.125 | 0.08 | 261 | 0 | 0.364 | 1 | 1 | cs | TRUE
9 | LV_261-748_0_5_line_9 |  | 7 | 28 | 0.019811 | 0.125 | 0.08 | 261 | 0 | 0.364 | 1 | 1 | cs | TRUE
10 | LV_261-748_0_5_line_10 |  | 8 | 9 | 0.00536 | 0.125 | 0.08 | 261 | 0 | 0.364 | 1 | 1 | cs | TRUE
11 | LV_261-748_0_5_line_11 |  | 8 | 10 | 0.003919 | 0.125 | 0.08 | 261 | 0 | 0.364 | 1 | 1 | cs | TRUE
12 | LV_261-748_0_5_line_12 |  | 9 | 29 | 0.019097 | 0.125 | 0.08 | 261 | 0 | 0.364 | 1 | 1 | cs | TRUE
13 | LV_261-748_0_5_line_13 |  | 9 | 30 | 0.017986 | 0.125 | 0.08 | 261 | 0 | 0.364 | 1 | 1 | cs | TRUE
14 | LV_261-748_0_5_line_14 |  | 10 | 31 | 0.017148 | 0.125 | 0.08 | 261 | 0 | 0.364 | 1 | 1 | cs | TRUE
15 | LV_261-748_0_5_line_15 |  | 11 | 12 | 0.003345 | 0.125 | 0.08 | 261 | 0 | 0.364 | 1 | 1 | cs | TRUE
16 | LV_261-748_0_5_line_16 |  | 12 | 34 | 0.0091438 | 0.125 | 0.08 | 261 | 0 | 0.364 | 1 | 1 | cs | TRUE
17 | LV_261-748_0_5_line_17 |  | 13 | 35 | 0.020404 | 0.125 | 0.08 | 261 | 0 | 0.364 | 1 | 1 | cs | TRUE
18 | LV_261-748_0_5_line_18 |  | 14 | 15 | 0.008678 | 0.125 | 0.08 | 261 | 0 | 0.364 | 1 | 1 | cs | TRUE
19 | LV_261-748_0_5_line_19 |  | 14 | 16 | 0.013748 | 0.125 | 0.08 | 261 | 0 | 0.364 | 1 | 1 | cs | TRUE
20 | LV_261-748_0_5_line_20 |  | 15 | 17 | 0.052278 | 0.125 | 0.08 | 261 | 0 | 0.364 | 1 | 1 | cs | TRUE
21 | LV_261-748_0_5_line_21 |  | 16 | 34 | 0.021856 | 0.125 | 0.08 | 261 | 0 | 0.364 | 1 | 1 | cs | TRUE
22 | LV_261-748_0_5_line_22 |  | 17 | 36 | 0.053097 | 0.125 | 0.08 | 261 | 0 | 0.364 | 1 | 1 | cs | TRUE
23 | LV_261-748_0_5_line_23 |  | 18 | 19 | 0.01428 | 0.125 | 0.08 | 261 | 0 | 0.364 | 1 | 1 | cs | TRUE
24 | LV_261-748_0_5_line_24 |  | 18 | 20 | 0.0056638 | 0.125 | 0.08 | 261 | 0 | 0.364 | 1 | 1 | cs | TRUE
25 | LV_261-748_0_5_line_25 |  | 18 | 21 | 0.01194 | 0.125 | 0.08 | 261 | 0 | 0.364 | 1 | 1 | cs | TRUE
26 | LV_261-748_0_5_line_26 |  | 19 | 42 | 0.014811 | 0.125 | 0.08 | 261 | 0 | 0.364 | 1 | 1 | cs | TRUE
27 | LV_261-748_0_5_line_27 |  | 21 | 22 | 0.0048118 | 0.125 | 0.08 | 261 | 0 | 0.364 | 1 | 1 | cs | TRUE
28 | LV_261-748_0_5_line_28 |  | 22 | 23 | 0.004757 | 0.125 | 0.08 | 261 | 0 | 0.364 | 1 | 1 | cs | TRUE
29 | LV_261-748_0_5_line_29 |  | 22 | 24 | 0.030856 | 0.125 | 0.08 | 261 | 0 | 0.364 | 1 | 1 | cs | TRUE
30 | LV_261-748_0_5_line_30 |  | 23 | 41 | 0.018467 | 0.125 | 0.08 | 261 | 0 | 0.364 | 1 | 1 | cs | TRUE
31 | LV_261-748_0_5_line_31 |  | 24 | 43 | 0.012974 | 0.125 | 0.08 | 261 | 0 | 0.364 | 1 | 1 | cs | TRUE
32 | LV_261-748_0_5_line_32 |  | 24 | 44 | 0.011747 | 0.125 | 0.08 | 261 | 0 | 0.364 | 1 | 1 | cs | TRUE
33 | LV_261-748_0_5_line_33 |  | 25 | 26 | 0.019727 | 0.125 | 0.08 | 261 | 0 | 0.364 | 1 | 1 | cs | TRUE
34 | LV_261-748_0_5_line_34 |  | 26 | 88 | 0.021542 | 0.125 | 0.08 | 261 | 0 | 0.364 | 1 | 1 | cs | TRUE
35 | LV_261-748_0_5_line_35 |  | 27 | 85 | 0.0079893 | 0.125 | 0.08 | 261 | 0 | 0.364 | 1 | 1 | cs | TRUE
36 | LV_261-748_0_5_line_36 |  | 28 | 82 | 0.018844 | 0.125 | 0.08 | 261 | 0 | 0.364 | 1 | 1 | cs | TRUE
37 | LV_261-748_0_5_line_37 |  | 29 | 74 | 0.01673 | 0.125 | 0.08 | 261 | 0 | 0.364 | 1 | 1 | cs | TRUE
38 | LV_261-748_0_5_line_38 |  | 30 | 113 | 0.010579 | 0.125 | 0.08 | 261 | 0 | 0.364 | 1 | 1 | cs | TRUE
39 | LV_261-748_0_5_line_39 |  | 31 | 76 | 0.015807 | 0.125 | 0.08 | 261 | 0 | 0.364 | 1 | 1 | cs | TRUE
40 | LV_261-748_0_5_line_40 |  | 32 | 33 | 0.00038924 | 0.125 | 0.08 | 261 | 0 | 0.364 | 1 | 1 | cs | TRUE
41 | LV_261-748_0_5_line_41 |  | 33 | 100 | 0.0079784 | 0.125 | 0.08 | 261 | 0 | 0.364 | 1 | 1 | cs | TRUE
42 | LV_261-748_0_5_line_42 |  | 35 | 99 | 0.0028015 | 0.125 | 0.08 | 261 | 0 | 0.364 | 1 | 1 | cs | TRUE
43 | LV_261-748_0_5_line_43 |  | 36 | 59 | 0.012033 | 0.125 | 0.08 | 261 | 0 | 0.364 | 1 | 1 | cs | TRUE
44 | LV_261-748_0_5_line_44 |  | 37 | 38 | 0.004604 | 0.125 | 0.08 | 261 | 0 | 0.364 | 1 | 1 | cs | TRUE
45 | LV_261-748_0_5_line_45 |  | 38 | 66 | 0.014992 | 0.125 | 0.08 | 261 | 0 | 0.364 | 1 | 1 | cs | TRUE
46 | LV_261-748_0_5_line_46 |  | 39 | 40 | 0.0088168 | 0.125 | 0.08 | 261 | 0 | 0.364 | 1 | 1 | cs | TRUE
47 | LV_261-748_0_5_line_47 |  | 40 | 98 | 0.0091559 | 0.125 | 0.08 | 261 | 0 | 0.364 | 1 | 1 | cs | TRUE
48 | LV_261-748_0_5_line_48 |  | 42 | 91 | 0.0046534 | 0.125 | 0.08 | 261 | 0 | 0.364 | 1 | 1 | cs | TRUE
49 | LV_261-748_0_5_line_49 |  | 43 | 89 | 0.028647 | 0.125 | 0.08 | 261 | 0 | 0.364 | 1 | 1 | cs | TRUE
50 | LV_261-748_0_5_line_50 |  | 44 | 77 | 0.00389 | 0.125 | 0.08 | 261 | 0 | 0.364 | 1 | 1 | cs | TRUE
51 | LV_261-748_0_5_line_51 |  | 44 | 78 | 0.027479 | 0.125 | 0.08 | 261 | 0 | 0.364 | 1 | 1 | cs | TRUE
52 | LV_261-748_0_5_line_52 |  | 45 | 46 | 0.026367 | 0.125 | 0.08 | 261 | 0 | 0.364 | 1 | 1 | cs | TRUE
53 | LV_261-748_0_5_line_53 |  | 45 | 47 | 0.027664 | 0.125 | 0.08 | 261 | 0 | 0.364 | 1 | 1 | cs | TRUE
54 | LV_261-748_0_5_line_54 |  | 46 | 48 | 0.01217 | 0.125 | 0.08 | 261 | 0 | 0.364 | 1 | 1 | cs | TRUE
55 | LV_261-748_0_5_line_55 |  | 47 | 49 | 0.014736 | 0.125 | 0.08 | 261 | 0 | 0.364 | 1 | 1 | cs | TRUE
56 | LV_261-748_0_5_line_56 |  | 49 | 58 | 0.017084 | 0.125 | 0.08 | 261 | 0 | 0.364 | 1 | 1 | cs | TRUE
57 | LV_261-748_0_5_line_57 |  | 50 | 51 | 0.10651 | 0.125 | 0.08 | 261 | 0 | 0.364 | 1 | 1 | cs | TRUE
58 | LV_261-748_0_5_line_58 |  | 50 | 52 | 0.0093181 | 0.125 | 0.08 | 261 | 0 | 0.364 | 1 | 1 | cs | TRUE
59 | LV_261-748_0_5_line_59 |  | 51 | 53 | 0.008941 | 0.125 | 0.08 | 261 | 0 | 0.364 | 1 | 1 | cs | TRUE
60 | LV_261-748_0_5_line_60 |  | 51 | 54 | 0.010867 | 0.125 | 0.08 | 261 | 0 | 0.364 | 1 | 1 | cs | TRUE
61 | LV_261-748_0_5_line_61 |  | 52 | 60 | 0.07016 | 0.125 | 0.08 | 261 | 0 | 0.364 | 1 | 1 | cs | TRUE
62 | LV_261-748_0_5_line_62 |  | 55 | 56 | 0.0065108 | 0.125 | 0.08 | 261 | 0 | 0.364 | 1 | 4 | cs | TRUE
63 | LV_261-748_0_5_line_63 |  | 55 | 57 | 0.0046935 | 0.125 | 0.08 | 261 | 0 | 0.364 | 1 | 4 | cs | TRUE
64 | LV_261-748_0_5_line_64 |  | 56 | 58 | 0.013945 | 0.125 | 0.08 | 261 | 0 | 0.364 | 1 | 4 | cs | TRUE
65 | LV_261-748_0_5_line_65 |  | 57 | 62 | 0.020705 | 0.125 | 0.08 | 261 | 0 | 0.364 | 1 | 4 | cs | TRUE
66 | LV_261-748_0_5_line_66 |  | 58 | 63 | 0.018716 | 0.125 | 0.08 | 261 | 0 | 0.364 | 1 | 1 | cs | TRUE
67 | LV_261-748_0_5_line_67 |  | 60 | 61 | 0.090332 | 0.125 | 0.08 | 261 | 0 | 0.364 | 1 | 1 | cs | TRUE
68 | LV_261-748_0_5_line_68 |  | 61 | 130 | 0.015821 | 0.125 | 0.08 | 261 | 0 | 0.364 | 1 | 1 | cs | TRUE
69 | LV_261-748_0_5_line_69 |  | 61 | 129 | 0.070255 | 0.125 | 0.08 | 261 | 0 | 0.364 | 1 | 1 | cs | TRUE
70 | LV_261-748_0_5_line_70 |  | 62 | 135 | 0.00845 | 0.125 | 0.08 | 261 | 0 | 0.364 | 1 | 4 | cs | TRUE
71 | LV_261-748_0_5_line_71 |  | 63 | 67 | 0.013314 | 0.125 | 0.08 | 261 | 0 | 0.364 | 1 | 1 | cs | TRUE
72 | LV_261-748_0_5_line_72 |  | 64 | 65 | 0.019921 | 0.125 | 0.08 | 261 | 0 | 0.364 | 1 | 1 | cs | TRUE
73 | LV_261-748_0_5_line_73 |  | 64 | 66 | 0.015437 | 0.125 | 0.08 | 261 | 0 | 0.364 | 1 | 1 | cs | TRUE
74 | LV_261-748_0_5_line_74 |  | 65 | 67 | 0.016801 | 0.125 | 0.08 | 261 | 0 | 0.364 | 1 | 1 | cs | TRUE
75 | LV_261-748_0_5_line_75 |  | 67 | 68 | 0.0097935 | 0.125 | 0.08 | 261 | 0 | 0.364 | 1 | 1 | cs | TRUE
76 | LV_261-748_0_5_line_76 |  | 68 | 69 | 0.00079633 | 0.125 | 0.08 | 261 | 0 | 0.364 | 1 | 1 | cs | TRUE
77 | LV_261-748_0_5_line_77 |  | 69 | 70 | 0.0028645 | 0.125 | 0.08 | 261 | 0 | 0.364 | 1 | 1 | cs | TRUE
78 | LV_261-748_0_5_line_78 |  | 70 | 115 | 0.0035616 | 0.125 | 0.08 | 261 | 0 | 0.364 | 1 | 1 | cs | TRUE
79 | LV_261-748_0_5_line_79 |  | 71 | 72 | 0.011131 | 0.125 | 0.08 | 261 | 0 | 0.364 | 1 | 1 | cs | TRUE
80 | LV_261-748_0_5_line_80 |  | 72 | 73 | 0.023148 | 0.125 | 0.08 | 261 | 0 | 0.364 | 1 | 1 | cs | TRUE
81 | LV_261-748_0_5_line_81 |  | 72 | 74 | 0.002916 | 0.125 | 0.08 | 261 | 0 | 0.364 | 1 | 1 | cs | TRUE
82 | LV_261-748_0_5_line_82 |  | 74 | 75 | 0.014015 | 0.125 | 0.08 | 261 | 0 | 0.364 | 1 | 1 | cs | TRUE
83 | LV_261-748_0_5_line_83 |  | 76 | 82 | 0.024848 | 0.125 | 0.08 | 261 | 0 | 0.364 | 1 | 1 | cs | TRUE
84 | LV_261-748_0_5_line_84 |  | 77 | 86 | 0.0047147 | 0.125 | 0.08 | 261 | 0 | 0.364 | 1 | 1 | cs | TRUE
85 | LV_261-748_0_5_line_85 |  | 77 | 87 | 0.0041088 | 0.125 | 0.08 | 261 | 0 | 0.364 | 1 | 1 | cs | TRUE
86 | LV_261-748_0_5_line_86 |  | 78 | 83 | 0.0093893 | 0.125 | 0.08 | 261 | 0 | 0.364 | 1 | 1 | cs | TRUE
87 | LV_261-748_0_5_line_87 |  | 79 | 80 | 0.0018712 | 0.125 | 0.08 | 261 | 0 | 0.364 | 1 | 1 | cs | TRUE
88 | LV_261-748_0_5_line_88 |  | 79 | 81 | 0.013575 | 0.125 | 0.08 | 261 | 0 | 0.364 | 1 | 4 | cs | TRUE
89 | LV_261-748_0_5_line_89 |  | 80 | 108 | 0.0086057 | 0.125 | 0.08 | 261 | 0 | 0.364 | 1 | 1 | cs | TRUE
90 | LV_261-748_0_5_line_90 |  | 81 | 102 | 0.0031895 | 0.125 | 0.08 | 261 | 0 | 0.364 | 1 | 1 | cs | TRUE
91 | LV_261-748_0_5_line_91 |  | 81 | 103 | 0.013108 | 0.125 | 0.08 | 261 | 0 | 0.364 | 1 | 4 | cs | TRUE
92 | LV_261-748_0_5_line_92 |  | 81 | 101 | 0.015361 | 0.125 | 0.08 | 261 | 0 | 0.364 | 1 | 1 | cs | TRUE
93 | LV_261-748_0_5_line_93 |  | 83 | 84 | 0.03085 | 0.125 | 0.08 | 261 | 0 | 0.364 | 1 | 1 | cs | TRUE
94 | LV_261-748_0_5_line_94 |  | 84 | 85 | 0.0030966 | 0.125 | 0.08 | 261 | 0 | 0.364 | 1 | 1 | cs | TRUE
95 | LV_261-748_0_5_line_95 |  | 86 | 88 | 0.0064555 | 0.125 | 0.08 | 261 | 0 | 0.364 | 1 | 1 | cs | TRUE
96 | LV_261-748_0_5_line_96 |  | 89 | 109 | 0.022266 | 0.125 | 0.08 | 261 | 0 | 0.364 | 1 | 1 | cs | TRUE
97 | LV_261-748_0_5_line_97 |  | 90 | 91 | 0.0039051 | 0.125 | 0.08 | 261 | 0 | 0.364 | 1 | 1 | cs | TRUE
98 | LV_261-748_0_5_line_98 |  | 90 | 92 | 0.011501 | 0.125 | 0.08 | 261 | 0 | 0.364 | 1 | 2 | cs | TRUE
99 | LV_261-748_0_5_line_99 |  | 92 | 93 | 0.010834 | 0.125 | 0.08 | 261 | 0 | 0.364 | 1 | 4 | cs | TRUE
100 | LV_261-748_0_5_line_100 |  | 92 | 94 | 0.035866 | 0.125 | 0.08 | 261 | 0 | 0.364 | 1 | 1 | cs | TRUE
101 | LV_261-748_0_5_line_101 |  | 93 | 95 | 0.0082452 | 0.125 | 0.08 | 261 | 0 | 0.364 | 1 | 4 | cs | TRUE
102 | LV_261-748_0_5_line_102 |  | 94 | 96 | 0.0080462 | 0.125 | 0.08 | 261 | 0 | 0.364 | 1 | 1 | cs | TRUE
103 | LV_261-748_0_5_line_103 |  | 95 | 97 | 0.00014082 | 0.125 | 0.08 | 261 | 0 | 0.364 | 1 | 4 | cs | TRUE
104 | LV_261-748_0_5_line_104 |  | 96 | 98 | 0.014048 | 0.125 | 0.08 | 261 | 0 | 0.364 | 1 | 1 | cs | TRUE
105 | LV_261-748_0_5_line_105 |  | 97 | 110 | 0.020709 | 0.125 | 0.08 | 261 | 0 | 0.364 | 1 | 4 | cs | TRUE
106 | LV_261-748_0_5_line_106 |  | 99 | 100 | 0.007983 | 0.125 | 0.08 | 261 | 0 | 0.364 | 1 | 1 | cs | TRUE
107 | LV_261-748_0_5_line_107 |  | 102 | 104 | 0.021598 | 0.125 | 0.08 | 261 | 0 | 0.364 | 1 | 1 | cs | TRUE
108 | LV_261-748_0_5_line_108 |  | 103 | 105 | 0.032245 | 0.125 | 0.08 | 261 | 0 | 0.364 | 1 | 4 | cs | TRUE
109 | LV_261-748_0_5_line_109 |  | 104 | 106 | 0.0044023 | 0.125 | 0.08 | 261 | 0 | 0.364 | 1 | 1 | cs | TRUE
110 | LV_261-748_0_5_line_110 |  | 105 | 107 | 0.01124 | 0.125 | 0.08 | 261 | 0 | 0.364 | 1 | 4 | cs | TRUE
111 | LV_261-748_0_5_line_111 |  | 107 | 112 | 0.016317 | 0.125 | 0.08 | 261 | 0 | 0.364 | 1 | 4 | cs | TRUE
112 | LV_261-748_0_5_line_112 |  | 107 | 120 | 0.014732 | 0.125 | 0.08 | 261 | 0 | 0.364 | 1 | 4 | cs | TRUE
113 | LV_261-748_0_5_line_113 |  | 108 | 126 | 0.0042603 | 0.125 | 0.08 | 261 | 0 | 0.364 | 1 | 1 | cs | TRUE
114 | LV_261-748_0_5_line_114 |  | 110 | 111 | 0.0068137 | 0.125 | 0.08 | 261 | 0 | 0.364 | 1 | 4 | cs | TRUE
115 | LV_261-748_0_5_line_115 |  | 111 | 112 | 0.01251 | 0.125 | 0.08 | 261 | 0 | 0.364 | 1 | 4 | cs | TRUE
116 | LV_261-748_0_5_line_116 |  | 113 | 114 | 0.004656 | 0.125 | 0.08 | 261 | 0 | 0.364 | 1 | 1 | cs | TRUE
117 | LV_261-748_0_5_line_117 |  | 114 | 115 | 0.020715 | 0.125 | 0.08 | 261 | 0 | 0.364 | 1 | 1 | cs | TRUE
118 | LV_261-748_0_5_line_118 |  | 116 | 117 | 0.0072174 | 0.125 | 0.08 | 261 | 0 | 0.364 | 1 | 4 | cs | TRUE
119 | LV_261-748_0_5_line_119 |  | 116 | 118 | 0.0015437 | 0.125 | 0.08 | 261 | 0 | 0.364 | 1 | 4 | cs | TRUE
120 | LV_261-748_0_5_line_120 |  | 117 | 119 | 0.0043801 | 0.125 | 0.08 | 261 | 0 | 0.364 | 1 | 4 | cs | TRUE
121 | LV_261-748_0_5_line_121 |  | 118 | 120 | 0.0039386 | 0.125 | 0.08 | 261 | 0 | 0.364 | 1 | 4 | cs | TRUE
122 | LV_261-748_0_5_line_122 |  | 118 | 121 | 0.024838 | 0.125 | 0.08 | 261 | 0 | 0.364 | 1 | 1 | cs | TRUE
123 | LV_261-748_0_5_line_123 |  | 119 | 122 | 0.0080349 | 0.125 | 0.08 | 261 | 0 | 0.364 | 1 | 4 | cs | TRUE
124 | LV_261-748_0_5_line_124 |  | 121 | 123 | 0.021164 | 0.125 | 0.08 | 261 | 0 | 0.364 | 1 | 1 | cs | TRUE
125 | LV_261-748_0_5_line_125 |  | 122 | 124 | 0.001002 | 0.125 | 0.08 | 261 | 0 | 0.364 | 1 | 4 | cs | TRUE
126 | LV_261-748_0_5_line_126 |  | 123 | 125 | 0.016256 | 0.125 | 0.08 | 261 | 0 | 0.364 | 1 | 1 | cs | TRUE
127 | LV_261-748_0_5_line_127 |  | 124 | 131 | 0.0048892 | 0.125 | 0.08 | 261 | 0 | 0.364 | 1 | 4 | cs | TRUE
128 | LV_261-748_0_5_line_128 |  | 125 | 128 | 0.015936 | 0.125 | 0.08 | 261 | 0 | 0.364 | 1 | 1 | cs | TRUE
129 | LV_261-748_0_5_line_129 |  | 126 | 127 | 0.015294 | 0.125 | 0.08 | 261 | 0 | 0.364 | 1 | 1 | cs | TRUE
130 | LV_261-748_0_5_line_130 |  | 128 | 129 | 0.019542 | 0.125 | 0.08 | 261 | 0 | 0.364 | 1 | 1 | cs | TRUE
131 | LV_261-748_0_5_line_131 |  | 131 | 132 | 0.025243 | 0.125 | 0.08 | 261 | 0 | 0.364 | 1 | 4 | cs | TRUE
132 | LV_261-748_0_5_line_132 |  | 132 | 133 | 0.0087767 | 0.125 | 0.08 | 261 | 0 | 0.364 | 1 | 4 | cs | TRUE
133 | LV_261-748_0_5_line_133 |  | 133 | 134 | 0.0095867 | 0.125 | 0.08 | 261 | 0 | 0.364 | 1 | 4 | cs | TRUE
134 | LV_261-748_0_5_line_134 |  | 134 | 135 | 0.0084872 | 0.125 | 0.08 | 261 | 0 | 0.364 | 1 | 4 | cs | TRUE

## trafo
| name | std_type | hv_bus | lv_bus | sn_mva | vn_hv_kv | vn_lv_kv | vk_percent | vkr_percent | pfe_kw | i0_percent | shift_degree | tap_side | tap_neutral | tap_min | tap_max | tap_step_percent | tap_step_degree | tap_pos | tap_phase_shifter | parallel | df | in_service
0 | LV_261-748_0_5_trafo_76 | 0.63 MVA 20/0.4 kV | 136 | 79 | 0.63 | 20 | 0.4 | 6 | 1.206 | 1.65 | 0.2619 | 150 | hv | 0 | -2 | 2 | 2.5 | 0 | 0 | FALSE | 1 | 1 | TRUE

## line_geodata
| x0 | y0 | x1 | y1 | x2 | y2 | x3 | y3 | x4 | y4 | x5 | y5 | x6 | y6 | x7 | y7 | x8 | y8 | x9 | y9 | x10 | y10 | x11 | y11 | x12 | y12 | x13 | y13 | x14 | y14 | x15 | y15 | x16 | y16 | x17 | y17
0 | 2685343.9343 | 1246484.8807 | 2685359.1203 | 1246493.7641
1 | 2685368.6646 | 1246499.3473 | 2685359.1203 | 1246493.7641
2 | 2685343.9343 | 1246484.8807 | 2685335.9895 | 1246501.3553
3 | 2685335.9895 | 1246501.3553 | 2685325.5623 | 1246522.9776
4 | 2685325.5623 | 1246522.9776 | 2685321.7875 | 1246530.8052
5 | 2685451.1779 | 1246473.7276 | 2685454.4976 | 1246475.0875 | 2685458.5308 | 1246476.7357
6 | 2685451.1779 | 1246473.7276 | 2685444.7771 | 1246484.0937
7 | 2685458.5308 | 1246476.7357 | 2685453.6532 | 1246485.0792
8 | 2685495.5849 | 1246485.2983 | 2685463.196 | 1246471.2322 | 2685461.2914 | 1246474.4294 | 2685458.5308 | 1246476.7357
9 | 2685434.3685 | 1246500.9502 | 2685444.7771 | 1246484.0937
10 | 2685399.8169 | 1246566.7344 | 2685400.3444 | 1246572.0681
11 | 2685399.8169 | 1246566.7344 | 2685395.8873 | 1246566.8112
12 | 2685400.3444 | 1246572.0681 | 2685382.8534 | 1246579.7347
13 | 2685400.3444 | 1246572.0681 | 2685407.2414 | 1246571.0556 | 2685416.4219 | 1246570.9544 | 2685418.2284 | 1246571.2684
14 | 2685395.8873 | 1246566.8112 | 2685396.1269 | 1246564.335 | 2685396.9573 | 1246561.2336 | 2685403.0804 | 1246551.5589
15 | 2685495.5849 | 1246485.2983 | 2685494.3164 | 1246488.3934
16 | 2685494.3164 | 1246488.3934 | 2685494.3164 | 1246488.3934 | 2685502.6308 | 1246492.1985
17 | 2685453.6532 | 1246485.0792 | 2685448.1978 | 1246494.411 | 2685443.1401 | 1246502.5645
18 | 2685533.8374 | 1246501.9065 | 2685541.8182 | 1246505.3686
19 | 2685533.8374 | 1246501.9065 | 2685532.0558 | 1246504.9497 | 2685522.5767 | 1246501.1251
20 | 2685586.3098 | 1246533.0308 | 2685541.8182 | 1246505.3686
21 | 2685522.5767 | 1246501.1251 | 2685518.8513 | 1246499.622 | 2685502.6308 | 1246492.1985
22 | 2685586.3098 | 1246533.0308 | 2685581.1112 | 1246540.4168 | 2685577.1693 | 1246546.5756 | 2685553.0304 | 1246574.2893
23 | 2685280.3278 | 1246661.9633 | 2685269.2084 | 1246652.9635
24 | 2685269.2084 | 1246652.9635 | 2685265.7817 | 1246657.4731
25 | 2685269.2084 | 1246652.9635 | 2685272.0113 | 1246649.2788 | 2685271.7026 | 1246647.6287 | 2685271.3475 | 1246645.5332 | 2685271.3892 | 1246644.2106 | 2685272.0838 | 1246642.1413
26 | 2685280.3278 | 1246661.9633 | 2685292.2372 | 1246670.7681
27 | 2685268.3578 | 1246639.0965 | 2685272.0838 | 1246642.1413
28 | 2685264.7383 | 1246635.9978 | 2685268.3578 | 1246639.0965
29 | 2685285.9775 | 1246613.7423 | 2685271.7072 | 1246634.7081 | 2685268.3578 | 1246639.0965
30 | 2685264.7383 | 1246635.9978 | 2685263.0883 | 1246636.7413 | 2685260.8373 | 1246637.2426 | 2685257.5096 | 1246636.9724 | 2685253.3365 | 1246634.0213 | 2685248.2566 | 1246631.0173
31 | 2685285.9775 | 1246613.7423 | 2685297.209 | 1246607.2484
32 | 2685288.9136 | 1246602.3761 | 2685288.4978 | 1246603.4487 | 2685285.9775 | 1246613.7423
33 | 2685307.3215 | 1246553.3704 | 2685304.749 | 1246558.7605 | 2685298.8599 | 1246571.1906
34 | 2685289.6364 | 1246590.6587 | 2685298.8599 | 1246571.1906
35 | 2685318.3172 | 1246538.0015 | 2685321.7875 | 1246530.8052
36 | 2685434.3685 | 1246500.9502 | 2685424.4681 | 1246516.9838
37 | 2685367.5309 | 1246586.4508 | 2685382.8534 | 1246579.7347
38 | 2685428.3825 | 1246573.9644 | 2685424.9299 | 1246572.4335 | 2685418.2284 | 1246571.2684
39 | 2685403.0804 | 1246551.5589 | 2685404.6495 | 1246549.0798 | 2685411.4131 | 1246538.1262
40 | 2685433.0444 | 1246518.8397 | 2685433.2496 | 1246518.509
41 | 2685437.4552 | 1246511.7291 | 2685433.2496 | 1246518.509
42 | 2685443.1401 | 1246502.5645 | 2685441.6633 | 1246504.9452
43 | 2685545.1272 | 1246583.3628 | 2685553.0304 | 1246574.2893
44 | 2685513.5619 | 1246538.0154 | 2685510.5488 | 1246541.4966
45 | 2685500.7377 | 1246552.8322 | 2685510.5488 | 1246541.4966
46 | 2685270.6839 | 1246748.615 | 2685275.0585 | 1246740.9601
47 | 2685275.0585 | 1246740.9601 | 2685279.6014 | 1246733.0107
48 | 2685295.9791 | 1246673.5345 | 2685292.2372 | 1246670.7681
49 | 2685323.5064 | 1246596.1023 | 2685307.5307 | 1246601.6989 | 2685297.6865 | 1246606.9723 | 2685297.209 | 1246607.2484
50 | 2685285.2853 | 1246600.9451 | 2685288.9136 | 1246602.3761
51 | 2685288.9136 | 1246602.3761 | 2685295.5598 | 1246585.1923 | 2685299.4931 | 1246577.036
52 | 2685572.9286 | 1246628.8975 | 2685546.6609 | 1246626.6155
53 | 2685519.0384 | 1246626.4518 | 2685538.0846 | 1246625.8705 | 2685546.6609 | 1246626.6155
54 | 2685572.9286 | 1246628.8975 | 2685580.4738 | 1246619.3489
55 | 2685519.0384 | 1246626.4518 | 2685507.6009 | 1246623.2846 | 2685504.9306 | 1246622.239
56 | 2685489.9789 | 1246614.1683 | 2685498.1956 | 1246619.6018 | 2685504.9306 | 1246622.239
57 | 2685479.7294 | 1246786.8705 | 2685479.9703 | 1246783.2602 | 2685481.0938 | 1246779.7404 | 2685482.7711 | 1246776.0619 | 2685486.9029 | 1246772.4299 | 2685492.3815 | 1246770.752 | 2685500.9881 | 1246768.5189 | 2685510.8033 | 1246766.2921 | 2685517.1769 | 1246765.9393 | 2685522.5927 | 1246763.371 | 2685528.3835 | 1246758.3841 | 2685518.163 | 1246756.2352 | 2685516.1248 | 1246755.0827 | 2685508.0344 | 1246749.284 | 2685504.6765 | 1246746.4001 | 2685497.4368 | 1246737.6671 | 2685495.0165 | 1246735.2415 | 2685492.3239 | 1246733.8906
58 | 2685479.7294 | 1246786.8705 | 2685471.7356 | 1246791.6588
59 | 2685492.3239 | 1246733.8906 | 2685490.5874 | 1246733.2985 | 2685486.6378 | 1246734.7648 | 2685483.9985 | 1246736.0055
60 | 2685485.5996 | 1246725.5653 | 2685487.7841 | 1246729.6665 | 2685489.5299 | 1246731.7154 | 2685492.3239 | 1246733.8906
61 | 2685424.5956 | 1246843.0288 | 2685449.7697 | 1246821.3532 | 2685455.6182 | 1246813.3982 | 2685468.2192 | 1246796.1003 | 2685471.7356 | 1246791.6588
62 | 2685478.7627 | 1246631.2748 | 2685482.3327 | 1246625.83
63 | 2685478.7627 | 1246631.2748 | 2685475.5219 | 1246634.6698
64 | 2685489.9789 | 1246614.1683 | 2685482.3327 | 1246625.83
65 | 2685461.2251 | 1246649.647 | 2685475.5219 | 1246634.6698
66 | 2685489.9789 | 1246614.1683 | 2685480.6092 | 1246605.3934 | 2685476.3187 | 1246601.3736
67 | 2685354.7553 | 1246809.9544 | 2685357.0911 | 1246813.0014 | 2685358.2588 | 1246814.7973 | 2685359.1979 | 1246817.2571 | 2685362.12 | 1246821.5579 | 2685363.7236 | 1246824.0384 | 2685363.9666 | 1246828.1449 | 2685362.1782 | 1246832.1999 | 2685371.824 | 1246829.1365 | 2685381.2099 | 1246831.0063 | 2685394.0881 | 1246832.2037 | 2685407.6561 | 1246836.3799 | 2685424.5956 | 1246843.0288
68 | 2685354.7553 | 1246809.9544 | 2685350.9514 | 1246804.9849 | 2685348.7116 | 1246802.6176 | 2685345.9413 | 1246805.0907 | 2685344.0633 | 1246803.3068
69 | 2685354.7553 | 1246809.9544 | 2685357.0911 | 1246813.0014 | 2685358.2588 | 1246814.7973 | 2685363.0828 | 1246810.8305 | 2685377.0813 | 1246802.4369 | 2685395.5715 | 1246794.7863 | 2685403.3756 | 1246793.1975 | 2685402.107 | 1246779.5247
70 | 2685455.3905 | 1246655.7593 | 2685461.2251 | 1246649.647
71 | 2685466.603 | 1246592.2708 | 2685476.3187 | 1246601.3736
72 | 2685490.6355 | 1246564.5041 | 2685477.5984 | 1246579.5669
73 | 2685500.7377 | 1246552.8322 | 2685490.6355 | 1246564.5041
74 | 2685466.603 | 1246592.2708 | 2685477.5984 | 1246579.5669
75 | 2685466.603 | 1246592.2708 | 2685457.8634 | 1246587.8513
76 | 2685457.1528 | 1246587.492 | 2685457.8634 | 1246587.8513
77 | 2685457.1528 | 1246587.492 | 2685454.5965 | 1246586.1993
78 | 2685451.4182 | 1246584.5921 | 2685454.5965 | 1246586.1993
79 | 2685366.5278 | 1246583.7122 | 2685376.8679 | 1246579.5925
80 | 2685366.5278 | 1246583.7122 | 2685363.0606 | 1246584.7297 | 2685348.4825 | 1246588.2225 | 2685344.0718 | 1246589.3148
81 | 2685366.5278 | 1246583.7122 | 2685367.5309 | 1246586.4508
82 | 2685367.5309 | 1246586.4508 | 2685353.8571 | 1246589.5252
83 | 2685411.4131 | 1246538.1262 | 2685424.4681 | 1246516.9838
84 | 2685285.2853 | 1246600.9451 | 2685287.0967 | 1246596.5922
85 | 2685285.2853 | 1246600.9451 | 2685283.6302 | 1246604.7058
86 | 2685299.4931 | 1246577.036 | 2685303.5715 | 1246568.5787
87 | 2685386.3326 | 1246634.835 | 2685388.1009 | 1246634.223
88 | 2685386.3326 | 1246634.835 | 2685373.4709 | 1246639.2865
89 | 2685396.2333 | 1246631.4083 | 2685388.1009 | 1246634.223
90 | 2685373.4709 | 1246639.2865 | 2685370.3284 | 1246638.7409 | 2685370.3284 | 1246638.7409
91 | 2685373.4709 | 1246639.2865 | 2685374.3012 | 1246644.5801 | 2685376.7011 | 1246651.9489
92 | 2685373.4709 | 1246639.2865 | 2685371.9125 | 1246642.5776 | 2685360.8905 | 1246646.5618
93 | 2685316.9721 | 1246540.7907 | 2685303.5715 | 1246568.5787
94 | 2685318.3172 | 1246538.0015 | 2685316.9721 | 1246540.7907
95 | 2685287.0967 | 1246596.5922 | 2685289.0571 | 1246591.8815 | 2685289.6364 | 1246590.6587
96 | 2685323.5064 | 1246596.1023 | 2685327.5237 | 1246607.2461 | 2685327.3382 | 1246613.8372 | 2685325.0652 | 1246616.9152
97 | 2685299.1191 | 1246675.856 | 2685295.9791 | 1246673.5345
98 | 2685308.3669 | 1246682.693 | 2685299.1191 | 1246675.856
99 | 2685308.3669 | 1246682.693 | 2685317.6103 | 1246688.3438
100 | 2685308.3669 | 1246682.693 | 2685304.971 | 1246688.7375 | 2685290.5861 | 1246713.8409
101 | 2685324.5711 | 1246692.7628 | 2685318.6864 | 1246689.0016 | 2685317.6103 | 1246688.3438
102 | 2685290.5861 | 1246713.8409 | 2685286.5857 | 1246720.8222
103 | 2685324.5711 | 1246692.7628 | 2685324.6897 | 1246692.8386
104 | 2685286.5857 | 1246720.8222 | 2685279.6234 | 1246732.9723 | 2685279.6014 | 1246733.0107
105 | 2685342.9629 | 1246702.3941 | 2685333.9573 | 1246698.7618 | 2685324.6897 | 1246692.8386
106 | 2685437.4552 | 1246511.7291 | 2685441.6633 | 1246504.9452
107 | 2685370.3284 | 1246638.7409 | 2685350.0758 | 1246646.2449
108 | 2685376.7011 | 1246651.9489 | 2685378.6492 | 1246657.9304 | 2685375.5583 | 1246683.6997
109 | 2685345.9478 | 1246647.7745 | 2685350.0758 | 1246646.2449
110 | 2685377.3708 | 1246694.7614 | 2685376.5511 | 1246690.3019 | 2685375.4725 | 1246684.4153 | 2685375.5583 | 1246683.6997
111 | 2685377.3708 | 1246694.7614 | 2685361.8528 | 1246699.8035
112 | 2685377.3708 | 1246694.7614 | 2685385.8698 | 1246693.1826 | 2685391.2522 | 1246693.4603 | 2685391.9153 | 1246693.6773
113 | 2685398.3859 | 1246628.4915 | 2685396.4921 | 1246629.1771 | 2685396.2333 | 1246631.4083 | 2685396.2333 | 1246631.4083
114 | 2685342.9629 | 1246702.3941 | 2685342.9629 | 1246702.3941 | 2685349.7541 | 1246702.9478 | 2685349.7541 | 1246702.9478
115 | 2685361.8528 | 1246699.8035 | 2685358.2664 | 1246700.9688 | 2685349.7541 | 1246702.9478
116 | 2685428.3825 | 1246573.9644 | 2685432.6388 | 1246575.8516
117 | 2685451.4182 | 1246584.5921 | 2685451.4154 | 1246584.5907 | 2685438.1494 | 1246578.2949 | 2685432.6388 | 1246575.8516
118 | 2685397.1007 | 1246695.4531 | 2685401.8344 | 1246697.2599 | 2685403.96 | 1246697.586
119 | 2685395.6584 | 1246694.9026 | 2685397.1007 | 1246695.4531
120 | 2685403.96 | 1246697.586 | 2685408.2894 | 1246698.2502
121 | 2685395.6584 | 1246694.9026 | 2685391.9153 | 1246693.6773
122 | 2685395.6584 | 1246694.9026 | 2685390.6377 | 1246700.4566 | 2685381.913 | 1246713.5073 | 2685381.3436 | 1246715.059
123 | 2685416.2444 | 1246697.5454 | 2685409.6738 | 1246698.4626 | 2685408.2894 | 1246698.2502
124 | 2685381.3436 | 1246715.059 | 2685377.9027 | 1246724.4355 | 2685376.1553 | 1246731.4155 | 2685376.2085 | 1246735.3956
125 | 2685416.2444 | 1246697.5454 | 2685416.2444 | 1246697.5454 | 2685417.1551 | 1246697.1273
126 | 2685382.3105 | 1246750.0828 | 2685378.1216 | 1246743.853 | 2685376.2426 | 1246737.9438 | 2685376.2085 | 1246735.3956
127 | 2685421.5983 | 1246695.0873 | 2685417.1551 | 1246697.1273
128 | 2685382.3105 | 1246750.0828 | 2685391.2028 | 1246763.3076
129 | 2685412.7667 | 1246623.2849 | 2685398.3859 | 1246628.4915
130 | 2685402.107 | 1246779.5247 | 2685391.2028 | 1246763.3076
131 | 2685421.5983 | 1246695.0873 | 2685421.5983 | 1246695.0873 | 2685433.0255 | 1246684.811 | 2685438.7971 | 1246676.7987
132 | 2685438.7971 | 1246676.7987 | 2685443.927 | 1246669.6772
133 | 2685449.5303 | 1246661.8985 | 2685443.927 | 1246669.6772
134 | 2685449.5303 | 1246661.8985 | 2685455.3905 | 1246655.7593

## bus_geodata
| x | y | coords
0 | 2685359.1203 | 1246493.7641
1 | 2685343.9343 | 1246484.8807
2 | 2685368.6646 | 1246499.3472
3 | 2685335.9895 | 1246501.3553
4 | 2685325.5623 | 1246522.9776
5 | 2685451.1779 | 1246473.7276
6 | 2685458.5308 | 1246476.7357
7 | 2685444.7771 | 1246484.0937
8 | 2685399.8169 | 1246566.7344
9 | 2685400.3444 | 1246572.0681
10 | 2685395.8873 | 1246566.8112
11 | 2685495.5849 | 1246485.2983
12 | 2685494.3164 | 1246488.3934
13 | 2685453.6532 | 1246485.0792
14 | 2685533.8374 | 1246501.9065
15 | 2685541.8182 | 1246505.3686
16 | 2685522.5767 | 1246501.1251
17 | 2685586.3098 | 1246533.0308
18 | 2685269.2084 | 1246652.9635
19 | 2685280.3278 | 1246661.9633
20 | 2685265.7817 | 1246657.4731
21 | 2685272.0838 | 1246642.1413
22 | 2685268.3578 | 1246639.0965
23 | 2685264.7383 | 1246635.9978
24 | 2685285.9775 | 1246613.7423
25 | 2685307.3215 | 1246553.3704
26 | 2685298.8599 | 1246571.1906
27 | 2685321.7875 | 1246530.8052
28 | 2685434.3685 | 1246500.9502
29 | 2685382.8534 | 1246579.7347
30 | 2685418.2284 | 1246571.2684
31 | 2685403.0804 | 1246551.5589
32 | 2685433.0444 | 1246518.8397
33 | 2685433.2496 | 1246518.509
34 | 2685502.6308 | 1246492.1985
35 | 2685443.1401 | 1246502.5645
36 | 2685553.0304 | 1246574.2893
37 | 2685513.5619 | 1246538.0154
38 | 2685510.5488 | 1246541.4966
39 | 2685270.6839 | 1246748.615
40 | 2685275.0585 | 1246740.9601
41 | 2685248.2566 | 1246631.0173
42 | 2685292.2372 | 1246670.7681
43 | 2685297.209 | 1246607.2484
44 | 2685288.9136 | 1246602.3761
45 | 2685546.6609 | 1246626.6155
46 | 2685572.9286 | 1246628.8975
47 | 2685519.0384 | 1246626.4518
48 | 2685580.4738 | 1246619.3489
49 | 2685504.9306 | 1246622.239
50 | 2685479.7294 | 1246786.8705
51 | 2685492.3239 | 1246733.8906
52 | 2685471.7356 | 1246791.6588
53 | 2685483.9985 | 1246736.0055
54 | 2685485.5996 | 1246725.5653
55 | 2685478.7627 | 1246631.2748
56 | 2685482.3327 | 1246625.83
57 | 2685475.522 | 1246634.6698
58 | 2685489.9789 | 1246614.1683
59 | 2685545.1272 | 1246583.3628
60 | 2685424.5956 | 1246843.0288
61 | 2685354.7553 | 1246809.9544
62 | 2685461.2251 | 1246649.647
63 | 2685476.3187 | 1246601.3736
64 | 2685490.6355 | 1246564.5041
65 | 2685477.5984 | 1246579.5669
66 | 2685500.7377 | 1246552.8322
67 | 2685466.603 | 1246592.2708
68 | 2685457.8634 | 1246587.8513
69 | 2685457.1528 | 1246587.492
70 | 2685454.5965 | 1246586.1993
71 | 2685376.8679 | 1246579.5925
72 | 2685366.5278 | 1246583.7122
73 | 2685344.0718 | 1246589.3148
74 | 2685367.5309 | 1246586.4508
75 | 2685353.8571 | 1246589.5252
76 | 2685411.4131 | 1246538.1262
77 | 2685285.2853 | 1246600.9451
78 | 2685299.4931 | 1246577.036
79 | 2685386.3326 | 1246634.835
80 | 2685388.1009 | 1246634.223
81 | 2685373.4709 | 1246639.2865
82 | 2685424.4681 | 1246516.9838
83 | 2685303.5715 | 1246568.5787
84 | 2685316.9721 | 1246540.7907
85 | 2685318.3172 | 1246538.0015
86 | 2685287.0967 | 1246596.5922
87 | 2685283.6302 | 1246604.7058
88 | 2685289.6364 | 1246590.6587
89 | 2685323.5064 | 1246596.1023
90 | 2685299.1191 | 1246675.856
91 | 2685295.9791 | 1246673.5345
92 | 2685308.3669 | 1246682.693
93 | 2685317.6103 | 1246688.3438
94 | 2685290.5861 | 1246713.8409
95 | 2685324.5711 | 1246692.7628
96 | 2685286.5857 | 1246720.8222
97 | 2685324.6897 | 1246692.8386
98 | 2685279.6014 | 1246733.0107
99 | 2685441.6633 | 1246504.9452
100 | 2685437.4552 | 1246511.7291
101 | 2685360.8905 | 1246646.5618
102 | 2685370.3284 | 1246638.7409
103 | 2685376.7011 | 1246651.9489
104 | 2685350.0758 | 1246646.2449
105 | 2685375.5583 | 1246683.6997
106 | 2685345.9478 | 1246647.7745
107 | 2685377.3708 | 1246694.7614
108 | 2685396.2333 | 1246631.4084
109 | 2685325.0652 | 1246616.9152
110 | 2685342.9629 | 1246702.3941
111 | 2685349.7541 | 1246702.9478
112 | 2685361.8528 | 1246699.8035
113 | 2685428.3825 | 1246573.9644
114 | 2685432.6388 | 1246575.8516
115 | 2685451.4182 | 1246584.5921
116 | 2685397.1007 | 1246695.4531
117 | 2685403.96 | 1246697.586
118 | 2685395.6584 | 1246694.9026
119 | 2685408.2894 | 1246698.2502
120 | 2685391.9153 | 1246693.6773
121 | 2685381.3436 | 1246715.059
122 | 2685416.2444 | 1246697.5454
123 | 2685376.2085 | 1246735.3956
124 | 2685417.1551 | 1246697.1273
125 | 2685382.3105 | 1246750.0828
126 | 2685398.3859 | 1246628.4915
127 | 2685412.7667 | 1246623.2849
128 | 2685391.2028 | 1246763.3076
129 | 2685402.107 | 1246779.5247
130 | 2685344.0633 | 1246803.3068
131 | 2685421.5983 | 1246695.0873
132 | 2685438.7971 | 1246676.7987
133 | 2685443.927 | 1246669.6772
134 | 2685449.5303 | 1246661.8985
135 | 2685455.3905 | 1246655.7593
136 | 2685373.4709 | 1246639.2865

## line_std_types
| c_nf_per_km | r_ohm_per_km | x_ohm_per_km | max_i_ka | type | q_mm2 | alpha | voltage_rating
NAYY 4x50 SE | 210 | 0.642 | 0.083 | 0.142 | cs | 50 | 0.00403 | LV
NAYY 4x120 SE | 264 | 0.225 | 0.08 | 0.242 | cs | 120 | 0.00403 | LV
NAYY 4x150 SE | 261 | 0.208 | 0.08 | 0.27 | cs | 150 | 0.00403 | LV
NA2XS2Y 1x95 RM/25 12/20 kV | 216 | 0.313 | 0.132 | 0.252 | cs | 95 | 0.00403 | MV
NA2XS2Y 1x185 RM/25 12/20 kV | 273 | 0.161 | 0.117 | 0.362 | cs | 185 | 0.00403 | MV
NA2XS2Y 1x240 RM/25 12/20 kV | 304 | 0.122 | 0.112 | 0.421 | cs | 240 | 0.00403 | MV
NA2XS2Y 1x95 RM/25 6/10 kV | 315 | 0.313 | 0.123 | 0.249 | cs | 95 | 0.00403 | MV
NA2XS2Y 1x185 RM/25 6/10 kV | 406 | 0.161 | 0.11 | 0.358 | cs | 185 | 0.00403 | MV
NA2XS2Y 1x240 RM/25 6/10 kV | 456 | 0.122 | 0.105 | 0.416 | cs | 240 | 0.00403 | MV
NA2XS2Y 1x150 RM/25 12/20 kV | 250 | 0.206 | 0.116 | 0.319 | cs | 150 | 0.00403 | MV
NA2XS2Y 1x120 RM/25 12/20 kV | 230 | 0.253 | 0.119 | 0.283 | cs | 120 | 0.00403 | MV
NA2XS2Y 1x70 RM/25 12/20 kV | 190 | 0.443 | 0.132 | 0.22 | cs | 70 | 0.00403 | MV
NA2XS2Y 1x150 RM/25 6/10 kV | 360 | 0.206 | 0.11 | 0.315 | cs | 150 | 0.00403 | MV
NA2XS2Y 1x120 RM/25 6/10 kV | 340 | 0.253 | 0.113 | 0.28 | cs | 120 | 0.00403 | MV
NA2XS2Y 1x70 RM/25 6/10 kV | 280 | 0.443 | 0.123 | 0.217 | cs | 70 | 0.00403 | MV
N2XS(FL)2Y 1x120 RM/35 64/110 kV | 112 | 0.153 | 0.166 | 0.366 | cs | 120 | 0.00393 | HV
N2XS(FL)2Y 1x185 RM/35 64/110 kV | 125 | 0.099 | 0.156 | 0.457 | cs | 185 | 0.00393 | HV
N2XS(FL)2Y 1x240 RM/35 64/110 kV | 135 | 0.075 | 0.149 | 0.526 | cs | 240 | 0.00393 | HV
N2XS(FL)2Y 1x300 RM/35 64/110 kV | 144 | 0.06 | 0.144 | 0.588 | cs | 300 | 0.00393 | HV
15-AL1/3-ST1A 0.4 | 11 | 1.8769 | 0.35 | 0.105 | ol | 16 | 0.00403 | LV
24-AL1/4-ST1A 0.4 | 11.25 | 1.2012 | 0.335 | 0.14 | ol | 24 | 0.00403 | LV
48-AL1/8-ST1A 0.4 | 12.2 | 0.5939 | 0.3 | 0.21 | ol | 48 | 0.00403 | LV
94-AL1/15-ST1A 0.4 | 13.2 | 0.306 | 0.29 | 0.35 | ol | 94 | 0.00403 | LV
34-AL1/6-ST1A 10.0 | 9.7 | 0.8342 | 0.36 | 0.17 | ol | 34 | 0.00403 | MV
48-AL1/8-ST1A 10.0 | 10.1 | 0.5939 | 0.35 | 0.21 | ol | 48 | 0.00403 | MV
70-AL1/11-ST1A 10.0 | 10.4 | 0.4132 | 0.339 | 0.29 | ol | 70 | 0.00403 | MV
94-AL1/15-ST1A 10.0 | 10.75 | 0.306 | 0.33 | 0.35 | ol | 94 | 0.00403 | MV
122-AL1/20-ST1A 10.0 | 11.1 | 0.2376 | 0.323 | 0.41 | ol | 122 | 0.00403 | MV
149-AL1/24-ST1A 10.0 | 11.25 | 0.194 | 0.315 | 0.47 | ol | 149 | 0.00403 | MV
34-AL1/6-ST1A 20.0 | 9.15 | 0.8342 | 0.382 | 0.17 | ol | 34 | 0.00403 | MV
48-AL1/8-ST1A 20.0 | 9.5 | 0.5939 | 0.372 | 0.21 | ol | 48 | 0.00403 | MV
70-AL1/11-ST1A 20.0 | 9.7 | 0.4132 | 0.36 | 0.29 | ol | 70 | 0.00403 | MV
94-AL1/15-ST1A 20.0 | 10 | 0.306 | 0.35 | 0.35 | ol | 94 | 0.00403 | MV
122-AL1/20-ST1A 20.0 | 10.3 | 0.2376 | 0.344 | 0.41 | ol | 122 | 0.00403 | MV
149-AL1/24-ST1A 20.0 | 10.5 | 0.194 | 0.337 | 0.47 | ol | 149 | 0.00403 | MV
184-AL1/30-ST1A 20.0 | 10.75 | 0.1571 | 0.33 | 0.535 | ol | 184 | 0.00403 | MV
243-AL1/39-ST1A 20.0 | 11 | 0.1188 | 0.32 | 0.645 | ol | 243 | 0.00403 | MV
48-AL1/8-ST1A 110.0 | 8 | 0.5939 | 0.46 | 0.21 | ol | 48 | 0.00403 | HV
70-AL1/11-ST1A 110.0 | 8.4 | 0.4132 | 0.45 | 0.29 | ol | 70 | 0.00403 | HV
94-AL1/15-ST1A 110.0 | 8.65 | 0.306 | 0.44 | 0.35 | ol | 94 | 0.00403 | HV
122-AL1/20-ST1A 110.0 | 8.5 | 0.2376 | 0.43 | 0.41 | ol | 122 | 0.00403 | HV
149-AL1/24-ST1A 110.0 | 8.75 | 0.194 | 0.41 | 0.47 | ol | 149 | 0.00403 | HV
184-AL1/30-ST1A 110.0 | 8.8 | 0.1571 | 0.4 | 0.535 | ol | 184 | 0.00403 | HV
243-AL1/39-ST1A 110.0 | 9 | 0.1188 | 0.39 | 0.645 | ol | 243 | 0.00403 | HV
305-AL1/39-ST1A 110.0 | 9.2 | 0.0949 | 0.38 | 0.74 | ol | 305 | 0.00403 | HV
490-AL1/64-ST1A 110.0 | 9.75 | 0.059 | 0.37 | 0.96 | ol | 490 | 0.00403 | HV
679-AL1/86-ST1A 110.0 | 9.95 | 0.042 | 0.36 | 1.15 | ol | 679 | 0.00403 | HV
490-AL1/64-ST1A 220.0 | 10 | 0.059 | 0.285 | 0.96 | ol | 490 | 0.00403 | HV
679-AL1/86-ST1A 220.0 | 11.7 | 0.042 | 0.275 | 1.15 | ol | 679 | 0.00403 | HV
490-AL1/64-ST1A 380.0 | 11 | 0.059 | 0.253 | 0.96 | ol | 490 | 0.00403 | HV
679-AL1/86-ST1A 380.0 | 14.6 | 0.042 | 0.25 | 1.15 | ol | 679 | 0.00403 | HV

## trafo_std_types
| i0_percent | pfe_kw | vkr_percent | sn_mva | vn_lv_kv | vn_hv_kv | vk_percent | shift_degree | vector_group | tap_side | tap_neutral | tap_min | tap_max | tap_step_degree | tap_step_percent | tap_phase_shifter
160 MVA 380/110 kV | 0.06 | 60 | 0.25 | 160 | 110 | 380 | 12.2 | 0 | Yy0 | hv | 0 | -9 | 9 | 0 | 1.5 | FALSE
100 MVA 220/110 kV | 0.06 | 55 | 0.26 | 100 | 110 | 220 | 12 | 0 | Yy0 | hv | 0 | -9 | 9 | 0 | 1.5 | FALSE
63 MVA 110/20 kV | 0.04 | 22 | 0.32 | 63 | 20 | 110 | 18 | 150 | YNd5 | hv | 0 | -9 | 9 | 0 | 1.5 | FALSE
40 MVA 110/20 kV | 0.05 | 18 | 0.34 | 40 | 20 | 110 | 16.2 | 150 | YNd5 | hv | 0 | -9 | 9 | 0 | 1.5 | FALSE
25 MVA 110/20 kV | 0.07 | 14 | 0.41 | 25 | 20 | 110 | 12 | 150 | YNd5 | hv | 0 | -9 | 9 | 0 | 1.5 | FALSE
63 MVA 110/10 kV | 0.04 | 22 | 0.32 | 63 | 10 | 110 | 18 | 150 | YNd5 | hv | 0 | -9 | 9 | 0 | 1.5 | FALSE
40 MVA 110/10 kV | 0.05 | 18 | 0.34 | 40 | 10 | 110 | 16.2 | 150 | YNd5 | hv | 0 | -9 | 9 | 0 | 1.5 | FALSE
25 MVA 110/10 kV | 0.07 | 14 | 0.41 | 25 | 10 | 110 | 12 | 150 | YNd5 | hv | 0 | -9 | 9 | 0 | 1.5 | FALSE
0.25 MVA 20/0.4 kV | 0.32 | 0.8 | 1.44 | 0.25 | 0.4 | 20 | 6 | 150 | Yzn5 | hv | 0 | -2 | 2 | 0 | 2.5 | FALSE
0.4 MVA 20/0.4 kV | 0.3375 | 1.35 | 1.425 | 0.4 | 0.4 | 20 | 6 | 150 | Dyn5 | hv | 0 | -2 | 2 | 0 | 2.5 | FALSE
0.63 MVA 20/0.4 kV | 0.2619 | 1.65 | 1.206 | 0.63 | 0.4 | 20 | 6 | 150 | Dyn5 | hv | 0 | -2 | 2 | 0 | 2.5 | FALSE
0.25 MVA 10/0.4 kV | 0.24 | 0.6 | 1.2 | 0.25 | 0.4 | 10 | 4 | 150 | Dyn5 | hv | 0 | -2 | 2 | 0 | 2.5 | FALSE
0.4 MVA 10/0.4 kV | 0.2375 | 0.95 | 1.325 | 0.4 | 0.4 | 10 | 4 | 150 | Dyn5 | hv | 0 | -2 | 2 | 0 | 2.5 | FALSE
0.63 MVA 10/0.4 kV | 0.1873 | 1.18 | 1.0794 | 0.63 | 0.4 | 10 | 4 | 150 | Dyn5 | hv | 0 | -2 | 2 | 0 | 2.5 | FALSE

## trafo3w_std_types
| sn_hv_mva | sn_mv_mva | sn_lv_mva | vn_hv_kv | vn_mv_kv | vn_lv_kv | vk_hv_percent | vk_mv_percent | vk_lv_percent | vkr_hv_percent | vkr_mv_percent | vkr_lv_percent | pfe_kw | i0_percent | shift_mv_degree | shift_lv_degree | vector_group | tap_side | tap_neutral | tap_min | tap_max | tap_step_percent
63/25/38 MVA 110/20/10 kV | 63 | 25 | 38 | 110 | 20 | 10 | 10.4 | 10.4 | 10.4 | 0.28 | 0.32 | 0.35 | 35 | 0.89 | 0 | 0 | YN0yn0yn0 | hv | 0 | -10 | 10 | 1.2
63/25/38 MVA 110/10/10 kV | 63 | 25 | 38 | 110 | 10 | 10 | 10.4 | 10.4 | 10.4 | 0.28 | 0.32 | 0.35 | 35 | 0.89 | 0 | 0 | YN0yn0yn0 | hv | 0 | -10 | 10 | 1.2

## fuse_std_types
| fuse_type | i_rated_a | t_avg | t_min | t_total | x_avg | x_min | x_total
HV 100A | HV 100A | 100 | 0 | [10.0, 3.64, 0.854, 0.281, 0.1, 0.0531, 0.022, 0.01] | [10.0, 4.267, 1.21, 0.403, 0.1, 0.058, 0.022, 0.01] | 0 | [300.0, 350.0, 450.0, 550.0, 700.0, 850.0, 1200.0, 1752.0] | [600.0, 700.0, 900.0, 1150.0, 1665.0, 2000.0, 3000.0, 4313.0]
HV 10A | HV 10A | 10 | 0 | [10.0, 1675.0, 0.344, 0.156, 0.1, 0.0417, 0.0171, 0.01] | [10.0, 1.3, 0.3, 0.155, 0.1, 0.0555, 0.023, 0.01] | 0 | [30.0, 32.0, 35.0, 37.0, 39.0, 50.0, 70.0, 88.0] | [60.0, 70.0, 80.0, 87.0, 94.0, 110.0, 150.0, 216.0]
HV 125A | HV 125A | 125 | 0 | [10.0, 1.82, 0.344, 0.1, 0.0467, 0.0269, 0.01] | [10.0, 2.478, 0.426, 0.1, 0.0427, 0.0211, 0.01] | 0 | [375.0, 500.0, 700.0, 925.0, 1200.0, 1500.0, 2341.0] | [750.0, 1000.0, 1500.0, 2200.0, 3000.0, 4000.0, 5765.0]
HV 160A | HV 160A | 160 | 0 | [10.0, 4.15, 1.03, 0.198, 0.1, 0.051, 0.0172, 0.01] | [10.0, 2.3, 0.734, 0.274, 0.1, 0.046, 0.0177, 0.01] | 0 | [480.0, 550.0, 700.0, 1000.0, 1260.0, 1600.0, 2500.0, 3227.0] | [960.0, 1300.0, 1700.0, 2200.0, 2996.0, 4000.0, 6000.0, 7946.0]
HV 16A | HV 16A | 16 | 0 | [10.0, 0.352, 0.164, 0.1, 0.0649, 0.0342, 0.01] | [10.0, 2.34, 0.722, 0.181, 0.1, 0.055, 0.0296, 0.01] | 0 | [48.0, 60.0, 65.0, 71.0, 80.0, 100.0, 162.0] | [96.0, 110.0, 125.0, 150.0, 168.0, 200.0, 250.0, 398.0]
HV 200A | HV 200A | 200 | 0 | [10.0, 4.267, 1.21, 0.403, 0.1, 0.058, 0.022, 0.01] | [10.0, 3.73, 1.654, 0.328, 0.1, 0.0531, 0.019, 0.01] | 0 | [600.0, 700.0, 900.0, 1150.0, 1665.0, 2000.0, 3000.0, 4313.0] | [1200.0, 1500.0, 1800.0, 2700.0, 3960.0, 5000.0, 7500.0, 10620.0]
HV 20A | HV 20A | 20 | 0 | [10.0, 1.3, 0.3, 0.155, 0.1, 0.0555, 0.023, 0.01] | [10.0, 1.3, 0.161, 0.1, 0.0611, 0.0399, 0.0141, 0.01] | 0 | [60.0, 70.0, 80.0, 87.0, 94.0, 110.0, 150.0, 216.0] | [120.0, 150.0, 200.0, 223.0, 260.0, 300.0, 450.0, 532.0]
HV 25A | HV 25A | 25 | 0 | [10.0, 2.512, 0.833, 0.299, 0.1, 0.0372, 0.0223, 0.01] | [10.0, 3.125, 0.597, 0.198, 0.1, 0.0378, 0.022, 0.01] | 0 | [75.0, 82.0, 90.0, 100.0, 124.0, 170.0, 200.0, 289.0] | [150.0, 170.0, 210.0, 250.0, 294.0, 400.0, 500.0, 711.0]
HV 31.5A | HV 31.5A | 31.5 | 0 | [10.0, 2.34, 0.722, 0.181, 0.1, 0.055, 0.0296, 0.01] | [10.0, 2.84, 0.368, 0.164, 0.1, 0.0621, 0.0378, 0.0195, 0.01] | 0 | [95.0, 110.0, 125.0, 150.0, 165.0, 200.0, 250.0, 390.0] | [189.0, 220.0, 300.0, 350.0, 393.0, 450.0, 530.0, 700.0, 960.0]
HV 40A | HV 40A | 40 | 0 | [10.0, 1.3, 0.161, 0.1, 0.0611, 0.0399, 0.0141, 0.01] | [10.0, 2.05, 0.369, 0.198, 0.1, 0.051, 0.0298, 0.01] | 0 | [120.0, 150.0, 200.0, 223.0, 260.0, 300.0, 450.0, 532.0] | [240.0, 300.0, 400.0, 450.0, 530.0, 650.0, 800.0, 1311.0]
HV 50A | HV 50A | 50 | 0 | [10.0, 3.215, 0.597, 0.198, 0.1, 0.0378, 0.022, 0.01] | [10.0, 3.64, 0.854, 0.281, 0.1, 0.0531, 0.022, 0.01] | 0 | [150.0, 170.0, 210.0, 250.0, 294.0, 400.0, 500.0, 711.0] | [300.0, 350.0, 450.0, 550.0, 700.0, 850.0, 1200.0, 1752.0]
HV 6.3A | HV 6.3A | 6.3 | 0 | [10.0, 1.39, 0.344, 0.168, 0.1, 0.056, 0.0263, 0.01] | [10.0, 1.711, 0.516, 0.198, 0.1, 0.0634, 0.0303, 0.01] | 0 | [19.0, 19.5, 20.4, 20.8, 22.0, 25.0, 32.0, 48.0] | [38.0, 40.0, 43.0, 48.0, 53.0, 60.0, 75.0, 118.0]
HV 63A | HV 63A | 63 | 0 | [10.0, 2.84, 0.368, 0.164, 0.1, 0.0621, 0.0378, 0.0195, 0.01] | [10.0, 1.82, 0.344, 0.1, 0.0467, 0.0269, 0.01] | 0 | [189.0, 220.0, 300.0, 350.0, 393.0, 450.0, 530.0, 700.0, 961.0] | [378.0, 500.0, 700.0, 934.0, 1200.0, 1500.0, 2366.0]
HV 80A | HV 80A | 80 | 0 | [10.0, 2.05, 0.369, 0.198, 0.1, 0.051, 0.0298, 0.01] | [10.0, 4.15, 1.03, 0.198, 0.1, 0.051, 0.0172, 0.01] | 0 | [240.0, 300.0, 400.0, 450.0, 530.0, 650.0, 800.0, 1311.0] | [480.0, 550.0, 700.0, 1000.0, 1260.0, 1600.0, 2500.0, 3227.0]
Siemens NH-1-100 | Siemens NH-1-100 | 100 | [5400.0, 2000.0, 400.0, 20.0, 1.0, 0.2, 0.012, 0.004] | 0 | 0 | [150.0, 190.0, 250.0, 430.0, 900.0, 1250.0, 2700.0, 3600.0] | 0 | 0
Siemens NH-1-125 | Siemens NH-1-125 | 125 | [4800.0, 120.0, 7.0, 0.1, 0.004] | 0 | 0 | [180.0, 400.0, 740.0, 2000.0, 4250.0] | 0 | 0
Siemens NH-1-16 | Siemens NH-1-16 | 16 | [4000.0, 400.0, 2.0, 0.1, 0.04, 0.01] | 0 | 0 | [26.0, 35.0, 75.0, 150.0, 200.0, 300.0] | 0 | 0
Siemens NH-1-160 | Siemens NH-1-160 | 160 | [4800.0, 120.0, 7.0, 0.1, 0.004] | 0 | 0 | [210.0, 500.0, 900.0, 2300.0, 5000.0] | 0 | 0
Siemens NH-1-25 | Siemens NH-1-25 | 25 | [4000.0, 1000.0, 10.0, 0.2, 0.02, 0.01] | 0 | 0 | [40.0, 50.0, 100.0, 210.0, 400.0, 500.0] | 0 | 0
Siemens NH-1-50 | Siemens NH-1-50 | 50 | [4000.0, 40.0, 4.0, 1.0, 0.02, 0.01] | 0 | 0 | [86.0, 200.0, 300.0, 400.0, 1000.0, 1280.0] | 0 | 0
Siemens NH-1-63 | Siemens NH-1-63 | 63 | [4000.0, 100.0, 10.0, 2.0, 0.04, 0.01] | 0 | 0 | [100.0, 200.0, 300.0, 400.0, 1000.0, 1500.0] | 0 | 0
Siemens NH-1-80 | Siemens NH-1-80 | 80 | [4800.0, 120.0, 7.0, 0.1, 0.01] | 0 | 0 | [150.58, 250.0, 450.0, 1150.0, 2470.0] | 0 | 0
Siemens NH-2-1000 | Siemens NH-2-1000 | 1000 | [4800.0, 120.0, 7.0, 0.1, 0.004] | 0 | 0 | [1900.0, 3500.0, 8400.0, 24000.0, 52000.0] | 0 | 0
Siemens NH-2-200 | Siemens NH-2-200 | 200 | [4800.0, 120.0, 7.0, 0.1, 0.004] | 0 | 0 | [280.0, 650.0, 1200.0, 3000.0, 7000.0] | 0 | 0
Siemens NH-2-224 | Siemens NH-2-224 | 224 | [4800.0, 120.0, 7.0, 0.2, 0.04, 0.004] | 0 | 0 | [400.0, 750.0, 1453.0, 3025.0, 4315.0, 7600.0] | 0 | 0
Siemens NH-2-250 | Siemens NH-2-250 | 250 | [4800.0, 120.0, 7.0, 0.1, 0.004] | 0 | 0 | [450.0, 800.0, 1650.0, 4000.0, 8500.0] | 0 | 0
Siemens NH-2-315 | Siemens NH-2-315 | 315 | [4800.0, 120.0, 7.0, 0.1, 0.004] | 0 | 0 | [550.0, 920.0, 1900.0, 5000.0, 11000.0] | 0 | 0
Siemens NH-2-355 | Siemens NH-2-355 | 355 | [4800.0, 120.0, 6.0, 0.1, 0.004] | 0 | 0 | [650.0, 1116.27, 2350.0, 5840.0, 12790.0] | 0 | 0
Siemens NH-2-400 | Siemens NH-2-400 | 400 | [4800.0, 120.0, 7.0, 0.1, 0.004] | 0 | 0 | [720.0, 1350.0, 2800.0, 6500.0, 15000.0] | 0 | 0
Siemens NH-2-425 | Siemens NH-2-425 | 425 | [4800.0, 120.0, 7.0, 0.1, 0.004] | 0 | 0 | [850.0, 1500.0, 3050.0, 7500.0, 16500.0] | 0 | 0
Siemens NH-2-630 | Siemens NH-2-630 | 630 | [4800.0, 120.0, 7.0, 0.1, 0.004] | 0 | 0 | [1200.0, 2000.0, 4800.0, 12000.0, 26000.0] | 0 | 0

## res_bus
| vm_pu | va_degree | p_mw | q_mvar
0 | 0.97467 | -0.48871 | 0.0068668 | 0.001721
1 | 0.97498 | -0.48267 | 0 | 0
2 | 0.97455 | -0.49112 | 0.01187 | 0.002975
3 | 0.97529 | -0.47638 | 0.007138 | 0.0017889
4 | 0.97587 | -0.46501 | 0.0034779 | 0.00087164
5 | 0.97296 | -0.52177 | 0 | 0
6 | 0.97268 | -0.52717 | 0 | 0
7 | 0.97337 | -0.5135 | 0.0045377 | 0.0011373
8 | 0.97815 | -0.41978 | 0 | 0
9 | 0.97846 | -0.41362 | 0 | 0
10 | 0.97792 | -0.42429 | 0 | 0
11 | 0.97186 | -0.54339 | 0 | 0
12 | 0.9718 | -0.54466 | 0.0029788 | 0.00074657
13 | 0.97254 | -0.53007 | 0.0043344 | 0.0010863
14 | 0.97123 | -0.5558 | 0 | 0
15 | 0.97116 | -0.55734 | 0 | 0
16 | 0.97136 | -0.55335 | 0.0045339 | 0.0011363
17 | 0.97069 | -0.56663 | 0 | 0
18 | 0.98497 | -0.28727 | 0 | 0
19 | 0.98667 | -0.25448 | 0 | 0
20 | 0.98493 | -0.28816 | 0.0087316 | 0.0021883
21 | 0.98365 | -0.3129 | 0.0052442 | 0.0013143
22 | 0.98314 | -0.3228 | 0 | 0
23 | 0.98312 | -0.32333 | 0 | 0
24 | 0.98006 | -0.38296 | 0 | 0
25 | 0.97726 | -0.43774 | 0.018693 | 0.004685
26 | 0.9776 | -0.43101 | 0.018689 | 0.0046839
27 | 0.97611 | -0.46034 | 0.0027934 | 0.0007001
28 | 0.97414 | -0.4984 | 0.0044827 | 0.0011235
29 | 0.97807 | -0.42145 | 0.0056367 | 0.0014127
30 | 0.9799 | -0.3856 | 0.0027822 | 0.00069729
31 | 0.97691 | -0.44406 | 0.0083114 | 0.002083
32 | 0.97219 | -0.53687 | 0.0020901 | 0.00052382
33 | 0.97219 | -0.53685 | 0.0032879 | 0.00082403
34 | 0.97165 | -0.54764 | 0.0034969 | 0.0008764
35 | 0.97231 | -0.53456 | 0.003047 | 0.00076364
36 | 0.97021 | -0.57608 | 0.005493 | 0.0013767
37 | 0.98389 | -0.30808 | 0.0031936 | 0.00080039
38 | 0.98391 | -0.30781 | 0.0029145 | 0.00073045
39 | 0.98901 | -0.20963 | 0.0075448 | 0.0018909
40 | 0.98907 | -0.20844 | 0.0017459 | 0.00043756
41 | 0.98301 | -0.32543 | 0.0062901 | 0.0015765
42 | 0.98843 | -0.22058 | 0.002028 | 0.00050826
43 | 0.97991 | -0.38575 | 0.005794 | 0.0014521
44 | 0.97901 | -0.40342 | 0 | 0
45 | 0.98788 | -0.23103 | 0.0016986 | 0.00042572
46 | 0.98783 | -0.23203 | 0 | 0
47 | 0.98798 | -0.22913 | 0 | 0
48 | 0.98781 | -0.2325 | 0.0021387 | 0.00053601
49 | 0.98803 | -0.22812 | 0.0024959 | 0.00062554
50 | 0.98456 | -0.29647 | 0 | 0
51 | 0.98386 | -0.31016 | 0 | 0
52 | 0.98463 | -0.29527 | 0.0037996 | 0.00095228
53 | 0.98384 | -0.31065 | 0.0030271 | 0.00075865
54 | 0.98382 | -0.31096 | 0.0041147 | 0.0010312
55 | 0.98873 | -0.2146 | 0 | 0
56 | 0.98854 | -0.21833 | 0.0019304 | 0.0004838
57 | 0.98887 | -0.21192 | 0.0016954 | 0.00042491
58 | 0.98813 | -0.22619 | 0 | 0
59 | 0.97016 | -0.577 | 0.0041217 | 0.001033
60 | 0.98533 | -0.28147 | 0 | 0
61 | 0.98624 | -0.26373 | 0 | 0
62 | 0.9895 | -0.19993 | 0.0018897 | 0.0004736
63 | 0.98604 | -0.26638 | 0.0021272 | 0.00053312
64 | 0.98412 | -0.30368 | 0.0033746 | 0.00084575
65 | 0.98435 | -0.29926 | 0.0032465 | 0.00081364
66 | 0.98399 | -0.30616 | 0.002833 | 0.00071002
67 | 0.98459 | -0.29456 | 0 | 0
68 | 0.98365 | -0.3126 | 0.0019225 | 0.00048182
69 | 0.98358 | -0.31404 | 0.0016974 | 0.0004254
70 | 0.98332 | -0.31914 | 0.0012098 | 0.00030321
71 | 0.97767 | -0.42916 | 0.0091313 | 0.0022885
72 | 0.97777 | -0.4273 | 0 | 0
73 | 0.97768 | -0.42908 | 0.0042166 | 0.0010568
74 | 0.9778 | -0.42659 | 0 | 0
75 | 0.97776 | -0.4275 | 0.0035312 | 0.00088501
76 | 0.9761 | -0.45991 | 0.0051731 | 0.0012965
77 | 0.97882 | -0.40709 | 0 | 0
78 | 0.97788 | -0.42547 | 0.0031172 | 0.00078125
79 | 1 | 0 | -0.44263 | -0.11317
80 | 0.99998 | -0.00031735 | 0.0019645 | 0.00049234
81 | 0.99867 | -0.02514 | 0 | 0
82 | 0.97495 | -0.48252 | 0.0037567 | 0.00094152
83 | 0.97753 | -0.43248 | 0.0033671 | 0.00084389
84 | 0.97645 | -0.45366 | 0.0024797 | 0.00062147
85 | 0.97635 | -0.45564 | 0.0029545 | 0.00074046
86 | 0.97861 | -0.41133 | 0.0067578 | 0.0016937
87 | 0.97881 | -0.40728 | 0.0024727 | 0.00061971
88 | 0.97835 | -0.41634 | 0.0052273 | 0.0013101
89 | 0.97975 | -0.38892 | 0 | 0
90 | 0.98949 | -0.20013 | 0.0021017 | 0.00052674
91 | 0.98899 | -0.20979 | 0.0087395 | 0.0021903
92 | 0.99025 | -0.18572 | 0 | 0
93 | 0.99066 | -0.17776 | 0.0021026 | 0.00052696
94 | 0.98945 | -0.20124 | 0.0041311 | 0.0010353
95 | 0.99098 | -0.17164 | 0.002097 | 0.00052555
96 | 0.9893 | -0.20414 | 0.0090504 | 0.0022682
97 | 0.99098 | -0.17153 | 0.0039386 | 0.0009871
98 | 0.98915 | -0.20693 | 0.0018594 | 0.00046602
99 | 0.97228 | -0.53502 | 0.0018342 | 0.0004597
100 | 0.97223 | -0.53606 | 0.0016816 | 0.00042146
101 | 0.99861 | -0.026365 | 0.0045645 | 0.001144
102 | 0.99865 | -0.025552 | 0.0030936 | 0.00077533
103 | 0.99742 | -0.048791 | 0.0019158 | 0.00048015
104 | 0.99856 | -0.027179 | 0.0022068 | 0.00055308
105 | 0.99436 | -0.10695 | 0.0020975 | 0.00052569
106 | 0.99855 | -0.027341 | 0.0021028 | 0.00052701
107 | 0.9933 | -0.1272 | 0 | 0
108 | 0.99992 | -0.0014822 | 0.0015112 | 0.00037875
109 | 0.97963 | -0.39138 | 0.0060806 | 0.001524
110 | 0.99181 | -0.15561 | 0.0032083 | 0.00080408
111 | 0.99209 | -0.15028 | 0.0032509 | 0.00081476
112 | 0.99261 | -0.14033 | 0.0021033 | 0.00052714
113 | 0.98077 | -0.36862 | 0.0029989 | 0.0007516
114 | 0.98117 | -0.36091 | 0.0033881 | 0.00084913
115 | 0.98299 | -0.3254 | 0.0026528 | 0.00066486
116 | 0.99227 | -0.14689 | 0.0014195 | 0.00035575
117 | 0.99202 | -0.15167 | 0.0010656 | 0.00026707
118 | 0.99232 | -0.14586 | 0 | 0
119 | 0.99187 | -0.15455 | 0.0012827 | 0.00032147
120 | 0.99253 | -0.14195 | 0.0023968 | 0.00060069
121 | 0.99066 | -0.17803 | 0.0048077 | 0.0012049
122 | 0.9916 | -0.15979 | 0.0018602 | 0.00046621
123 | 0.98933 | -0.20371 | 0.0038926 | 0.00097558
124 | 0.99156 | -0.16044 | 0.0009987 | 0.0002503
125 | 0.98837 | -0.22236 | 0.0091829 | 0.0023015
126 | 0.9999 | -0.0019467 | 0.0035549 | 0.00089094
127 | 0.99986 | -0.0026663 | 0.0026985 | 0.00067631
128 | 0.98756 | -0.23806 | 0.039188 | 0.0098214
129 | 0.98728 | -0.24364 | 0 | 0
130 | 0.98617 | -0.26516 | 0.0050252 | 0.0012594
131 | 0.9914 | -0.16356 | 0.0070825 | 0.001775
132 | 0.99059 | -0.17894 | 0.0014063 | 0.00035245
133 | 0.99032 | -0.18424 | 0.0023409 | 0.00058668
134 | 0.99002 | -0.18993 | 0 | 0
135 | 0.98976 | -0.19497 | 0.0016609 | 0.00041627
136 | 0.99998 | 149.9956 | 0 | 0

## res_line
| p_from_mw | q_from_mvar | p_to_mw | q_to_mvar | pl_mw | ql_mvar | i_from_ka | i_to_ka | i_ka | vm_from_pu | va_from_degree | vm_to_pu | va_to_degree | loading_percent
0 | -0.018738 | -0.0046967 | 0.018744 | 0.0046999 | 5.3995e-06 | 3.2363e-06 | 0.028608 | 0.028608 | 0.028608 | 0.97467 | -0.48871 | 0.97498 | -0.48267 | 7.8593
1 | 0.011872 | 0.0029757 | -0.01187 | -0.002975 | 1.3621e-06 | 7.3395e-07 | 0.018124 | 0.018124 | 0.018124 | 0.97467 | -0.48871 | 0.97455 | -0.49112 | 4.9792
2 | -0.018744 | -0.0046999 | 0.018749 | 0.0047033 | 5.6133e-06 | 3.3643e-06 | 0.028608 | 0.028608 | 0.028608 | 0.97498 | -0.48267 | 0.97529 | -0.47638 | 7.8593
3 | -0.025887 | -0.0064922 | 0.025901 | 0.0065009 | 1.4044e-05 | 8.6884e-06 | 0.039498 | 0.039498 | 0.039498 | 0.97529 | -0.47638 | 0.97587 | -0.46501 | 10.8511
4 | -0.029379 | -0.0073725 | 0.029386 | 0.0073766 | 6.541e-06 | 4.0776e-06 | 0.044801 | 0.044801 | 0.044801 | 0.97587 | -0.46501 | 0.97611 | -0.46034 | 12.308
5 | 0.036949 | 0.009276 | -0.036939 | -0.00927 | 9.515e-06 | 5.991e-06 | 0.056514 | 0.056514 | 0.056514 | 0.97296 | -0.52177 | 0.97268 | -0.52717 | 15.5259
6 | -0.036949 | -0.009276 | 0.036963 | 0.0092852 | 1.4592e-05 | 9.1873e-06 | 0.056514 | 0.056514 | 0.056514 | 0.97296 | -0.52177 | 0.97337 | -0.5135 | 15.5259
7 | 0.016281 | 0.0040819 | -0.016278 | -0.0040806 | 2.2483e-06 | 1.319e-06 | 0.024907 | 0.024907 | 0.024907 | 0.97268 | -0.52717 | 0.97254 | -0.53007 | 6.8426
8 | 0.020658 | 0.0051881 | -0.020642 | -0.0051784 | 1.5971e-05 | 9.6926e-06 | 0.031607 | 0.031608 | 0.031608 | 0.97268 | -0.52717 | 0.97186 | -0.54339 | 8.6834
9 | -0.041501 | -0.010422 | 0.041531 | 0.010441 | 2.991e-05 | 1.8896e-05 | 0.063451 | 0.063451 | 0.063451 | 0.97337 | -0.5135 | 0.97414 | -0.4984 | 17.4316
10 | -0.063459 | -0.016016 | 0.063478 | 0.016027 | 1.8748e-05 | 1.1931e-05 | 0.096578 | 0.096577 | 0.096578 | 0.97815 | -0.41978 | 0.97846 | -0.41362 | 26.5323
11 | 0.063459 | 0.016016 | -0.063445 | -0.016007 | 1.3708e-05 | 8.7236e-06 | 0.096578 | 0.096578 | 0.096578 | 0.97815 | -0.41978 | 0.97792 | -0.42429 | 26.5323
12 | 0.02253 | 0.0056511 | -0.022522 | -0.0056459 | 8.4082e-06 | 5.1415e-06 | 0.034265 | 0.034265 | 0.034265 | 0.97846 | -0.41362 | 0.97807 | -0.42145 | 9.4134
13 | -0.086008 | -0.021679 | 0.086123 | 0.021752 | 0.00011547 | 7.3672e-05 | 0.13084 | 0.13084 | 0.13084 | 0.97846 | -0.41362 | 0.9799 | -0.3856 | 35.9457
14 | 0.063445 | 0.016007 | -0.063385 | -0.015969 | 5.9978e-05 | 3.8171e-05 | 0.096578 | 0.096578 | 0.096578 | 0.97792 | -0.42429 | 0.97691 | -0.44406 | 26.5323
15 | 0.020642 | 0.0051784 | -0.020641 | -0.0051777 | 1.2532e-06 | 7.6057e-07 | 0.031608 | 0.031608 | 0.031608 | 0.97186 | -0.54339 | 0.9718 | -0.54466 | 8.6834
16 | 0.017662 | 0.0044311 | -0.01766 | -0.0044296 | 2.5083e-06 | 1.492e-06 | 0.027046 | 0.027046 | 0.027046 | 0.9718 | -0.54466 | 0.97165 | -0.54764 | 7.4303
17 | 0.011944 | 0.0029943 | -0.011942 | -0.0029929 | 2.5555e-06 | 1.3824e-06 | 0.018275 | 0.018275 | 0.018275 | 0.97254 | -0.53007 | 0.97231 | -0.53456 | 5.0207
18 | 0.0096242 | 0.0024142 | -0.0096234 | -0.0024138 | 7.0761e-07 | 3.4548e-07 | 0.014746 | 0.014746 | 0.014746 | 0.97123 | -0.5558 | 0.97116 | -0.55734 | 4.0511
19 | -0.0096242 | -0.0024142 | 0.0096253 | 0.0024147 | 1.121e-06 | 5.4728e-07 | 0.014746 | 0.014746 | 0.014746 | 0.97123 | -0.5558 | 0.97136 | -0.55335 | 4.0511
20 | 0.0096234 | 0.0024138 | -0.0096192 | -0.0024117 | 4.2628e-06 | 2.0817e-06 | 0.014746 | 0.014746 | 0.014746 | 0.97116 | -0.55734 | 0.97069 | -0.56663 | 4.0511
21 | -0.014159 | -0.003551 | 0.014163 | 0.0035532 | 3.8562e-06 | 2.1974e-06 | 0.021691 | 0.021691 | 0.021691 | 0.97136 | -0.55335 | 0.97165 | -0.54764 | 5.9591
22 | 0.0096192 | 0.0024117 | -0.0096149 | -0.0024096 | 4.3297e-06 | 2.115e-06 | 0.014746 | 0.014746 | 0.014746 | 0.97069 | -0.56663 | 0.97021 | -0.57608 | 4.0512
23 | -0.12886 | -0.032608 | 0.12906 | 0.032738 | 0.00020317 | 0.00012985 | 0.19478 | 0.19478 | 0.19478 | 0.98497 | -0.28727 | 0.98667 | -0.25448 | 53.5122
24 | 0.008732 | 0.0021885 | -0.0087316 | -0.0021883 | 3.696e-07 | 1.6446e-07 | 0.013192 | 0.013192 | 0.013192 | 0.98497 | -0.28727 | 0.98493 | -0.28816 | 3.6241
25 | 0.12013 | 0.03042 | -0.11998 | -0.030326 | 0.00014765 | 9.4342e-05 | 0.18159 | 0.18159 | 0.18159 | 0.98497 | -0.28727 | 0.98365 | -0.3129 | 49.8881
26 | -0.12906 | -0.032738 | 0.12927 | 0.032873 | 0.00021073 | 0.00013467 | 0.19478 | 0.19478 | 0.19478 | 0.98667 | -0.25448 | 0.98843 | -0.22058 | 53.5121
27 | 0.11474 | 0.029011 | -0.11468 | -0.028977 | 5.4417e-05 | 3.4766e-05 | 0.17366 | 0.17366 | 0.17366 | 0.98365 | -0.3129 | 0.98314 | -0.3228 | 47.7087
28 | 0.0062909 | 0.0015767 | -0.0062907 | -0.0015766 | 1.6172e-07 | 4.3183e-08 | 0.0095215 | 0.0095215 | 0.0095215 | 0.98314 | -0.3228 | 0.98312 | -0.32333 | 2.6158
29 | 0.10839 | 0.0274 | -0.10808 | -0.027201 | 0.00031174 | 0.00019912 | 0.16414 | 0.16414 | 0.16414 | 0.98314 | -0.3228 | 0.98006 | -0.38296 | 45.0929
30 | 0.0062907 | 0.0015766 | -0.0062901 | -0.0015765 | 6.2784e-07 | 1.6768e-07 | 0.0095215 | 0.0095216 | 0.0095216 | 0.98312 | -0.32333 | 0.98301 | -0.32543 | 2.6158
31 | 0.011878 | 0.0029773 | -0.011876 | -0.0029765 | 1.5823e-06 | 8.4923e-07 | 0.018034 | 0.018034 | 0.018034 | 0.98006 | -0.38296 | 0.97991 | -0.38575 | 4.9545
32 | 0.096202 | 0.024223 | -0.096108 | -0.024163 | 9.4034e-05 | 6.0034e-05 | 0.1461 | 0.1461 | 0.1461 | 0.98006 | -0.38296 | 0.97901 | -0.40342 | 40.1385
33 | -0.018693 | -0.004685 | 0.018699 | 0.0046886 | 5.9932e-06 | 3.5884e-06 | 0.028463 | 0.028463 | 0.028463 | 0.97726 | -0.43774 | 0.9776 | -0.43101 | 7.8195
34 | -0.037388 | -0.0093725 | 0.037414 | 0.0093889 | 2.6164e-05 | 1.6474e-05 | 0.056909 | 0.056909 | 0.056909 | 0.9776 | -0.43101 | 0.97835 | -0.41634 | 15.6345
35 | -0.032179 | -0.0080767 | 0.032186 | 0.0080812 | 7.2109e-06 | 4.5151e-06 | 0.04906 | 0.049059 | 0.04906 | 0.97611 | -0.46034 | 0.97635 | -0.45564 | 13.4779
36 | -0.046014 | -0.011565 | 0.046049 | 0.011587 | 3.4922e-05 | 2.2115e-05 | 0.070298 | 0.070298 | 0.070298 | 0.97414 | -0.4984 | 0.97495 | -0.48252 | 19.3127
37 | 0.016885 | 0.0042332 | -0.016881 | -0.0042308 | 4.1403e-06 | 2.4399e-06 | 0.025689 | 0.025689 | 0.025689 | 0.97807 | -0.42145 | 0.9778 | -0.42659 | 7.0575
38 | -0.088906 | -0.02245 | 0.088978 | 0.022496 | 7.2371e-05 | 4.6184e-05 | 0.13507 | 0.13507 | 0.13507 | 0.9799 | -0.3856 | 0.98077 | -0.36862 | 37.1063
39 | 0.055074 | 0.013886 | -0.055032 | -0.013859 | 4.1745e-05 | 2.6519e-05 | 0.083918 | 0.083918 | 0.083918 | 0.97691 | -0.44406 | 0.9761 | -0.45991 | 23.0544
40 | -0.0020901 | -0.00052382 | 0.0020901 | 0.00052381 | 1.4936e-09 | -3.8702e-09 | 0.003199 | 0.003199 | 0.003199 | 0.97219 | -0.53687 | 0.97219 | -0.53685 | 0.87885
41 | -0.005378 | -0.0013478 | 0.0053782 | 0.0013479 | 2.0272e-07 | 3.0805e-08 | 0.0082314 | 0.0082314 | 0.0082314 | 0.97219 | -0.53685 | 0.97223 | -0.53606 | 2.2614
42 | 0.0088946 | 0.0022292 | -0.0088944 | -0.0022292 | 1.9466e-07 | 8.9839e-08 | 0.013612 | 0.013612 | 0.013612 | 0.97231 | -0.53456 | 0.97228 | -0.53502 | 3.7396
43 | 0.0041218 | 0.001033 | -0.0041217 | -0.001033 | 1.8033e-07 | -3.3178e-08 | 0.0063217 | 0.0063217 | 0.0063217 | 0.97021 | -0.57608 | 0.97016 | -0.577 | 1.7367
44 | -0.0031936 | -0.00080039 | 0.0031936 | 0.00080036 | 4.0276e-08 | -3.2696e-08 | 0.0048299 | 0.0048299 | 0.0048299 | 0.98389 | -0.30808 | 0.98391 | -0.30781 | 1.3269
45 | -0.0061081 | -0.0015308 | 0.0061086 | 0.0015309 | 4.7974e-07 | 1.1661e-07 | 0.0092377 | 0.0092376 | 0.0092377 | 0.98391 | -0.30781 | 0.98399 | -0.30616 | 2.5378
46 | -0.0075448 | -0.0018909 | 0.0075452 | 0.0018911 | 4.2604e-07 | 1.5951e-07 | 0.011352 | 0.011351 | 0.011352 | 0.98901 | -0.20963 | 0.98907 | -0.20844 | 3.1186
47 | -0.0092911 | -0.0023286 | 0.0092918 | 0.0023289 | 6.7085e-07 | 3.1183e-07 | 0.013978 | 0.013978 | 0.013978 | 0.98907 | -0.20844 | 0.98915 | -0.20693 | 3.8401
48 | -0.1313 | -0.033381 | 0.13137 | 0.033425 | 6.8299e-05 | 4.3652e-05 | 0.19784 | 0.19784 | 0.19784 | 0.98843 | -0.22058 | 0.98899 | -0.20979 | 54.3509
49 | 0.0060823 | 0.0015244 | -0.0060814 | -0.0015241 | 9.164e-07 | 2.2568e-07 | 0.009236 | 0.0092362 | 0.0092362 | 0.97991 | -0.38575 | 0.97975 | -0.38892 | 2.5374
50 | 0.051901 | 0.013031 | -0.051892 | -0.013025 | 9.0797e-06 | 5.7621e-06 | 0.078894 | 0.078894 | 0.078894 | 0.97901 | -0.40342 | 0.97882 | -0.40709 | 21.6743
51 | 0.044207 | 0.011132 | -0.04416 | -0.011103 | 4.6548e-05 | 2.9446e-05 | 0.06721 | 0.06721 | 0.06721 | 0.97901 | -0.40342 | 0.97788 | -0.42547 | 18.4642
52 | 0.0021389 | 0.00053561 | -0.0021388 | -0.00053589 | 1.0262e-07 | -2.7189e-07 | 0.0032215 | 0.0032217 | 0.0032217 | 0.98788 | -0.23103 | 0.98783 | -0.23203 | 0.88507
53 | -0.0038375 | -0.00096133 | 0.0038378 | 0.0009612 | 3.4658e-07 | -1.3241e-07 | 0.0057801 | 0.00578 | 0.0057801 | 0.98788 | -0.23103 | 0.98798 | -0.22913 | 1.5879
54 | 0.0021388 | 0.00053589 | -0.0021387 | -0.00053601 | 4.7368e-08 | -1.2548e-07 | 0.0032217 | 0.0032217 | 0.0032217 | 0.98783 | -0.23203 | 0.98781 | -0.2325 | 0.88509
55 | -0.0038378 | -0.0009612 | 0.003838 | 0.00096113 | 1.8461e-07 | -7.0563e-08 | 0.00578 | 0.0057799 | 0.00578 | 0.98798 | -0.22913 | 0.98803 | -0.22812 | 1.5879
56 | -0.006334 | -0.0015867 | 0.0063345 | 0.0015868 | 5.8292e-07 | 1.5425e-07 | 0.0095389 | 0.0095389 | 0.0095389 | 0.98803 | -0.22812 | 0.98813 | -0.22619 | 2.6206
57 | 0.0071466 | 0.0017914 | -0.007142 | -0.0017898 | 4.66e-06 | 1.6288e-06 | 0.010801 | 0.010802 | 0.010802 | 0.98456 | -0.29647 | 0.98386 | -0.31016 | 2.9675
58 | -0.0071466 | -0.0017914 | 0.007147 | 0.0017916 | 4.0766e-07 | 1.4239e-07 | 0.010801 | 0.010801 | 0.010801 | 0.98456 | -0.29647 | 0.98463 | -0.29527 | 2.9673
59 | 0.0030271 | 0.00075858 | -0.0030271 | -0.00075865 | 7.0279e-08 | -6.8563e-08 | 0.0045783 | 0.0045783 | 0.0045783 | 0.98386 | -0.31016 | 0.98384 | -0.31065 | 1.2578
60 | 0.0041148 | 0.0010312 | -0.0041147 | -0.0010312 | 1.5783e-07 | -3.6986e-08 | 0.0062233 | 0.0062234 | 0.0062234 | 0.98386 | -0.31016 | 0.98382 | -0.31096 | 1.7097
61 | -0.010947 | -0.0027438 | 0.010954 | 0.0027476 | 7.2004e-06 | 3.7152e-06 | 0.016543 | 0.016543 | 0.016543 | 0.98463 | -0.29527 | 0.98533 | -0.28147 | 4.5449
62 | 0.12962 | 0.032999 | -0.1296 | -0.032984 | 2.3273e-05 | 1.4561e-05 | 0.19526 | 0.19526 | 0.19526 | 0.98873 | -0.2146 | 0.98854 | -0.21833 | 13.4109
63 | -0.12962 | -0.032999 | 0.12964 | 0.033009 | 1.6777e-05 | 1.0496e-05 | 0.19526 | 0.19526 | 0.19526 | 0.98873 | -0.2146 | 0.98887 | -0.21192 | 13.4109
64 | 0.12767 | 0.032501 | -0.12762 | -0.03247 | 4.8373e-05 | 3.0244e-05 | 0.19236 | 0.19236 | 0.19236 | 0.98854 | -0.21833 | 0.98813 | -0.22619 | 13.2114
65 | -0.13134 | -0.033434 | 0.13141 | 0.033482 | 7.5957e-05 | 4.755e-05 | 0.19781 | 0.19781 | 0.19781 | 0.98887 | -0.21192 | 0.9895 | -0.19993 | 13.5861
66 | 0.12129 | 0.030884 | -0.12105 | -0.030734 | 0.00023458 | 0.00014989 | 0.18282 | 0.18282 | 0.18282 | 0.98813 | -0.22619 | 0.98604 | -0.26638 | 50.225
67 | -0.010954 | -0.0027476 | 0.010963 | 0.0027523 | 9.2702e-06 | 4.7813e-06 | 0.016543 | 0.016543 | 0.016543 | 0.98533 | -0.28147 | 0.98624 | -0.26373 | 4.5448
68 | 0.0050256 | 0.0012595 | -0.0050252 | -0.0012594 | 3.411e-07 | 1.6432e-08 | 0.0075824 | 0.0075825 | 0.0075825 | 0.98624 | -0.26373 | 0.98617 | -0.26516 | 2.0831
69 | -0.015989 | -0.0040118 | 0.016004 | 0.0040207 | 1.5333e-05 | 8.9159e-06 | 0.024125 | 0.024125 | 0.024125 | 0.98624 | -0.26373 | 0.98728 | -0.24364 | 6.6277
70 | -0.1333 | -0.033956 | 0.13333 | 0.033976 | 3.1896e-05 | 1.9979e-05 | 0.20066 | 0.20066 | 0.20066 | 0.9895 | -0.19993 | 0.98976 | -0.19497 | 13.7813
71 | 0.11893 | 0.030201 | -0.11876 | -0.030098 | 0.00016106 | 0.00010291 | 0.17961 | 0.17961 | 0.17961 | 0.98604 | -0.26638 | 0.98459 | -0.29456 | 49.3432
72 | -0.012317 | -0.0030872 | 0.01232 | 0.0030886 | 2.5912e-06 | 1.4052e-06 | 0.018624 | 0.018624 | 0.018624 | 0.98412 | -0.30368 | 0.98435 | -0.29926 | 5.1165
73 | 0.0089427 | 0.0022414 | -0.0089416 | -0.0022409 | 1.0584e-06 | 4.8125e-07 | 0.013522 | 0.013522 | 0.013522 | 0.98412 | -0.30368 | 0.98399 | -0.30616 | 3.7148
74 | -0.015566 | -0.0039022 | 0.01557 | 0.0039042 | 3.4888e-06 | 2.0192e-06 | 0.023532 | 0.023532 | 0.023532 | 0.98435 | -0.29926 | 0.98459 | -0.29456 | 6.4647
75 | 0.10319 | 0.026193 | -0.10311 | -0.026136 | 8.9465e-05 | 5.7133e-05 | 0.15608 | 0.15608 | 0.15608 | 0.98459 | -0.29456 | 0.98365 | -0.3126 | 42.8785
76 | 0.10118 | 0.025654 | -0.10118 | -0.02565 | 7.0059e-06 | 4.4737e-06 | 0.15317 | 0.15317 | 0.15317 | 0.98365 | -0.3126 | 0.98358 | -0.31404 | 42.0795
77 | 0.099478 | 0.025225 | -0.099454 | -0.025209 | 2.4363e-05 | 1.5556e-05 | 0.1506 | 0.1506 | 0.1506 | 0.98358 | -0.31404 | 0.98332 | -0.31914 | 41.3741
78 | 0.098244 | 0.024906 | -0.098215 | -0.024887 | 2.9561e-05 | 1.8874e-05 | 0.14877 | 0.14877 | 0.14877 | 0.98332 | -0.31914 | 0.98299 | -0.3254 | 40.8711
79 | -0.0091313 | -0.0022885 | 0.0091322 | 0.0022889 | 8.062e-07 | 3.7638e-07 | 0.013898 | 0.013898 | 0.013898 | 0.97767 | -0.42916 | 0.97777 | -0.4273 | 3.8181
80 | 0.0042169 | 0.0010567 | -0.0042166 | -0.0010568 | 3.575e-07 | -6.1502e-08 | 0.0064175 | 0.0064176 | 0.0064176 | 0.97777 | -0.4273 | 0.97768 | -0.42908 | 1.7631
81 | -0.013349 | -0.0033456 | 0.01335 | 0.0033459 | 4.513e-07 | 2.5226e-07 | 0.020315 | 0.020315 | 0.020315 | 0.97777 | -0.4273 | 0.9778 | -0.42659 | 5.5811
82 | 0.0035314 | 0.00088494 | -0.0035312 | -0.00088501 | 1.5179e-07 | -7.8645e-08 | 0.005374 | 0.0053741 | 0.0053741 | 0.9778 | -0.42659 | 0.97776 | -0.4275 | 1.4764
83 | 0.049859 | 0.012563 | -0.049805 | -0.012528 | 5.3867e-05 | 3.4164e-05 | 0.076032 | 0.076032 | 0.076032 | 0.9761 | -0.45991 | 0.97495 | -0.48252 | 20.8879
84 | 0.04942 | 0.012405 | -0.04941 | -0.012399 | 9.981e-06 | 6.3286e-06 | 0.075135 | 0.075135 | 0.075135 | 0.97882 | -0.40709 | 0.97861 | -0.41133 | 20.6416
85 | 0.0024727 | 0.00061967 | -0.0024727 | -0.00061971 | 2.1772e-08 | -3.7711e-08 | 0.003759 | 0.003759 | 0.003759 | 0.97882 | -0.40709 | 0.97881 | -0.40728 | 1.0327
86 | 0.041043 | 0.010322 | -0.041029 | -0.010313 | 1.3739e-05 | 8.6753e-06 | 0.062466 | 0.062467 | 0.062467 | 0.97788 | -0.42547 | 0.97753 | -0.43248 | 17.1611
87 | 0.0097299 | 0.0024385 | -0.0097298 | -0.0024384 | 1.4709e-07 | 6.959e-08 | 0.014478 | 0.014478 | 0.014478 | 1 | 0 | 0.99998 | -0.00031735 | 3.9775
88 | 0.43125 | 0.11073 | -0.43073 | -0.1104 | 0.00052561 | 0.00033568 | 0.64265 | 0.64265 | 0.64265 | 1 | 0 | 0.99867 | -0.02514 | 44.1384
89 | 0.0077653 | 0.0019461 | -0.0077649 | -0.0019459 | 4.3089e-07 | 1.6288e-07 | 0.011555 | 0.011555 | 0.011555 | 0.99998 | -0.00031735 | 0.99992 | -0.0014822 | 3.1745
90 | 0.0074037 | 0.0018553 | -0.0074035 | -0.0018553 | 1.4555e-07 | 5.1421e-08 | 0.011031 | 0.011031 | 0.011031 | 0.99867 | -0.02514 | 0.99865 | -0.025552 | 3.0306
91 | 0.41876 | 0.1074 | -0.41828 | -0.10709 | 0.00047976 | 0.00030636 | 0.62482 | 0.62482 | 0.62482 | 0.99867 | -0.02514 | 0.99742 | -0.048791 | 42.9136
92 | 0.0045648 | 0.0011439 | -0.0045645 | -0.001144 | 2.6649e-07 | -3.043e-08 | 0.0068015 | 0.0068016 | 0.0068016 | 0.99867 | -0.02514 | 0.99861 | -0.026365 | 1.8686
93 | 0.037662 | 0.0094692 | -0.037624 | -0.0094453 | 3.8039e-05 | 2.3958e-05 | 0.057341 | 0.057341 | 0.057341 | 0.97753 | -0.43248 | 0.97645 | -0.45366 | 15.753
94 | 0.035144 | 0.0088238 | -0.035141 | -0.0088217 | 3.3315e-06 | 2.0934e-06 | 0.053562 | 0.053562 | 0.053562 | 0.97645 | -0.45366 | 0.97635 | -0.45564 | 14.7149
95 | 0.042652 | 0.010705 | -0.042642 | -0.010699 | 1.0184e-05 | 6.4365e-06 | 0.06486 | 0.06486 | 0.06486 | 0.97861 | -0.41133 | 0.97835 | -0.41634 | 17.8186
96 | 0.0060814 | 0.0015241 | -0.0060806 | -0.001524 | 7.1229e-07 | 1.755e-07 | 0.0092362 | 0.0092363 | 0.0092363 | 0.97975 | -0.38892 | 0.97963 | -0.39138 | 2.5374
97 | 0.14018 | 0.035657 | -0.14011 | -0.035615 | 6.5188e-05 | 4.167e-05 | 0.21099 | 0.21099 | 0.21099 | 0.98949 | -0.20013 | 0.98899 | -0.20979 | 57.9633
98 | -0.14228 | -0.036184 | 0.14238 | 0.036247 | 9.8889e-05 | 6.2993e-05 | 0.21415 | 0.21415 | 0.21415 | 0.98949 | -0.20013 | 0.99025 | -0.18572 | 29.4158
99 | -0.16673 | -0.042359 | 0.1668 | 0.042399 | 6.3859e-05 | 4.0312e-05 | 0.25075 | 0.25075 | 0.25075 | 0.99025 | -0.18572 | 0.99066 | -0.17776 | 17.2216
100 | 0.024355 | 0.0061121 | -0.024337 | -0.006101 | 1.8017e-05 | 1.107e-05 | 0.0366 | 0.036601 | 0.036601 | 0.99025 | -0.18572 | 0.98945 | -0.20124 | 10.0551
101 | -0.1689 | -0.042926 | 0.16895 | 0.042957 | 4.9833e-05 | 3.1468e-05 | 0.2539 | 0.2539 | 0.2539 | 0.99066 | -0.17776 | 0.99098 | -0.17164 | 17.4385
102 | 0.020206 | 0.0050656 | -0.020203 | -0.005064 | 2.7863e-06 | 1.6799e-06 | 0.030388 | 0.030388 | 0.030388 | 0.98945 | -0.20124 | 0.9893 | -0.20414 | 8.3483
103 | -0.17104 | -0.043483 | 0.17105 | 0.043484 | 8.7233e-07 | 5.5103e-07 | 0.25705 | 0.25705 | 0.25705 | 0.99098 | -0.17164 | 0.99098 | -0.17153 | 17.6548
104 | 0.011153 | 0.0027957 | -0.011151 | -0.002795 | 1.4824e-06 | 7.6841e-07 | 0.016775 | 0.016775 | 0.016775 | 0.9893 | -0.20414 | 0.98915 | -0.20693 | 4.6086
105 | -0.17498 | -0.044471 | 0.17512 | 0.044555 | 0.00013426 | 8.4857e-05 | 0.26297 | 0.26297 | 0.26297 | 0.99098 | -0.17153 | 0.99181 | -0.15561 | 18.0609
106 | 0.0070602 | 0.0017695 | -0.0070598 | -0.0017693 | 3.4951e-07 | 1.2468e-07 | 0.010805 | 0.010805 | 0.010805 | 0.97228 | -0.53502 | 0.97223 | -0.53606 | 2.9685
107 | 0.0043099 | 0.00108 | -0.0043096 | -0.00108 | 3.3402e-07 | -6.8787e-08 | 0.0064219 | 0.006422 | 0.006422 | 0.99865 | -0.025552 | 0.99856 | -0.027179 | 1.7643
108 | 0.41636 | 0.10661 | -0.4152 | -0.10587 | 0.0011694 | 0.00074673 | 0.62196 | 0.62196 | 0.62196 | 0.99742 | -0.048791 | 0.99436 | -0.10695 | 42.7174
109 | 0.0021028 | 0.00052696 | -0.0021028 | -0.00052701 | 1.6209e-08 | -4.7214e-08 | 0.0031335 | 0.0031335 | 0.0031335 | 0.99856 | -0.027179 | 0.99855 | -0.027341 | 0.86086
110 | 0.4131 | 0.10534 | -0.41269 | -0.10508 | 0.00040351 | 0.00025767 | 0.61883 | 0.61883 | 0.61883 | 0.99436 | -0.10695 | 0.9933 | -0.1272 | 42.5018
111 | 0.18393 | 0.046859 | -0.18381 | -0.046786 | 0.00011636 | 7.3628e-05 | 0.27581 | 0.27581 | 0.27581 | 0.9933 | -0.1272 | 0.99261 | -0.14033 | 18.9429
112 | 0.22876 | 0.058223 | -0.2286 | -0.05812 | 0.0001625 | 0.00010324 | 0.34302 | 0.34302 | 0.34302 | 0.9933 | -0.1272 | 0.99253 | -0.14195 | 23.5589
113 | 0.0062537 | 0.0015671 | -0.0062535 | -0.0015671 | 1.3836e-07 | 3.2669e-08 | 0.0093062 | 0.0093062 | 0.0093062 | 0.99992 | -0.0014822 | 0.9999 | -0.0019467 | 2.5567
114 | -0.17833 | -0.04536 | 0.17837 | 0.045389 | 4.5805e-05 | 2.8963e-05 | 0.26778 | 0.26778 | 0.26778 | 0.99181 | -0.15561 | 0.99209 | -0.15028 | 18.3915
115 | -0.18162 | -0.046203 | 0.18171 | 0.046258 | 8.7191e-05 | 5.5156e-05 | 0.27266 | 0.27266 | 0.27266 | 0.99209 | -0.15028 | 0.99261 | -0.14033 | 18.7264
116 | -0.091977 | -0.023247 | 0.092011 | 0.023269 | 3.4034e-05 | 2.1723e-05 | 0.13962 | 0.13962 | 0.13962 | 0.98077 | -0.36862 | 0.98117 | -0.36091 | 38.3563
117 | -0.095399 | -0.024118 | 0.095562 | 0.024222 | 0.00016277 | 0.00010391 | 0.14476 | 0.14476 | 0.14476 | 0.98117 | -0.36091 | 0.98299 | -0.3254 | 39.7679
118 | 0.15136 | 0.038617 | -0.15132 | -0.038595 | 3.4935e-05 | 2.1985e-05 | 0.22722 | 0.22722 | 0.22722 | 0.99227 | -0.14689 | 0.99202 | -0.15167 | 15.606
119 | -0.15278 | -0.038973 | 0.15279 | 0.038978 | 7.6128e-06 | 4.7924e-06 | 0.22935 | 0.22935 | 0.22935 | 0.99227 | -0.14689 | 0.99232 | -0.14586 | 15.7522
120 | 0.15026 | 0.038328 | -0.15024 | -0.038315 | 2.0904e-05 | 1.3152e-05 | 0.22563 | 0.22563 | 0.22563 | 0.99202 | -0.15167 | 0.99187 | -0.15455 | 15.4963
121 | -0.22616 | -0.057492 | 0.2262 | 0.057519 | 4.254e-05 | 2.7022e-05 | 0.33942 | 0.33942 | 0.33942 | 0.99232 | -0.14586 | 0.99253 | -0.14195 | 23.3121
122 | 0.073375 | 0.018515 | -0.073262 | -0.018443 | 0.00011285 | 7.1905e-05 | 0.11007 | 0.11007 | 0.11007 | 0.99232 | -0.14586 | 0.99066 | -0.17803 | 30.2397
123 | 0.14896 | 0.037994 | -0.14892 | -0.03797 | 3.7695e-05 | 2.371e-05 | 0.2237 | 0.2237 | 0.2237 | 0.99187 | -0.15455 | 0.9916 | -0.15979 | 15.3641
124 | 0.068455 | 0.017238 | -0.068371 | -0.017184 | 8.3954e-05 | 5.3459e-05 | 0.10285 | 0.10285 | 0.10285 | 0.99066 | -0.17803 | 0.98933 | -0.20371 | 28.2558
125 | 0.14706 | 0.037504 | -0.14705 | -0.037501 | 4.5844e-06 | 2.8823e-06 | 0.22091 | 0.22091 | 0.22091 | 0.9916 | -0.15979 | 0.99156 | -0.16044 | 15.1724
126 | 0.064478 | 0.016209 | -0.064421 | -0.016172 | 5.7354e-05 | 3.6498e-05 | 0.096996 | 0.096996 | 0.096996 | 0.98933 | -0.20371 | 0.98837 | -0.22236 | 26.6474
127 | 0.14605 | 0.03725 | -0.14603 | -0.037237 | 2.2066e-05 | 1.387e-05 | 0.21941 | 0.21941 | 0.21941 | 0.99156 | -0.16044 | 0.9914 | -0.16356 | 15.0695
128 | 0.055238 | 0.013871 | -0.055196 | -0.013845 | 4.134e-05 | 2.6253e-05 | 0.083171 | 0.083171 | 0.083171 | 0.98837 | -0.22236 | 0.98756 | -0.23806 | 22.8493
129 | 0.0026986 | 0.00067617 | -0.0026985 | -0.00067631 | 9.2499e-08 | -1.414e-07 | 0.0040159 | 0.004016 | 0.004016 | 0.9999 | -0.0019467 | 0.99986 | -0.0026663 | 1.1033
130 | 0.016008 | 0.0040232 | -0.016004 | -0.0040207 | 4.2651e-06 | 2.4797e-06 | 0.024125 | 0.024125 | 0.024125 | 0.98756 | -0.23806 | 0.98728 | -0.24364 | 6.6277
131 | 0.13895 | 0.035462 | -0.13885 | -0.035397 | 0.00010316 | 6.4719e-05 | 0.20878 | 0.20878 | 0.20878 | 0.9914 | -0.16356 | 0.99059 | -0.17894 | 14.3394
132 | 0.13744 | 0.035044 | -0.13741 | -0.035022 | 3.5144e-05 | 2.2041e-05 | 0.20667 | 0.20667 | 0.20667 | 0.99059 | -0.17894 | 0.99032 | -0.18424 | 14.1943
133 | 0.13506 | 0.034436 | -0.13503 | -0.034412 | 3.7092e-05 | 2.3246e-05 | 0.20315 | 0.20315 | 0.20315 | 0.99032 | -0.18424 | 0.99002 | -0.18993 | 13.9528
134 | 0.13503 | 0.034412 | -0.13499 | -0.034392 | 3.2838e-05 | 2.058e-05 | 0.20315 | 0.20315 | 0.20315 | 0.99002 | -0.18993 | 0.98976 | -0.19497 | 13.9528

## res_trafo
| p_hv_mw | q_hv_mvar | p_lv_mw | q_lv_mvar | pl_mw | ql_mvar | i_hv_ka | i_lv_ka | vm_hv_pu | va_hv_degree | vm_lv_pu | va_lv_degree | loading_percent
0 | -1.2729e-15 | -1.3162e-15 | 0.00165 | 1.2699e-07 | 0.00165 | 1.2699e-07 | 5.2857e-17 | 0.0023815 | 0.99998 | 149.9956 | 1 | 0 | 0.2619

## res_ext_grid
| p_mw | q_mvar
0 | 0.44263 | 0.11317

## res_load
| p_mw | q_mvar
0 | 0.0068668 | 0.001721
1 | 0.01187 | 0.002975
2 | 0.007138 | 0.0017889
3 | 0.0034779 | 0.00087164
4 | 0.0045377 | 0.0011373
5 | 0.0029788 | 0.00074657
6 | 0.0043344 | 0.0010863
7 | 0.0045339 | 0.0011363
8 | 0.0087316 | 0.0021883
9 | 0.0052442 | 0.0013143
10 | 0.018693 | 0.004685
11 | 0.018689 | 0.0046839
12 | 0.0027934 | 0.0007001
13 | 0.0044827 | 0.0011235
14 | 0.0056367 | 0.0014127
15 | 0.0027822 | 0.00069729
16 | 0.0083114 | 0.002083
17 | 0.0020901 | 0.00052382
18 | 0.0032879 | 0.00082403
19 | 0.0034969 | 0.0008764
20 | 0.003047 | 0.00076364
21 | 0.005493 | 0.0013767
22 | 0.0031936 | 0.00080039
23 | 0.0029145 | 0.00073045
24 | 0.0075448 | 0.0018909
25 | 0.0017459 | 0.00043756
26 | 0.0062901 | 0.0015765
27 | 0.002028 | 0.00050826
28 | 0.005794 | 0.0014521
29 | 0.0016986 | 0.00042572
30 | 0.0021387 | 0.00053601
31 | 0.0024959 | 0.00062554
32 | 0.0037996 | 0.00095228
33 | 0.0030271 | 0.00075865
34 | 0.0041147 | 0.0010312
35 | 0.0019304 | 0.0004838
36 | 0.0016954 | 0.00042491
37 | 0.0041217 | 0.001033
38 | 0.0018897 | 0.0004736
39 | 0.0021272 | 0.00053312
40 | 0.0033746 | 0.00084575
41 | 0.0032465 | 0.00081364
42 | 0.002833 | 0.00071002
43 | 0.0019225 | 0.00048182
44 | 0.0016974 | 0.0004254
45 | 0.0012098 | 0.00030321
46 | 0.0091313 | 0.0022885
47 | 0.0042166 | 0.0010568
48 | 0.0035312 | 0.00088501
49 | 0.0051731 | 0.0012965
50 | 0.0031172 | 0.00078125
51 | 0.0019645 | 0.00049234
52 | 0.0037567 | 0.00094152
53 | 0.0033671 | 0.00084389
54 | 0.0024797 | 0.00062147
55 | 0.0029545 | 0.00074046
56 | 0.0067578 | 0.0016937
57 | 0.0024727 | 0.00061971
58 | 0.0052273 | 0.0013101
59 | 0.0021017 | 0.00052674
60 | 0.0087395 | 0.0021903
61 | 0.0021026 | 0.00052696
62 | 0.0041311 | 0.0010353
63 | 0.002097 | 0.00052555
64 | 0.0090504 | 0.0022682
65 | 0.0039386 | 0.0009871
66 | 0.0018594 | 0.00046602
67 | 0.0018342 | 0.0004597
68 | 0.0016816 | 0.00042146
69 | 0.0045645 | 0.001144
70 | 0.0030936 | 0.00077533
71 | 0.0019158 | 0.00048015
72 | 0.0022068 | 0.00055308
73 | 0.0020975 | 0.00052569
74 | 0.0021028 | 0.00052701
75 | 0.0015112 | 0.00037875
76 | 0.0060806 | 0.001524
77 | 0.0032083 | 0.00080408
78 | 0.0032509 | 0.00081476
79 | 0.0021033 | 0.00052714
80 | 0.0029989 | 0.0007516
81 | 0.0033881 | 0.00084913
82 | 0.0026528 | 0.00066486
83 | 0.0014195 | 0.00035575
84 | 0.0010656 | 0.00026707
85 | 0.0012827 | 0.00032147
86 | 0.0023968 | 0.00060069
87 | 0.0048077 | 0.0012049
88 | 0.0018602 | 0.00046621
89 | 0.0038926 | 0.00097558
90 | 0.0009987 | 0.0002503
91 | 0.0091829 | 0.0023015
92 | 0.0035549 | 0.00089094
93 | 0.0026985 | 0.00067631
94 | 0.039188 | 0.0098214
95 | 0.0050252 | 0.0012594
96 | 0.0070825 | 0.001775
97 | 0.0014063 | 0.00035245
98 | 0.0023409 | 0.00058668
99 | 0.0016609 | 0.00041627

## dtypes
| element | column | dtype
0 | bus | name | object
1 | bus | vn_kv | float64
2 | bus | type | object
3 | bus | zone | object
4 | bus | in_service | bool
5 | load | name | object
6 | load | bus | uint32
7 | load | p_mw | float64
8 | load | q_mvar | float64
9 | load | const_z_percent | float64
10 | load | const_i_percent | float64
11 | load | sn_mva | float64
12 | load | scaling | float64
13 | load | in_service | bool
14 | load | type | object
15 | ext_grid | name | object
16 | ext_grid | bus | uint32
17 | ext_grid | vm_pu | float64
18 | ext_grid | va_degree | float64
19 | ext_grid | slack_weight | float64
20 | ext_grid | in_service | bool
21 | line | name | object
22 | line | std_type | object
23 | line | from_bus | uint32
24 | line | to_bus | uint32
25 | line | length_km | float64
26 | line | r_ohm_per_km | float64
27 | line | x_ohm_per_km | float64
28 | line | c_nf_per_km | float64
29 | line | g_us_per_km | float64
30 | line | max_i_ka | float64
31 | line | df | float64
32 | line | parallel | uint32
33 | line | type | object
34 | line | in_service | bool
35 | trafo | name | object
36 | trafo | std_type | object
37 | trafo | hv_bus | uint32
38 | trafo | lv_bus | uint32
39 | trafo | sn_mva | float64
40 | trafo | vn_hv_kv | float64
41 | trafo | vn_lv_kv | float64
42 | trafo | vk_percent | float64
43 | trafo | vkr_percent | float64
44 | trafo | pfe_kw | float64
45 | trafo | i0_percent | float64
46 | trafo | shift_degree | float64
47 | trafo | tap_side | object
48 | trafo | tap_neutral | int32
49 | trafo | tap_min | int32
50 | trafo | tap_max | int32
51 | trafo | tap_step_percent | float64
52 | trafo | tap_step_degree | float64
53 | trafo | tap_pos | int32
54 | trafo | tap_phase_shifter | bool
55 | trafo | parallel | uint32
56 | trafo | df | float64
57 | trafo | in_service | bool
58 | line_geodata | coords | object
59 | bus_geodata | x | float64
60 | bus_geodata | y | float64
61 | bus_geodata | coords | object
62 | res_bus | vm_pu | float64
63 | res_bus | va_degree | float64
64 | res_bus | p_mw | float64
65 | res_bus | q_mvar | float64
66 | res_line | p_from_mw | float64
67 | res_line | q_from_mvar | float64
68 | res_line | p_to_mw | float64
69 | res_line | q_to_mvar | float64
70 | res_line | pl_mw | float64
71 | res_line | ql_mvar | float64
72 | res_line | i_from_ka | float64
73 | res_line | i_to_ka | float64
74 | res_line | i_ka | float64
75 | res_line | vm_from_pu | float64
76 | res_line | va_from_degree | float64
77 | res_line | vm_to_pu | float64
78 | res_line | va_to_degree | float64
79 | res_line | loading_percent | float64
80 | res_trafo | p_hv_mw | float64
81 | res_trafo | q_hv_mvar | float64
82 | res_trafo | p_lv_mw | float64
83 | res_trafo | q_lv_mvar | float64
84 | res_trafo | pl_mw | float64
85 | res_trafo | ql_mvar | float64
86 | res_trafo | i_hv_ka | float64
87 | res_trafo | i_lv_ka | float64
88 | res_trafo | vm_hv_pu | float64
89 | res_trafo | va_hv_degree | float64
90 | res_trafo | vm_lv_pu | float64
91 | res_trafo | va_lv_degree | float64
92 | res_trafo | loading_percent | float64
93 | res_ext_grid | p_mw | float64
94 | res_ext_grid | q_mvar | float64
95 | res_load | p_mw | float64
96 | res_load | q_mvar | float64

## parameters
| version | format_version | converged | OPF_converged | name | f_hz | sn_mva
0 | 2.14.6 | 2.14.0 | TRUE | FALSE |  | 50 | 1