## bus
| name | vn_kv | type | zone | in_service
0 | bus_LV_27-4_0_4_node_0 | 0.4 | n |  | TRUE
1 | bus_LV_27-4_0_4_node_1 | 0.4 | n |  | TRUE
2 | bus_LV_27-4_0_4_node_2 | 0.4 | n |  | TRUE
3 | bus_LV_27-4_0_4_node_7 | 0.4 | n |  | TRUE
4 | bus_LV_27-4_0_4_node_3 | 0.4 | n |  | TRUE
5 | bus_LV_27-4_0_4_node_87 | 0.4 | n |  | TRUE
6 | bus_LV_27-4_0_4_node_8 | 0.4 | n |  | TRUE
7 | bus_LV_27-4_0_4_node_86 | 0.4 | n |  | TRUE
8 | bus_LV_27-4_0_4_node_4 | 0.4 | n |  | TRUE
9 | bus_LV_27-4_0_4_node_5 | 0.4 | n |  | TRUE
10 | bus_LV_27-4_0_4_node_6 | 0.4 | n |  | TRUE
11 | bus_LV_27-4_0_4_node_38 | 0.4 | n |  | TRUE
12 | bus_LV_27-4_0_4_node_32 | 0.4 | n |  | TRUE
13 | bus_LV_27-4_0_4_node_36 | 0.4 | n |  | TRUE
14 | bus_LV_27-4_0_4_node_58 | 0.4 | n |  | TRUE
15 | bus_LV_27-4_0_4_node_31 | 0.4 | n |  | TRUE
16 | bus_LV_27-4_0_4_node_37 | 0.4 | n |  | TRUE
17 | bus_LV_27-4_0_4_node_9 | 0.4 | n |  | TRUE
18 | bus_LV_27-4_0_4_node_19 | 0.4 | n |  | TRUE
19 | bus_LV_27-4_0_4_node_22 | 0.4 | n |  | TRUE
20 | bus_LV_27-4_0_4_node_17 | 0.4 | n |  | TRUE
21 | bus_LV_27-4_0_4_node_10 | 0.4 | n |  | TRUE
22 | bus_LV_27-4_0_4_node_11 | 0.4 | n |  | TRUE
23 | bus_LV_27-4_0_4_node_12 | 0.4 | n |  | TRUE
24 | bus_LV_27-4_0_4_node_13 | 0.4 | n |  | TRUE
25 | bus_LV_27-4_0_4_node_14 | 0.4 | n |  | TRUE
26 | bus_LV_27-4_0_4_node_120 | 0.4 | n |  | TRUE
27 | bus_LV_27-4_0_4_node_125 | 0.4 | n |  | TRUE
28 | bus_LV_27-4_0_4_node_157 | 0.4 | n |  | TRUE
29 | bus_LV_27-4_0_4_node_28 | 0.4 | n |  | TRUE
30 | bus_LV_27-4_0_4_node_79 | 0.4 | n |  | TRUE
31 | bus_LV_27-4_0_4_node_15 | 0.4 | n |  | TRUE
32 | bus_LV_27-4_0_4_node_16 | 0.4 | n |  | TRUE
33 | bus_LV_27-4_0_4_node_18 | 0.4 | n |  | TRUE
34 | bus_LV_27-4_0_4_node_20 | 0.4 | n |  | TRUE
35 | bus_LV_27-4_0_4_node_21 | 0.4 | n |  | TRUE
36 | bus_LV_27-4_0_4_node_83 | 0.4 | n |  | TRUE
37 | bus_LV_27-4_0_4_node_100 | 0.4 | n |  | TRUE
38 | bus_LV_27-4_0_4_node_23 | 0.4 | n |  | TRUE
39 | bus_LV_27-4_0_4_node_82 | 0.4 | n |  | TRUE
40 | bus_LV_27-4_0_4_node_101 | 0.4 | n |  | TRUE
41 | bus_LV_27-4_0_4_node_24 | 0.4 | n |  | TRUE
42 | bus_LV_27-4_0_4_node_76 | 0.4 | n |  | TRUE
43 | bus_LV_27-4_0_4_node_77 | 0.4 | n |  | TRUE
44 | bus_LV_27-4_0_4_node_25 | 0.4 | n |  | TRUE
45 | bus_LV_27-4_0_4_node_26 | 0.4 | n |  | TRUE
46 | bus_LV_27-4_0_4_node_27 | 0.4 | n |  | TRUE
47 | bus_LV_27-4_0_4_node_29 | 0.4 | n |  | TRUE
48 | bus_LV_27-4_0_4_node_30 | 0.4 | n |  | TRUE
49 | bus_LV_27-4_0_4_node_121 | 0.4 | n |  | TRUE
50 | bus_LV_27-4_0_4_node_115 | 0.4 | n |  | TRUE
51 | bus_LV_27-4_0_4_node_34 | 0.4 | n |  | TRUE
52 | bus_LV_27-4_0_4_node_104 | 0.4 | n |  | TRUE
53 | bus_LV_27-4_0_4_node_122 | 0.4 | n |  | TRUE
54 | bus_LV_27-4_0_4_node_114 | 0.4 | n |  | TRUE
55 | bus_LV_27-4_0_4_node_35 | 0.4 | n |  | TRUE
56 | bus_LV_27-4_0_4_node_105 | 0.4 | n |  | TRUE
57 | bus_LV_27-4_0_4_node_43 | 0.4 | n |  | TRUE
58 | bus_LV_27-4_0_4_node_44 | 0.4 | n |  | TRUE
59 | bus_LV_27-4_0_4_node_45 | 0.4 | n |  | TRUE
60 | bus_LV_27-4_0_4_node_42 | 0.4 | n |  | TRUE
61 | bus_LV_27-4_0_4_node_40 | 0.4 | n |  | TRUE
62 | bus_LV_27-4_0_4_node_39 | 0.4 | n |  | TRUE
63 | bus_LV_27-4_0_4_node_41 | 0.4 | n |  | TRUE
64 | bus_LV_27-4_0_4_node_106 | 0.4 | n |  | TRUE
65 | bus_LV_27-4_0_4_node_59 | 0.4 | n |  | TRUE
66 | bus_LV_27-4_0_4_node_113 | 0.4 | n |  | TRUE
67 | bus_LV_27-4_0_4_node_47 | 0.4 | n |  | TRUE
68 | bus_LV_27-4_0_4_node_158 | 0.4 | n |  | TRUE
69 | bus_LV_27-4_0_4_node_156 | 0.4 | n |  | TRUE
70 | bus_LV_27-4_0_4_node_163 | 0.4 | n |  | TRUE
71 | bus_LV_27-4_0_4_node_155 | 0.4 | n |  | TRUE
72 | bus_LV_27-4_0_4_node_48 | 0.4 | n |  | TRUE
73 | bus_LV_27-4_0_4_node_49 | 0.4 | n |  | TRUE
74 | bus_LV_27-4_0_4_node_50 | 0.4 | n |  | TRUE
75 | bus_LV_27-4_0_4_node_51 | 0.4 | n |  | TRUE
76 | bus_LV_27-4_0_4_node_52 | 0.4 | n |  | TRUE
77 | bus_LV_27-4_0_4_node_54 | 0.4 | n |  | TRUE
78 | bus_LV_27-4_0_4_node_160 | 0.4 | n |  | TRUE
79 | bus_LV_27-4_0_4_node_55 | 0.4 | n |  | TRUE
80 | bus_LV_27-4_0_4_node_159 | 0.4 | n |  | TRUE
81 | bus_LV_27-4_0_4_node_118 | 0.4 | n |  | TRUE
82 | bus_LV_27-4_0_4_node_117 | 0.4 | n |  | TRUE
83 | bus_LV_27-4_0_4_node_56 | 0.4 | n |  | TRUE
84 | bus_LV_27-4_0_4_node_57 | 0.4 | n |  | TRUE
85 | bus_LV_27-4_0_4_node_131 | 0.4 | n |  | TRUE
86 | bus_LV_27-4_0_4_node_132 | 0.4 | n |  | TRUE
87 | bus_LV_27-4_0_4_node_130 | 0.4 | n |  | TRUE
88 | bus_LV_27-4_0_4_node_60 | 0.4 | n |  | TRUE
89 | bus_LV_27-4_0_4_node_61 | 0.4 | n |  | TRUE
90 | bus_LV_27-4_0_4_node_62 | 0.4 | n |  | TRUE
91 | bus_LV_27-4_0_4_node_63 | 0.4 | n |  | TRUE
92 | bus_LV_27-4_0_4_node_64 | 0.4 | n |  | TRUE
93 | bus_LV_27-4_0_4_node_102 | 0.4 | n |  | TRUE
94 | bus_LV_27-4_0_4_node_66 | 0.4 | n |  | TRUE
95 | bus_LV_27-4_0_4_node_67 | 0.4 | n |  | TRUE
96 | bus_LV_27-4_0_4_node_68 | 0.4 | n |  | TRUE
97 | bus_LV_27-4_0_4_node_69 | 0.4 | n |  | TRUE
98 | bus_LV_27-4_0_4_node_70 | 0.4 | n |  | TRUE
99 | bus_LV_27-4_0_4_node_73 | 0.4 | n |  | TRUE
100 | bus_LV_27-4_0_4_node_71 | 0.4 | n |  | TRUE
101 | bus_LV_27-4_0_4_node_81 | 0.4 | n |  | TRUE
102 | bus_LV_27-4_0_4_node_126 | 0.4 | n |  | TRUE
103 | bus_LV_27-4_0_4_node_124 | 0.4 | n |  | TRUE
104 | bus_LV_27-4_0_4_node_72 | 0.4 | n |  | TRUE
105 | bus_LV_27-4_0_4_node_78 | 0.4 | n |  | TRUE
106 | bus_LV_27-4_0_4_node_74 | 0.4 | n |  | TRUE
107 | bus_LV_27-4_0_4_node_145 | 0.4 | n |  | TRUE
108 | bus_LV_27-4_0_4_node_75 | 0.4 | n |  | TRUE
109 | bus_LV_27-4_0_4_node_162 | 0.4 | n |  | TRUE
110 | bus_LV_27-4_0_4_node_98 | 0.4 | n |  | TRUE
111 | bus_LV_27-4_0_4_node_129 | 0.4 | n |  | TRUE
112 | bus_LV_27-4_0_4_node_144 | 0.4 | n |  | TRUE
113 | bus_LV_27-4_0_4_node_96 | 0.4 | n |  | TRUE
114 | bus_LV_27-4_0_4_node_80 | 0.4 | n |  | TRUE
115 | bus_LV_27-4_0_4_node_84 | 0.4 | n |  | TRUE
116 | bus_LV_27-4_0_4_node_85 | 0.4 | n |  | TRUE
117 | bus_LV_27-4_0_4_node_88 | 0.4 | n |  | TRUE
118 | bus_LV_27-4_0_4_node_90 | 0.4 | n |  | TRUE
119 | bus_LV_27-4_0_4_node_94 | 0.4 | n |  | TRUE
120 | bus_LV_27-4_0_4_node_92 | 0.4 | n |  | TRUE
121 | bus_LV_27-4_0_4_node_91 | 0.4 | n |  | TRUE
122 | bus_LV_27-4_0_4_node_93 | 0.4 | n |  | TRUE
123 | bus_LV_27-4_0_4_node_95 | 0.4 | n |  | TRUE
124 | bus_LV_27-4_0_4_node_161 | 0.4 | n |  | TRUE
125 | bus_LV_27-4_0_4_node_99 | 0.4 | n |  | TRUE
126 | bus_LV_27-4_0_4_node_97 | 0.4 | n |  | TRUE
127 | bus_LV_27-4_0_4_node_108 | 0.4 | n |  | TRUE
128 | bus_LV_27-4_0_4_node_110 | 0.4 | n |  | TRUE
129 | bus_LV_27-4_0_4_node_107 | 0.4 | n |  | TRUE
130 | bus_LV_27-4_0_4_node_109 | 0.4 | n |  | TRUE
131 | bus_LV_27-4_0_4_node_111 | 0.4 | n |  | TRUE
132 | bus_LV_27-4_0_4_node_112 | 0.4 | n |  | TRUE
133 | bus_LV_27-4_0_4_node_116 | 0.4 | n |  | TRUE
134 | bus_LV_27-4_0_4_node_119 | 0.4 | n |  | TRUE
135 | bus_LV_27-4_0_4_node_123 | 0.4 | n |  | TRUE
136 | bus_LV_27-4_0_4_node_127 | 0.4 | n |  | TRUE
137 | bus_LV_27-4_0_4_node_128 | 0.4 | n |  | TRUE
138 | bus_LV_27-4_0_4_node_137 | 0.4 | n |  | TRUE
139 | bus_LV_27-4_0_4_node_135 | 0.4 | n |  | TRUE
140 | bus_LV_27-4_0_4_node_133 | 0.4 | n |  | TRUE
141 | bus_LV_27-4_0_4_node_134 | 0.4 | n |  | TRUE
142 | bus_LV_27-4_0_4_node_136 | 0.4 | n |  | TRUE
143 | bus_LV_27-4_0_4_node_147 | 0.4 | n |  | TRUE
144 | bus_LV_27-4_0_4_node_149 | 0.4 | n |  | TRUE
145 | bus_LV_27-4_0_4_node_146 | 0.4 | n |  | TRUE
146 | bus_LV_27-4_0_4_node_142 | 0.4 | n |  | TRUE
147 | bus_LV_27-4_0_4_node_138 | 0.4 | n |  | TRUE
148 | bus_LV_27-4_0_4_node_139 | 0.4 | n |  | TRUE
149 | bus_LV_27-4_0_4_node_140 | 0.4 | n |  | TRUE
150 | bus_LV_27-4_0_4_node_141 | 0.4 | n |  | TRUE
151 | bus_LV_27-4_0_4_node_143 | 0.4 | n |  | TRUE
152 | bus_LV_27-4_0_4_node_153 | 0.4 | n |  | TRUE
153 | bus_LV_27-4_0_4_node_154 | 0.4 | n |  | TRUE
154 | bus_LV_27-4_0_4_node_148 | 0.4 | n |  | TRUE
155 | bus_LV_27-4_0_4_node_150 | 0.4 | n |  | TRUE
156 | bus_MV_391_0_node_181 | 20 | n |  | TRUE

## load
| name | bus | p_mw | q_mvar | const_z_percent | const_i_percent | sn_mva | scaling | in_service | type
0 | LV_27-4_0_4_load_0 | 0 | 0.013134 | 0.0032916 | 0 | 0 |  | 1 | TRUE | wye
1 | LV_27-4_0_4_load_2 | 2 | 0.0010863 | 0.00027224 | 0 | 0 |  | 1 | TRUE | wye
2 | LV_27-4_0_4_load_7 | 3 | 0.010981 | 0.0027521 | 0 | 0 |  | 1 | TRUE | wye
3 | LV_27-4_0_4_load_3 | 4 | 0.00065729 | 0.00016473 | 0 | 0 |  | 1 | TRUE | wye
4 | LV_27-4_0_4_load_87 | 5 | 0.001494 | 0.00037443 | 0 | 0 |  | 1 | TRUE | wye
5 | LV_27-4_0_4_load_8 | 6 | 0.00095058 | 0.00023824 | 0 | 0 |  | 1 | TRUE | wye
6 | LV_27-4_0_4_load_4 | 8 | 0.00138 | 0.00034585 | 0 | 0 |  | 1 | TRUE | wye
7 | LV_27-4_0_4_load_38 | 11 | 0.0025015 | 0.00062693 | 0 | 0 |  | 1 | TRUE | wye
8 | LV_27-4_0_4_load_32 | 12 | 0.00051233 | 0.0001284 | 0 | 0 |  | 1 | TRUE | wye
9 | LV_27-4_0_4_load_36 | 13 | 0.0013426 | 0.00033649 | 0 | 0 |  | 1 | TRUE | wye
10 | LV_27-4_0_4_load_58 | 14 | 0.0014574 | 0.00036527 | 0 | 0 |  | 1 | TRUE | wye
11 | LV_27-4_0_4_load_31 | 15 | 0.00083072 | 0.0002082 | 0 | 0 |  | 1 | TRUE | wye
12 | LV_27-4_0_4_load_9 | 17 | 0.0033032 | 0.00082786 | 0 | 0 |  | 1 | TRUE | wye
13 | LV_27-4_0_4_load_22 | 19 | 0.0092473 | 0.0023176 | 0 | 0 |  | 1 | TRUE | wye
14 | LV_27-4_0_4_load_17 | 20 | 0.0014285 | 0.00035801 | 0 | 0 |  | 1 | TRUE | wye
15 | LV_27-4_0_4_load_10 | 21 | 0.0093862 | 0.0023524 | 0 | 0 |  | 1 | TRUE | wye
16 | LV_27-4_0_4_load_11 | 22 | 0.0093855 | 0.0023522 | 0 | 0 |  | 1 | TRUE | wye
17 | LV_27-4_0_4_load_14 | 25 | 0.007255 | 0.0018183 | 0 | 0 |  | 1 | TRUE | wye
18 | LV_27-4_0_4_load_125 | 27 | 0.0024581 | 0.00061605 | 0 | 0 |  | 1 | TRUE | wye
19 | LV_27-4_0_4_load_157 | 28 | 0.001865 | 0.00046742 | 0 | 0 |  | 1 | TRUE | wye
20 | LV_27-4_0_4_load_79 | 30 | 0.0016234 | 0.00040687 | 0 | 0 |  | 1 | TRUE | wye
21 | LV_27-4_0_4_load_15 | 31 | 0.0029516 | 0.00073973 | 0 | 0 |  | 1 | TRUE | wye
22 | LV_27-4_0_4_load_16 | 32 | 0.0033374 | 0.00083642 | 0 | 0 |  | 1 | TRUE | wye
23 | LV_27-4_0_4_load_20 | 34 | 0.0015786 | 0.00039562 | 0 | 0 |  | 1 | TRUE | wye
24 | LV_27-4_0_4_load_21 | 35 | 0.0028454 | 0.00071312 | 0 | 0 |  | 1 | TRUE | wye
25 | LV_27-4_0_4_load_83 | 36 | 0.0014072 | 0.00035269 | 0 | 0 |  | 1 | TRUE | wye
26 | LV_27-4_0_4_load_100 | 37 | 0.0014716 | 0.00036881 | 0 | 0 |  | 1 | TRUE | wye
27 | LV_27-4_0_4_load_23 | 38 | 0.00094262 | 0.00023624 | 0 | 0 |  | 1 | TRUE | wye
28 | LV_27-4_0_4_load_82 | 39 | 0.0013041 | 0.00032684 | 0 | 0 |  | 1 | TRUE | wye
29 | LV_27-4_0_4_load_101 | 40 | 0.0034385 | 0.00086178 | 0 | 0 |  | 1 | TRUE | wye
30 | LV_27-4_0_4_load_24 | 41 | 0.00096555 | 0.00024199 | 0 | 0 |  | 1 | TRUE | wye
31 | LV_27-4_0_4_load_76 | 42 | 0.00093373 | 0.00023402 | 0 | 0 |  | 1 | TRUE | wye
32 | LV_27-4_0_4_load_25 | 44 | 0.0046057 | 0.0011543 | 0 | 0 |  | 1 | TRUE | wye
33 | LV_27-4_0_4_load_26 | 45 | 0.0025165 | 0.0006307 | 0 | 0 |  | 1 | TRUE | wye
34 | LV_27-4_0_4_load_29 | 47 | 0.0069303 | 0.0017369 | 0 | 0 |  | 1 | TRUE | wye
35 | LV_27-4_0_4_load_30 | 48 | 0.0038019 | 0.00095284 | 0 | 0 |  | 1 | TRUE | wye
36 | LV_27-4_0_4_load_121 | 49 | 0.0052828 | 0.001324 | 0 | 0 |  | 1 | TRUE | wye
37 | LV_27-4_0_4_load_115 | 50 | 0.0021024 | 0.00052692 | 0 | 0 |  | 1 | TRUE | wye
38 | LV_27-4_0_4_load_34 | 51 | 0.0019851 | 0.00049752 | 0 | 0 |  | 1 | TRUE | wye
39 | LV_27-4_0_4_load_104 | 52 | 0.0022178 | 0.00055584 | 0 | 0 |  | 1 | TRUE | wye
40 | LV_27-4_0_4_load_122 | 53 | 0.0019988 | 0.00050095 | 0 | 0 |  | 1 | TRUE | wye
41 | LV_27-4_0_4_load_114 | 54 | 0.0023696 | 0.00059389 | 0 | 0 |  | 1 | TRUE | wye
42 | LV_27-4_0_4_load_105 | 56 | 0.010814 | 0.0027102 | 0 | 0 |  | 1 | TRUE | wye
43 | LV_27-4_0_4_load_43 | 57 | 0.00065965 | 0.00016532 | 0 | 0 |  | 1 | TRUE | wye
44 | LV_27-4_0_4_load_44 | 58 | 0.0010958 | 0.00027464 | 0 | 0 |  | 1 | TRUE | wye
45 | LV_27-4_0_4_load_42 | 60 | 0.0024051 | 0.00060277 | 0 | 0 |  | 1 | TRUE | wye
46 | LV_27-4_0_4_load_39 | 62 | 0.0028884 | 0.00072391 | 0 | 0 |  | 1 | TRUE | wye
47 | LV_27-4_0_4_load_41 | 63 | 0.0041994 | 0.0010525 | 0 | 0 |  | 1 | TRUE | wye
48 | LV_27-4_0_4_load_106 | 64 | 0.001735 | 0.00043482 | 0 | 0 |  | 1 | TRUE | wye
49 | LV_27-4_0_4_load_59 | 65 | 0.0018455 | 0.00046252 | 0 | 0 |  | 1 | TRUE | wye
50 | LV_27-4_0_4_load_113 | 66 | 0.0067158 | 0.0016831 | 0 | 0 |  | 1 | TRUE | wye
51 | LV_27-4_0_4_load_156 | 69 | 0.0096486 | 0.0024182 | 0 | 0 |  | 1 | TRUE | wye
52 | LV_27-4_0_4_load_163 | 70 | 0.087343 | 0.02189 | 0 | 0 |  | 1 | TRUE | wye
53 | LV_27-4_0_4_load_155 | 71 | 0.0096519 | 0.002419 | 0 | 0 |  | 1 | TRUE | wye
54 | LV_27-4_0_4_load_48 | 72 | 0.0014086 | 0.00035304 | 0 | 0 |  | 1 | TRUE | wye
55 | LV_27-4_0_4_load_49 | 73 | 0.0013479 | 0.00033782 | 0 | 0 |  | 1 | TRUE | wye
56 | LV_27-4_0_4_load_51 | 75 | 0.001269 | 0.00031804 | 0 | 0 |  | 1 | TRUE | wye
57 | LV_27-4_0_4_load_52 | 76 | 0.00092521 | 0.00023188 | 0 | 0 |  | 1 | TRUE | wye
58 | LV_27-4_0_4_load_54 | 77 | 0.0018314 | 0.000459 | 0 | 0 |  | 1 | TRUE | wye
59 | LV_27-4_0_4_load_160 | 78 | 0.00096142 | 0.00024095 | 0 | 0 |  | 1 | TRUE | wye
60 | LV_27-4_0_4_load_159 | 80 | 0.0011593 | 0.00029054 | 0 | 0 |  | 1 | TRUE | wye
61 | LV_27-4_0_4_load_118 | 81 | 0.0059924 | 0.0015018 | 0 | 0 |  | 1 | TRUE | wye
62 | LV_27-4_0_4_load_56 | 83 | 0.0019812 | 0.00049653 | 0 | 0 |  | 1 | TRUE | wye
63 | LV_27-4_0_4_load_57 | 84 | 0.0019752 | 0.00049504 | 0 | 0 |  | 1 | TRUE | wye
64 | LV_27-4_0_4_load_132 | 86 | 0.0010362 | 0.0002597 | 0 | 0 |  | 1 | TRUE | wye
65 | LV_27-4_0_4_load_130 | 87 | 0.0012516 | 0.00031368 | 0 | 0 |  | 1 | TRUE | wye
66 | LV_27-4_0_4_load_60 | 88 | 0.003947 | 0.0009892 | 0 | 0 |  | 1 | TRUE | wye
67 | LV_27-4_0_4_load_63 | 91 | 0.0024142 | 0.00060506 | 0 | 0 |  | 1 | TRUE | wye
68 | LV_27-4_0_4_load_64 | 92 | 0.0041223 | 0.0010332 | 0 | 0 |  | 1 | TRUE | wye
69 | LV_27-4_0_4_load_102 | 93 | 0.0020332 | 0.00050958 | 0 | 0 |  | 1 | TRUE | wye
70 | LV_27-4_0_4_load_66 | 94 | 0.0013527 | 0.00033903 | 0 | 0 |  | 1 | TRUE | wye
71 | LV_27-4_0_4_load_67 | 95 | 0.002286 | 0.00057293 | 0 | 0 |  | 1 | TRUE | wye
72 | LV_27-4_0_4_load_68 | 96 | 0.00097436 | 0.0002442 | 0 | 0 |  | 1 | TRUE | wye
73 | LV_27-4_0_4_load_70 | 98 | 0.0020361 | 0.0005103 | 0 | 0 |  | 1 | TRUE | wye
74 | LV_27-4_0_4_load_71 | 100 | 0.0011077 | 0.00027761 | 0 | 0 |  | 1 | TRUE | wye
75 | LV_27-4_0_4_load_81 | 101 | 0.00094581 | 0.00023704 | 0 | 0 |  | 1 | TRUE | wye
76 | LV_27-4_0_4_load_126 | 102 | 0.0006325 | 0.00015852 | 0 | 0 |  | 1 | TRUE | wye
77 | LV_27-4_0_4_load_124 | 103 | 0.00068768 | 0.00017235 | 0 | 0 |  | 1 | TRUE | wye
78 | LV_27-4_0_4_load_78 | 105 | 0.0019766 | 0.00049538 | 0 | 0 |  | 1 | TRUE | wye
79 | LV_27-4_0_4_load_74 | 106 | 0.0017245 | 0.0004322 | 0 | 0 |  | 1 | TRUE | wye
80 | LV_27-4_0_4_load_145 | 107 | 0.0012741 | 0.00031932 | 0 | 0 |  | 1 | TRUE | wye
81 | LV_27-4_0_4_load_162 | 109 | 0.0052562 | 0.0013173 | 0 | 0 |  | 1 | TRUE | wye
82 | LV_27-4_0_4_load_129 | 111 | 0.00072393 | 0.00018143 | 0 | 0 |  | 1 | TRUE | wye
83 | LV_27-4_0_4_load_96 | 113 | 0.0012855 | 0.00032218 | 0 | 0 |  | 1 | TRUE | wye
84 | LV_27-4_0_4_load_80 | 114 | 0.016369 | 0.0041025 | 0 | 0 |  | 1 | TRUE | wye
85 | LV_27-4_0_4_load_84 | 115 | 0.0011204 | 0.0002808 | 0 | 0 |  | 1 | TRUE | wye
86 | LV_27-4_0_4_load_85 | 116 | 0.0013438 | 0.00033678 | 0 | 0 |  | 1 | TRUE | wye
87 | LV_27-4_0_4_load_88 | 117 | 0.0011248 | 0.00028191 | 0 | 0 |  | 1 | TRUE | wye
88 | LV_27-4_0_4_load_90 | 118 | 0.001217 | 0.00030501 | 0 | 0 |  | 1 | TRUE | wye
89 | LV_27-4_0_4_load_94 | 119 | 0.0012227 | 0.00030645 | 0 | 0 |  | 1 | TRUE | wye
90 | LV_27-4_0_4_load_92 | 120 | 0.001209 | 0.00030299 | 0 | 0 |  | 1 | TRUE | wye
91 | LV_27-4_0_4_load_91 | 121 | 0.0012547 | 0.00031445 | 0 | 0 |  | 1 | TRUE | wye
92 | LV_27-4_0_4_load_93 | 122 | 0.0012201 | 0.00030579 | 0 | 0 |  | 1 | TRUE | wye
93 | LV_27-4_0_4_load_95 | 123 | 0.0012134 | 0.00030411 | 0 | 0 |  | 1 | TRUE | wye
94 | LV_27-4_0_4_load_161 | 124 | 0.0012193 | 0.00030557 | 0 | 0 |  | 1 | TRUE | wye
95 | LV_27-4_0_4_load_97 | 126 | 0.0034364 | 0.00086124 | 0 | 0 |  | 1 | TRUE | wye
96 | LV_27-4_0_4_load_110 | 128 | 0.009991 | 0.002504 | 0 | 0 |  | 1 | TRUE | wye
97 | LV_27-4_0_4_load_107 | 129 | 0.0089686 | 0.0022478 | 0 | 0 |  | 1 | TRUE | wye
98 | LV_27-4_0_4_load_111 | 131 | 0.0097556 | 0.002445 | 0 | 0 |  | 1 | TRUE | wye
99 | LV_27-4_0_4_load_112 | 132 | 0.016141 | 0.0040454 | 0 | 0 |  | 1 | TRUE | wye
100 | LV_27-4_0_4_load_116 | 133 | 0.0053902 | 0.0013509 | 0 | 0 |  | 1 | TRUE | wye
101 | LV_27-4_0_4_load_119 | 134 | 0.0058049 | 0.0014548 | 0 | 0 |  | 1 | TRUE | wye
102 | LV_27-4_0_4_load_123 | 135 | 0.0033011 | 0.00082733 | 0 | 0 |  | 1 | TRUE | wye
103 | LV_27-4_0_4_load_127 | 136 | 0.0011842 | 0.00029679 | 0 | 0 |  | 1 | TRUE | wye
104 | LV_27-4_0_4_load_128 | 137 | 0.00062941 | 0.00015775 | 0 | 0 |  | 1 | TRUE | wye
105 | LV_27-4_0_4_load_137 | 138 | 0.0014711 | 0.00036869 | 0 | 0 |  | 1 | TRUE | wye
106 | LV_27-4_0_4_load_135 | 139 | 0.0014717 | 0.00036885 | 0 | 0 |  | 1 | TRUE | wye
107 | LV_27-4_0_4_load_133 | 140 | 0.0012725 | 0.00031891 | 0 | 0 |  | 1 | TRUE | wye
108 | LV_27-4_0_4_load_134 | 141 | 0.0017732 | 0.00044442 | 0 | 0 |  | 1 | TRUE | wye
109 | LV_27-4_0_4_load_147 | 143 | 0.0046938 | 0.0011764 | 0 | 0 |  | 1 | TRUE | wye
110 | LV_27-4_0_4_load_149 | 144 | 0.00091003 | 0.00022808 | 0 | 0 |  | 1 | TRUE | wye
111 | LV_27-4_0_4_load_146 | 145 | 0.0016417 | 0.00041145 | 0 | 0 |  | 1 | TRUE | wye
112 | LV_27-4_0_4_load_142 | 146 | 0.001907 | 0.00047795 | 0 | 0 |  | 1 | TRUE | wye
113 | LV_27-4_0_4_load_138 | 147 | 0.00094721 | 0.00023739 | 0 | 0 |  | 1 | TRUE | wye
114 | LV_27-4_0_4_load_139 | 148 | 0.0020094 | 0.0005036 | 0 | 0 |  | 1 | TRUE | wye
115 | LV_27-4_0_4_load_141 | 150 | 0.00094721 | 0.00023739 | 0 | 0 |  | 1 | TRUE | wye
116 | LV_27-4_0_4_load_143 | 151 | 0.002418 | 0.00060601 | 0 | 0 |  | 1 | TRUE | wye
117 | LV_27-4_0_4_load_153 | 152 | 0.0022273 | 0.00055822 | 0 | 0 |  | 1 | TRUE | wye
118 | LV_27-4_0_4_load_154 | 153 | 0.0021346 | 0.00053499 | 0 | 0 |  | 1 | TRUE | wye
119 | LV_27-4_0_4_load_148 | 154 | 0.0012335 | 0.00030914 | 0 | 0 |  | 1 | TRUE | wye
120 | LV_27-4_0_4_load_150 | 155 | 0.00085482 | 0.00021424 | 0 | 0 |  | 1 | TRUE | wye

## ext_grid
| name | bus | vm_pu | va_degree | slack_weight | in_service
0 |  | 25 | 1 | 0 | 1 | TRUE

## line
| name | std_type | from_bus | to_bus | length_km | r_ohm_per_km | x_ohm_per_km | c_nf_per_km | g_us_per_km | max_i_ka | df | parallel | type | in_service
0 | LV_27-4_0_4_line_0 |  | 0 | 1 | 0.061813 | 0.125 | 0.08 | 261 | 0 | 0.364 | 1 | 1 | cs | TRUE
1 | LV_27-4_0_4_line_1 |  | 1 | 2 | 0.021929 | 0.125 | 0.08 | 261 | 0 | 0.364 | 1 | 1 | cs | TRUE
2 | LV_27-4_0_4_line_2 |  | 2 | 3 | 0.016609 | 0.125 | 0.08 | 261 | 0 | 0.364 | 1 | 1 | cs | TRUE
3 | LV_27-4_0_4_line_3 |  | 3 | 6 | 0.011999 | 0.125 | 0.08 | 261 | 0 | 0.364 | 1 | 1 | cs | TRUE
4 | LV_27-4_0_4_line_4 |  | 4 | 5 | 0.014373 | 0.125 | 0.08 | 261 | 0 | 0.364 | 1 | 1 | cs | TRUE
5 | LV_27-4_0_4_line_5 |  | 5 | 7 | 0.010942 | 0.125 | 0.08 | 261 | 0 | 0.364 | 1 | 1 | cs | TRUE
6 | LV_27-4_0_4_line_6 |  | 6 | 17 | 0.028648 | 0.125 | 0.08 | 261 | 0 | 0.364 | 1 | 1 | cs | TRUE
7 | LV_27-4_0_4_line_7 |  | 7 | 117 | 0.01489 | 0.125 | 0.08 | 261 | 0 | 0.364 | 1 | 1 | cs | TRUE
8 | LV_27-4_0_4_line_8 |  | 7 | 116 | 0.027876 | 0.125 | 0.08 | 261 | 0 | 0.364 | 1 | 1 | cs | TRUE
9 | LV_27-4_0_4_line_9 |  | 8 | 9 | 0.0038244 | 0.125 | 0.08 | 261 | 0 | 0.364 | 1 | 1 | cs | TRUE
10 | LV_27-4_0_4_line_10 |  | 9 | 10 | 0.046512 | 0.125 | 0.08 | 261 | 0 | 0.364 | 1 | 1 | cs | TRUE
11 | LV_27-4_0_4_line_11 |  | 10 | 11 | 0.019555 | 0.125 | 0.08 | 261 | 0 | 0.364 | 1 | 1 | cs | TRUE
12 | LV_27-4_0_4_line_12 |  | 10 | 12 | 0.020305 | 0.125 | 0.08 | 261 | 0 | 0.364 | 1 | 1 | cs | TRUE
13 | LV_27-4_0_4_line_13 |  | 10 | 13 | 0.014105 | 0.125 | 0.08 | 261 | 0 | 0.364 | 1 | 1 | cs | TRUE
14 | LV_27-4_0_4_line_14 |  | 11 | 14 | 0.0083617 | 0.125 | 0.08 | 261 | 0 | 0.364 | 1 | 1 | cs | TRUE
15 | LV_27-4_0_4_line_15 |  | 12 | 15 | 0.0092658 | 0.125 | 0.08 | 261 | 0 | 0.364 | 1 | 1 | cs | TRUE
16 | LV_27-4_0_4_line_16 |  | 13 | 16 | 0.03184 | 0.125 | 0.08 | 261 | 0 | 0.364 | 1 | 1 | cs | TRUE
17 | LV_27-4_0_4_line_17 |  | 14 | 65 | 0.0097384 | 0.125 | 0.08 | 261 | 0 | 0.364 | 1 | 1 | cs | TRUE
18 | LV_27-4_0_4_line_18 |  | 16 | 62 | 0.011365 | 0.125 | 0.08 | 261 | 0 | 0.364 | 1 | 1 | cs | TRUE
19 | LV_27-4_0_4_line_19 |  | 16 | 61 | 0.003875 | 0.125 | 0.08 | 261 | 0 | 0.364 | 1 | 1 | cs | TRUE
20 | LV_27-4_0_4_line_20 |  | 17 | 18 | 0.012824 | 0.125 | 0.08 | 261 | 0 | 0.364 | 1 | 1 | cs | TRUE
21 | LV_27-4_0_4_line_21 |  | 18 | 19 | 0.020993 | 0.125 | 0.08 | 261 | 0 | 0.364 | 1 | 1 | cs | TRUE
22 | LV_27-4_0_4_line_22 |  | 18 | 20 | 0.015367 | 0.125 | 0.08 | 261 | 0 | 0.364 | 1 | 1 | cs | TRUE
23 | LV_27-4_0_4_line_23 |  | 19 | 38 | 0.0086137 | 0.125 | 0.08 | 261 | 0 | 0.364 | 1 | 1 | cs | TRUE
24 | LV_27-4_0_4_line_24 |  | 20 | 31 | 0.00073572 | 0.125 | 0.08 | 261 | 0 | 0.364 | 1 | 1 | cs | TRUE
25 | LV_27-4_0_4_line_25 |  | 21 | 22 | 0.027856 | 0.125 | 0.08 | 261 | 0 | 0.364 | 1 | 1 | cs | TRUE
26 | LV_27-4_0_4_line_26 |  | 21 | 23 | 0.019852 | 0.125 | 0.08 | 261 | 0 | 0.364 | 1 | 1 | cs | TRUE
27 | LV_27-4_0_4_line_27 |  | 23 | 24 | 0.019593 | 0.125 | 0.08 | 261 | 0 | 0.364 | 1 | 4 | cs | TRUE
28 | LV_27-4_0_4_line_28 |  | 23 | 25 | 0.018778 | 0.125 | 0.08 | 261 | 0 | 0.364 | 1 | 4 | cs | TRUE
29 | LV_27-4_0_4_line_29 |  | 24 | 26 | 0.009908 | 0.125 | 0.08 | 261 | 0 | 0.364 | 1 | 4 | cs | TRUE
30 | LV_27-4_0_4_line_30 |  | 24 | 27 | 0.021709 | 0.125 | 0.08 | 261 | 0 | 0.364 | 1 | 4 | cs | TRUE
31 | LV_27-4_0_4_line_31 |  | 26 | 28 | 0.029285 | 0.125 | 0.08 | 261 | 0 | 0.364 | 1 | 1 | cs | TRUE
32 | LV_27-4_0_4_line_32 |  | 26 | 29 | 0.016568 | 0.125 | 0.08 | 261 | 0 | 0.364 | 1 | 2 | cs | TRUE
33 | LV_27-4_0_4_line_33 |  | 27 | 30 | 0.022176 | 0.125 | 0.08 | 261 | 0 | 0.364 | 1 | 4 | cs | TRUE
34 | LV_27-4_0_4_line_34 |  | 29 | 49 | 0.022872 | 0.125 | 0.08 | 261 | 0 | 0.364 | 1 | 1 | cs | TRUE
35 | LV_27-4_0_4_line_35 |  | 29 | 50 | 0.017109 | 0.125 | 0.08 | 261 | 0 | 0.364 | 1 | 1 | cs | TRUE
36 | LV_27-4_0_4_line_36 |  | 29 | 45 | 0.02286 | 0.125 | 0.08 | 261 | 0 | 0.364 | 1 | 1 | cs | TRUE
37 | LV_27-4_0_4_line_37 |  | 30 | 43 | 0.017431 | 0.125 | 0.08 | 261 | 0 | 0.364 | 1 | 2 | cs | TRUE
38 | LV_27-4_0_4_line_38 |  | 31 | 32 | 0.027939 | 0.125 | 0.08 | 261 | 0 | 0.364 | 1 | 1 | cs | TRUE
39 | LV_27-4_0_4_line_39 |  | 32 | 33 | 0.012469 | 0.125 | 0.08 | 261 | 0 | 0.364 | 1 | 1 | cs | TRUE
40 | LV_27-4_0_4_line_40 |  | 33 | 34 | 0.013582 | 0.125 | 0.08 | 261 | 0 | 0.364 | 1 | 1 | cs | TRUE
41 | LV_27-4_0_4_line_41 |  | 33 | 35 | 0.015441 | 0.125 | 0.08 | 261 | 0 | 0.364 | 1 | 1 | cs | TRUE
42 | LV_27-4_0_4_line_42 |  | 34 | 36 | 0.015997 | 0.125 | 0.08 | 261 | 0 | 0.364 | 1 | 1 | cs | TRUE
43 | LV_27-4_0_4_line_43 |  | 35 | 37 | 0.0015783 | 0.125 | 0.08 | 261 | 0 | 0.364 | 1 | 1 | cs | TRUE
44 | LV_27-4_0_4_line_44 |  | 36 | 39 | 0.00063016 | 0.125 | 0.08 | 261 | 0 | 0.364 | 1 | 1 | cs | TRUE
45 | LV_27-4_0_4_line_45 |  | 37 | 40 | 0.026648 | 0.125 | 0.08 | 261 | 0 | 0.364 | 1 | 1 | cs | TRUE
46 | LV_27-4_0_4_line_46 |  | 38 | 41 | 0.0011439 | 0.125 | 0.08 | 261 | 0 | 0.364 | 1 | 1 | cs | TRUE
47 | LV_27-4_0_4_line_47 |  | 39 | 115 | 0.016022 | 0.125 | 0.08 | 261 | 0 | 0.364 | 1 | 1 | cs | TRUE
48 | LV_27-4_0_4_line_48 |  | 40 | 125 | 0.022504 | 0.125 | 0.08 | 261 | 0 | 0.364 | 1 | 1 | cs | TRUE
49 | LV_27-4_0_4_line_49 |  | 41 | 42 | 0.001248 | 0.125 | 0.08 | 261 | 0 | 0.364 | 1 | 1 | cs | TRUE
50 | LV_27-4_0_4_line_50 |  | 42 | 43 | 0.044677 | 0.125 | 0.08 | 261 | 0 | 0.364 | 1 | 1 | cs | TRUE
51 | LV_27-4_0_4_line_51 |  | 43 | 105 | 0.017956 | 0.125 | 0.08 | 261 | 0 | 0.364 | 1 | 1 | cs | TRUE
52 | LV_27-4_0_4_line_52 |  | 43 | 114 | 0.022315 | 0.125 | 0.08 | 261 | 0 | 0.364 | 1 | 1 | cs | TRUE
53 | LV_27-4_0_4_line_53 |  | 44 | 45 | 0.026092 | 0.125 | 0.08 | 261 | 0 | 0.364 | 1 | 1 | cs | TRUE
54 | LV_27-4_0_4_line_54 |  | 44 | 46 | 0.017612 | 0.125 | 0.08 | 261 | 0 | 0.364 | 1 | 1 | cs | TRUE
55 | LV_27-4_0_4_line_55 |  | 46 | 47 | 0.008368 | 0.125 | 0.08 | 261 | 0 | 0.364 | 1 | 1 | cs | TRUE
56 | LV_27-4_0_4_line_56 |  | 46 | 48 | 0.01392 | 0.125 | 0.08 | 261 | 0 | 0.364 | 1 | 1 | cs | TRUE
57 | LV_27-4_0_4_line_57 |  | 47 | 51 | 0.024073 | 0.125 | 0.08 | 261 | 0 | 0.364 | 1 | 1 | cs | TRUE
58 | LV_27-4_0_4_line_58 |  | 48 | 52 | 0.0084461 | 0.125 | 0.08 | 261 | 0 | 0.364 | 1 | 1 | cs | TRUE
59 | LV_27-4_0_4_line_59 |  | 49 | 53 | 0.024831 | 0.125 | 0.08 | 261 | 0 | 0.364 | 1 | 1 | cs | TRUE
60 | LV_27-4_0_4_line_60 |  | 50 | 54 | 0.024476 | 0.125 | 0.08 | 261 | 0 | 0.364 | 1 | 1 | cs | TRUE
61 | LV_27-4_0_4_line_61 |  | 51 | 55 | 0.010815 | 0.125 | 0.08 | 261 | 0 | 0.364 | 1 | 1 | cs | TRUE
62 | LV_27-4_0_4_line_62 |  | 52 | 56 | 0.030001 | 0.125 | 0.08 | 261 | 0 | 0.364 | 1 | 1 | cs | TRUE
63 | LV_27-4_0_4_line_63 |  | 53 | 135 | 0.032667 | 0.125 | 0.08 | 261 | 0 | 0.364 | 1 | 1 | cs | TRUE
64 | LV_27-4_0_4_line_64 |  | 54 | 83 | 0.025597 | 0.125 | 0.08 | 261 | 0 | 0.364 | 1 | 1 | cs | TRUE
65 | LV_27-4_0_4_line_65 |  | 55 | 60 | 0.0074198 | 0.125 | 0.08 | 261 | 0 | 0.364 | 1 | 1 | cs | TRUE
66 | LV_27-4_0_4_line_66 |  | 56 | 127 | 0.011347 | 0.125 | 0.08 | 261 | 0 | 0.364 | 1 | 1 | cs | TRUE
67 | LV_27-4_0_4_line_67 |  | 57 | 58 | 0.016585 | 0.125 | 0.08 | 261 | 0 | 0.364 | 1 | 1 | cs | TRUE
68 | LV_27-4_0_4_line_68 |  | 58 | 59 | 0.0081781 | 0.125 | 0.08 | 261 | 0 | 0.364 | 1 | 1 | cs | TRUE
69 | LV_27-4_0_4_line_69 |  | 59 | 63 | 0.032605 | 0.125 | 0.08 | 261 | 0 | 0.364 | 1 | 1 | cs | TRUE
70 | LV_27-4_0_4_line_70 |  | 60 | 61 | 0.013483 | 0.125 | 0.08 | 261 | 0 | 0.364 | 1 | 1 | cs | TRUE
71 | LV_27-4_0_4_line_71 |  | 61 | 64 | 0.025008 | 0.125 | 0.08 | 261 | 0 | 0.364 | 1 | 1 | cs | TRUE
72 | LV_27-4_0_4_line_72 |  | 62 | 63 | 0.0012336 | 0.125 | 0.08 | 261 | 0 | 0.364 | 1 | 1 | cs | TRUE
73 | LV_27-4_0_4_line_73 |  | 64 | 66 | 0.0099618 | 0.125 | 0.08 | 261 | 0 | 0.364 | 1 | 1 | cs | TRUE
74 | LV_27-4_0_4_line_74 |  | 65 | 88 | 0.0079456 | 0.125 | 0.08 | 261 | 0 | 0.364 | 1 | 1 | cs | TRUE
75 | LV_27-4_0_4_line_75 |  | 67 | 68 | 0.032219 | 0.125 | 0.08 | 261 | 0 | 0.364 | 1 | 1 | cs | TRUE
76 | LV_27-4_0_4_line_76 |  | 67 | 69 | 0.031402 | 0.125 | 0.08 | 261 | 0 | 0.364 | 1 | 1 | cs | TRUE
77 | LV_27-4_0_4_line_77 |  | 68 | 70 | 0.006564 | 0.125 | 0.08 | 261 | 0 | 0.364 | 1 | 1 | cs | TRUE
78 | LV_27-4_0_4_line_78 |  | 69 | 71 | 0.026402 | 0.125 | 0.08 | 261 | 0 | 0.364 | 1 | 1 | cs | TRUE
79 | LV_27-4_0_4_line_79 |  | 71 | 114 | 0.025337 | 0.125 | 0.08 | 261 | 0 | 0.364 | 1 | 1 | cs | TRUE
80 | LV_27-4_0_4_line_80 |  | 72 | 73 | 0.013825 | 0.125 | 0.08 | 261 | 0 | 0.364 | 1 | 1 | cs | TRUE
81 | LV_27-4_0_4_line_81 |  | 72 | 74 | 0.010933 | 0.125 | 0.08 | 261 | 0 | 0.364 | 1 | 1 | cs | TRUE
82 | LV_27-4_0_4_line_82 |  | 73 | 75 | 0.030501 | 0.125 | 0.08 | 261 | 0 | 0.364 | 1 | 1 | cs | TRUE
83 | LV_27-4_0_4_line_83 |  | 74 | 76 | 0.027514 | 0.125 | 0.08 | 261 | 0 | 0.364 | 1 | 1 | cs | TRUE
84 | LV_27-4_0_4_line_84 |  | 75 | 77 | 0.002525 | 0.125 | 0.08 | 261 | 0 | 0.364 | 1 | 1 | cs | TRUE
85 | LV_27-4_0_4_line_85 |  | 76 | 78 | 0.0073891 | 0.125 | 0.08 | 261 | 0 | 0.364 | 1 | 1 | cs | TRUE
86 | LV_27-4_0_4_line_86 |  | 77 | 79 | 0.014753 | 0.125 | 0.08 | 261 | 0 | 0.364 | 1 | 1 | cs | TRUE
87 | LV_27-4_0_4_line_87 |  | 78 | 80 | 0.023781 | 0.125 | 0.08 | 261 | 0 | 0.364 | 1 | 1 | cs | TRUE
88 | LV_27-4_0_4_line_88 |  | 79 | 83 | 0.0055298 | 0.125 | 0.08 | 261 | 0 | 0.364 | 1 | 1 | cs | TRUE
89 | LV_27-4_0_4_line_89 |  | 81 | 82 | 0.017703 | 0.125 | 0.08 | 261 | 0 | 0.364 | 1 | 1 | cs | TRUE
90 | LV_27-4_0_4_line_90 |  | 82 | 134 | 0.008495 | 0.125 | 0.08 | 261 | 0 | 0.364 | 1 | 1 | cs | TRUE
91 | LV_27-4_0_4_line_91 |  | 82 | 133 | 0.0046683 | 0.125 | 0.08 | 261 | 0 | 0.364 | 1 | 1 | cs | TRUE
92 | LV_27-4_0_4_line_92 |  | 84 | 85 | 0.0080622 | 0.125 | 0.08 | 261 | 0 | 0.364 | 1 | 1 | cs | TRUE
93 | LV_27-4_0_4_line_93 |  | 85 | 86 | 0.016023 | 0.125 | 0.08 | 261 | 0 | 0.364 | 1 | 1 | cs | TRUE
94 | LV_27-4_0_4_line_94 |  | 85 | 87 | 0.011355 | 0.125 | 0.08 | 261 | 0 | 0.364 | 1 | 1 | cs | TRUE
95 | LV_27-4_0_4_line_95 |  | 86 | 138 | 0.00058109 | 0.125 | 0.08 | 261 | 0 | 0.364 | 1 | 1 | cs | TRUE
96 | LV_27-4_0_4_line_96 |  | 87 | 137 | 0.018502 | 0.125 | 0.08 | 261 | 0 | 0.364 | 1 | 1 | cs | TRUE
97 | LV_27-4_0_4_line_97 |  | 88 | 89 | 0.016216 | 0.125 | 0.08 | 261 | 0 | 0.364 | 1 | 1 | cs | TRUE
98 | LV_27-4_0_4_line_98 |  | 89 | 90 | 0.029866 | 0.125 | 0.08 | 261 | 0 | 0.364 | 1 | 1 | cs | TRUE
99 | LV_27-4_0_4_line_99 |  | 89 | 91 | 0.019271 | 0.125 | 0.08 | 261 | 0 | 0.364 | 1 | 1 | cs | TRUE
100 | LV_27-4_0_4_line_100 |  | 90 | 92 | 0.0074882 | 0.125 | 0.08 | 261 | 0 | 0.364 | 1 | 1 | cs | TRUE
101 | LV_27-4_0_4_line_101 |  | 91 | 93 | 0.020928 | 0.125 | 0.08 | 261 | 0 | 0.364 | 1 | 1 | cs | TRUE
102 | LV_27-4_0_4_line_102 |  | 94 | 95 | 0.022501 | 0.125 | 0.08 | 261 | 0 | 0.364 | 1 | 1 | cs | TRUE
103 | LV_27-4_0_4_line_103 |  | 94 | 96 | 0.011915 | 0.125 | 0.08 | 261 | 0 | 0.364 | 1 | 1 | cs | TRUE
104 | LV_27-4_0_4_line_104 |  | 95 | 97 | 0.025223 | 0.125 | 0.08 | 261 | 0 | 0.364 | 1 | 1 | cs | TRUE
105 | LV_27-4_0_4_line_105 |  | 96 | 98 | 0.009746 | 0.125 | 0.08 | 261 | 0 | 0.364 | 1 | 1 | cs | TRUE
106 | LV_27-4_0_4_line_106 |  | 97 | 99 | 0.025623 | 0.125 | 0.08 | 261 | 0 | 0.364 | 1 | 1 | cs | TRUE
107 | LV_27-4_0_4_line_107 |  | 97 | 100 | 0.013412 | 0.125 | 0.08 | 261 | 0 | 0.364 | 1 | 1 | cs | TRUE
108 | LV_27-4_0_4_line_108 |  | 98 | 101 | 0.0088683 | 0.125 | 0.08 | 261 | 0 | 0.364 | 1 | 1 | cs | TRUE
109 | LV_27-4_0_4_line_109 |  | 99 | 102 | 0.025965 | 0.125 | 0.08 | 261 | 0 | 0.364 | 1 | 1 | cs | TRUE
110 | LV_27-4_0_4_line_110 |  | 99 | 103 | 0.0059199 | 0.125 | 0.08 | 261 | 0 | 0.364 | 1 | 1 | cs | TRUE
111 | LV_27-4_0_4_line_111 |  | 100 | 104 | 0.0066064 | 0.125 | 0.08 | 261 | 0 | 0.364 | 1 | 1 | cs | TRUE
112 | LV_27-4_0_4_line_112 |  | 101 | 105 | 0.020712 | 0.125 | 0.08 | 261 | 0 | 0.364 | 1 | 1 | cs | TRUE
113 | LV_27-4_0_4_line_113 |  | 102 | 111 | 0.0078916 | 0.125 | 0.08 | 261 | 0 | 0.364 | 1 | 1 | cs | TRUE
114 | LV_27-4_0_4_line_114 |  | 104 | 106 | 0.019618 | 0.125 | 0.08 | 261 | 0 | 0.364 | 1 | 1 | cs | TRUE
115 | LV_27-4_0_4_line_115 |  | 106 | 107 | 0.012852 | 0.125 | 0.08 | 261 | 0 | 0.364 | 1 | 1 | cs | TRUE
116 | LV_27-4_0_4_line_116 |  | 107 | 112 | 0.029067 | 0.125 | 0.08 | 261 | 0 | 0.364 | 1 | 1 | cs | TRUE
117 | LV_27-4_0_4_line_117 |  | 108 | 109 | 0.031289 | 0.125 | 0.08 | 261 | 0 | 0.364 | 1 | 1 | cs | TRUE
118 | LV_27-4_0_4_line_118 |  | 108 | 110 | 0.00725 | 0.125 | 0.08 | 261 | 0 | 0.364 | 1 | 1 | cs | TRUE
119 | LV_27-4_0_4_line_119 |  | 110 | 113 | 0.023704 | 0.125 | 0.08 | 261 | 0 | 0.364 | 1 | 1 | cs | TRUE
120 | LV_27-4_0_4_line_120 |  | 111 | 136 | 0.0083193 | 0.125 | 0.08 | 261 | 0 | 0.364 | 1 | 1 | cs | TRUE
121 | LV_27-4_0_4_line_121 |  | 112 | 150 | 0.012617 | 0.125 | 0.08 | 261 | 0 | 0.364 | 1 | 1 | cs | TRUE
122 | LV_27-4_0_4_line_122 |  | 113 | 126 | 0.008786 | 0.125 | 0.08 | 261 | 0 | 0.364 | 1 | 1 | cs | TRUE
123 | LV_27-4_0_4_line_123 |  | 115 | 116 | 0.0013985 | 0.125 | 0.08 | 261 | 0 | 0.364 | 1 | 1 | cs | TRUE
124 | LV_27-4_0_4_line_124 |  | 118 | 119 | 0.0080492 | 0.125 | 0.08 | 261 | 0 | 0.364 | 1 | 1 | cs | TRUE
125 | LV_27-4_0_4_line_125 |  | 119 | 120 | 0.0075333 | 0.125 | 0.08 | 261 | 0 | 0.364 | 1 | 1 | cs | TRUE
126 | LV_27-4_0_4_line_126 |  | 120 | 121 | 0.0038374 | 0.125 | 0.08 | 261 | 0 | 0.364 | 1 | 1 | cs | TRUE
127 | LV_27-4_0_4_line_127 |  | 121 | 122 | 0.0041998 | 0.125 | 0.08 | 261 | 0 | 0.364 | 1 | 1 | cs | TRUE
128 | LV_27-4_0_4_line_128 |  | 122 | 123 | 0.0075463 | 0.125 | 0.08 | 261 | 0 | 0.364 | 1 | 1 | cs | TRUE
129 | LV_27-4_0_4_line_129 |  | 123 | 124 | 0.0080554 | 0.125 | 0.08 | 261 | 0 | 0.364 | 1 | 1 | cs | TRUE
130 | LV_27-4_0_4_line_130 |  | 124 | 125 | 0.013644 | 0.125 | 0.08 | 261 | 0 | 0.364 | 1 | 1 | cs | TRUE
131 | LV_27-4_0_4_line_131 |  | 125 | 126 | 0.0054615 | 0.125 | 0.08 | 261 | 0 | 0.364 | 1 | 1 | cs | TRUE
132 | LV_27-4_0_4_line_132 |  | 127 | 128 | 0.01021 | 0.125 | 0.08 | 261 | 0 | 0.364 | 1 | 1 | cs | TRUE
133 | LV_27-4_0_4_line_133 |  | 127 | 129 | 0.0064941 | 0.125 | 0.08 | 261 | 0 | 0.364 | 1 | 1 | cs | TRUE
134 | LV_27-4_0_4_line_134 |  | 129 | 130 | 0.020429 | 0.125 | 0.08 | 261 | 0 | 0.364 | 1 | 1 | cs | TRUE
135 | LV_27-4_0_4_line_135 |  | 130 | 131 | 0.0015039 | 0.125 | 0.08 | 261 | 0 | 0.364 | 1 | 1 | cs | TRUE
136 | LV_27-4_0_4_line_136 |  | 130 | 132 | 0.006249 | 0.125 | 0.08 | 261 | 0 | 0.364 | 1 | 1 | cs | TRUE
137 | LV_27-4_0_4_line_137 |  | 131 | 133 | 0.027216 | 0.125 | 0.08 | 261 | 0 | 0.364 | 1 | 1 | cs | TRUE
138 | LV_27-4_0_4_line_138 |  | 136 | 137 | 0.0095329 | 0.125 | 0.08 | 261 | 0 | 0.364 | 1 | 1 | cs | TRUE
139 | LV_27-4_0_4_line_139 |  | 138 | 139 | 0.017688 | 0.125 | 0.08 | 261 | 0 | 0.364 | 1 | 1 | cs | TRUE
140 | LV_27-4_0_4_line_140 |  | 139 | 140 | 0.012922 | 0.125 | 0.08 | 261 | 0 | 0.364 | 1 | 1 | cs | TRUE
141 | LV_27-4_0_4_line_141 |  | 140 | 141 | 0.0081592 | 0.125 | 0.08 | 261 | 0 | 0.364 | 1 | 1 | cs | TRUE
142 | LV_27-4_0_4_line_142 |  | 141 | 142 | 0.014852 | 0.125 | 0.08 | 261 | 0 | 0.364 | 1 | 1 | cs | TRUE
143 | LV_27-4_0_4_line_143 |  | 142 | 143 | 0.023531 | 0.125 | 0.08 | 261 | 0 | 0.364 | 1 | 1 | cs | TRUE
144 | LV_27-4_0_4_line_144 |  | 143 | 144 | 0.00063206 | 0.125 | 0.08 | 261 | 0 | 0.364 | 1 | 1 | cs | TRUE
145 | LV_27-4_0_4_line_145 |  | 144 | 154 | 0.019616 | 0.125 | 0.08 | 261 | 0 | 0.364 | 1 | 1 | cs | TRUE
146 | LV_27-4_0_4_line_146 |  | 145 | 146 | 0.010514 | 0.125 | 0.08 | 261 | 0 | 0.364 | 1 | 1 | cs | TRUE
147 | LV_27-4_0_4_line_147 |  | 146 | 149 | 0.007064 | 0.125 | 0.08 | 261 | 0 | 0.364 | 1 | 1 | cs | TRUE
148 | LV_27-4_0_4_line_148 |  | 147 | 148 | 0.021546 | 0.125 | 0.08 | 261 | 0 | 0.364 | 1 | 1 | cs | TRUE
149 | LV_27-4_0_4_line_149 |  | 147 | 149 | 0.012875 | 0.125 | 0.08 | 261 | 0 | 0.364 | 1 | 1 | cs | TRUE
150 | LV_27-4_0_4_line_150 |  | 148 | 150 | 0.003486 | 0.125 | 0.08 | 261 | 0 | 0.364 | 1 | 1 | cs | TRUE
151 | LV_27-4_0_4_line_151 |  | 149 | 151 | 0.016629 | 0.125 | 0.08 | 261 | 0 | 0.364 | 1 | 1 | cs | TRUE
152 | LV_27-4_0_4_line_152 |  | 151 | 152 | 0.0021048 | 0.125 | 0.08 | 261 | 0 | 0.364 | 1 | 1 | cs | TRUE
153 | LV_27-4_0_4_line_153 |  | 152 | 153 | 0.023007 | 0.125 | 0.08 | 261 | 0 | 0.364 | 1 | 1 | cs | TRUE
154 | LV_27-4_0_4_line_154 |  | 154 | 155 | 0.020044 | 0.125 | 0.08 | 261 | 0 | 0.364 | 1 | 1 | cs | TRUE

## trafo
| name | std_type | hv_bus | lv_bus | sn_mva | vn_hv_kv | vn_lv_kv | vk_percent | vkr_percent | pfe_kw | i0_percent | shift_degree | tap_side | tap_neutral | tap_min | tap_max | tap_step_percent | tap_step_degree | tap_pos | tap_phase_shifter | parallel | df | in_service
0 | LV_27-4_0_4_trafo_14 | 0.63 MVA 20/0.4 kV | 156 | 25 | 0.63 | 20 | 0.4 | 6 | 1.206 | 1.65 | 0.2619 | 150 | hv | 0 | -2 | 2 | 2.5 | 0 | 0 | FALSE | 1 | 1 | TRUE

## line_geodata
| x0 | y0 | x1 | y1 | x2 | y2 | x3 | y3 | x4 | y4 | x5 | y5 | x6 | y6 | x7 | y7 | x8 | y8
0 | 2690387.9177 | 1282608.1989 | 2690388.5903 | 1282592.7514 | 2690394.4671 | 1282560.1466 | 2690397.3177 | 1282547.2366
1 | 2690387.9177 | 1282608.1989 | 2690390.7547 | 1282629.9432
2 | 2690393.6985 | 1282646.2726 | 2690391.734 | 1282637.4494 | 2690390.7547 | 1282629.9432
3 | 2690393.6985 | 1282646.2726 | 2690396.3064 | 1282657.9852
4 | 2690421.5106 | 1282609.6662 | 2690435.8694 | 1282610.2934
5 | 2690446.8014 | 1282610.7709 | 2690435.8694 | 1282610.2934
6 | 2690396.3064 | 1282657.9852 | 2690402.5326 | 1282685.9483
7 | 2690446.8014 | 1282610.7709 | 2690461.6846 | 1282610.3164
8 | 2690446.8014 | 1282610.7709 | 2690451.7555 | 1282638.2027
9 | 2690261.9168 | 1282942.3692 | 2690265.5481 | 1282941.1695
10 | 2690261.9168 | 1282942.3692 | 2690253.8793 | 1282945.0374 | 2690255.3983 | 1282949.787 | 2690256.8675 | 1282954.3579 | 2690268.9415 | 1282954.3427 | 2690272.4844 | 1282953.4406 | 2690273.3512 | 1282953.2204 | 2690278.4889 | 1282951.631 | 2690284.4756 | 1282953.4354
11 | 2690284.4756 | 1282953.4354 | 2690285.0453 | 1282965.7437 | 2690287.2851 | 1282972.6218
12 | 2690284.4756 | 1282953.4354 | 2690281.4783 | 1282942.2576 | 2690277.0001 | 1282934.7607
13 | 2690284.4756 | 1282953.4354 | 2690296.4114 | 1282945.9197
14 | 2690287.2851 | 1282972.6218 | 2690289.8741 | 1282980.5725
15 | 2690272.2485 | 1282926.806 | 2690277.0001 | 1282934.7607
16 | 2690323.3549 | 1282928.9542 | 2690296.4114 | 1282945.9197
17 | 2690289.8741 | 1282980.5725 | 2690291.5709 | 1282985.7832 | 2690293.2389 | 1282989.7014
18 | 2690323.3549 | 1282928.9542 | 2690317.3233 | 1282919.3215
19 | 2690326.594 | 1282926.813 | 2690323.3549 | 1282928.9542
20 | 2690405.3198 | 1282698.4662 | 2690402.5326 | 1282685.9483
21 | 2690405.3198 | 1282698.4662 | 2690408.2614 | 1282719.2523
22 | 2690405.3198 | 1282698.4662 | 2690420.2487 | 1282694.8247
23 | 2690409.4683 | 1282727.781 | 2690408.2614 | 1282719.2523
24 | 2690420.2487 | 1282694.8247 | 2690420.9635 | 1282694.6503
25 | 2690366.504 | 1282864.2348 | 2690390.7298 | 1282850.4852
26 | 2690407.9951 | 1282840.6861 | 2690390.7298 | 1282850.4852
27 | 2690407.9951 | 1282840.6861 | 2690418.4239 | 1282834.8744 | 2690426.1279 | 1282834.8703
28 | 2690402.0164 | 1282823.1904 | 2690405.0325 | 1282836.5593 | 2690407.9951 | 1282840.6861
29 | 2690427.9307 | 1282844.6064 | 2690427.448 | 1282842.7863 | 2690426.1279 | 1282834.8703
30 | 2690426.1279 | 1282834.8703 | 2690422.5646 | 1282813.4558
31 | 2690427.9307 | 1282844.6064 | 2690402.9641 | 1282859.9124
32 | 2690437.1771 | 1282857.1146 | 2690432.8205 | 1282855.2573 | 2690430.9585 | 1282851.8258 | 2690429.1655 | 1282849.2738 | 2690427.9307 | 1282844.6064
33 | 2690418.9246 | 1282791.5801 | 2690422.5646 | 1282813.4558
34 | 2690437.1771 | 1282857.1146 | 2690452.8603 | 1282845.5341 | 2690455.2504 | 1282843.1488
35 | 2690437.1771 | 1282857.1146 | 2690454.1275 | 1282854.792
36 | 2690437.1771 | 1282857.1146 | 2690424.9552 | 1282865.2787 | 2690418.0102 | 1282869.5663
37 | 2690416.0636 | 1282774.3857 | 2690418.9246 | 1282791.5801
38 | 2690420.9635 | 1282694.6503 | 2690448.1063 | 1282688.0295
39 | 2690460.2203 | 1282685.0745 | 2690448.1063 | 1282688.0295
40 | 2690460.2203 | 1282685.0745 | 2690457.8065 | 1282671.709
41 | 2690460.2203 | 1282685.0745 | 2690475.2111 | 1282681.3734
42 | 2690457.8065 | 1282671.709 | 2690454.9635 | 1282655.9664
43 | 2690475.2111 | 1282681.3734 | 2690476.7434 | 1282680.9951
44 | 2690454.9635 | 1282655.9664 | 2690454.8515 | 1282655.3463
45 | 2690502.6149 | 1282674.6076 | 2690476.7434 | 1282680.9951
46 | 2690409.6286 | 1282728.9136 | 2690409.4683 | 1282727.781
47 | 2690454.8515 | 1282655.3463 | 2690452.004 | 1282639.579
48 | 2690524.4625 | 1282669.2135 | 2690502.6149 | 1282674.6076
49 | 2690409.6286 | 1282728.9136 | 2690409.8035 | 1282730.1493
50 | 2690416.0636 | 1282774.3857 | 2690409.8035 | 1282730.1493
51 | 2690416.0636 | 1282774.3857 | 2690422.6681 | 1282770.6838 | 2690432.5479 | 1282767.4865
52 | 2690416.0636 | 1282774.3857 | 2690408.2207 | 1282779.025 | 2690395.349 | 1282781.9629
53 | 2690418.0102 | 1282869.5663 | 2690395.808 | 1282883.2733
54 | 2690380.8216 | 1282892.5255 | 2690395.808 | 1282883.2733
55 | 2690380.8216 | 1282892.5255 | 2690373.7486 | 1282896.9973
56 | 2690380.8216 | 1282892.5255 | 2690388.0711 | 1282904.4082
57 | 2690373.7486 | 1282896.9973 | 2690353.4015 | 1282909.8614
58 | 2690388.0711 | 1282904.4082 | 2690392.47 | 1282911.6183
59 | 2690472.1836 | 1282824.9995 | 2690461.6069 | 1282836.8052 | 2690455.2504 | 1282843.1488
60 | 2690478.0644 | 1282849.7103 | 2690456.0787 | 1282854.5246 | 2690454.1275 | 1282854.792
61 | 2690344.2604 | 1282915.6407 | 2690353.4015 | 1282909.8614
62 | 2690392.47 | 1282911.6183 | 2690404.1351 | 1282930.7384 | 2690409.1989 | 1282936.4099
63 | 2690472.1836 | 1282824.9995 | 2690473.4102 | 1282823.6304 | 2690485.7257 | 1282808.8956 | 2690492.53 | 1282799.4694
64 | 2690478.0644 | 1282849.7103 | 2690503.0686 | 1282844.235
65 | 2690344.2604 | 1282915.6407 | 2690337.9893 | 1282919.6066
66 | 2690419.9419 | 1282939.4662 | 2690414.3041 | 1282938.9014 | 2690409.1989 | 1282936.4099 | 2690409.1989 | 1282936.4099
67 | 2690278.7142 | 1282875.8824 | 2690286.8691 | 1282889.8725 | 2690287.1426 | 1282890.1525
68 | 2690292.8571 | 1282896.0028 | 2690287.1426 | 1282890.1525
69 | 2690316.6686 | 1282918.276 | 2690292.8571 | 1282896.0028
70 | 2690326.594 | 1282926.813 | 2690337.9893 | 1282919.6066
71 | 2690326.594 | 1282926.813 | 2690339.6479 | 1282948.1439
72 | 2690316.6686 | 1282918.276 | 2690317.3233 | 1282919.3215
73 | 2690344.8479 | 1282956.6409 | 2690339.6479 | 1282948.1439
74 | 2690296.3513 | 1282997.012 | 2690293.2389 | 1282989.7014
75 | 2690321.635 | 1282832.0326 | 2690318.3661 | 1282818.9823 | 2690314.3372 | 1282800.6492
76 | 2690314.3372 | 1282800.6492 | 2690333.0348 | 1282796.1873 | 2690336.8175 | 1282795.3223 | 2690344.9082 | 1282793.4757
77 | 2690321.635 | 1282832.0326 | 2690315.3817 | 1282829.9795
78 | 2690344.9082 | 1282793.4757 | 2690370.6478 | 1282787.6008
79 | 2690370.6478 | 1282787.6008 | 2690395.349 | 1282781.9629
80 | 2690525.5162 | 1282902.1485 | 2690520.9704 | 1282889.0925
81 | 2690529.1111 | 1282912.4737 | 2690525.5162 | 1282902.1485
82 | 2690520.9704 | 1282889.0925 | 2690514.9804 | 1282871.8882 | 2690513.1758 | 1282864.2316 | 2690512.2178 | 1282859.9192
83 | 2690529.1111 | 1282912.4737 | 2690555.2237 | 1282903.8056
84 | 2690511.6701 | 1282857.4543 | 2690512.2178 | 1282859.9192
85 | 2690555.2237 | 1282903.8056 | 2690562.2365 | 1282901.4777
86 | 2690508.4704 | 1282843.0521 | 2690511.6701 | 1282857.4543
87 | 2690584.6839 | 1282893.6294 | 2690567.1488 | 1282899.847 | 2690562.2365 | 1282901.4777
88 | 2690508.4704 | 1282843.0521 | 2690503.0686 | 1282844.235
89 | 2690475.7585 | 1282917.1254 | 2690492.0886 | 1282910.289
90 | 2690478.8535 | 1282909.2104 | 2690475.7585 | 1282917.1254
91 | 2690475.7585 | 1282917.1254 | 2690471.4517 | 1282918.9266
92 | 2690549.5759 | 1282832.1294 | 2690541.784 | 1282834.1999
93 | 2690549.5759 | 1282832.1294 | 2690565.1646 | 1282828.4262
94 | 2690549.5759 | 1282832.1294 | 2690547.0841 | 1282821.0512
95 | 2690565.1646 | 1282828.4262 | 2690565.73 | 1282828.2919
96 | 2690547.0841 | 1282821.0512 | 2690543.0239 | 1282803.0001
97 | 2690302.7031 | 1283011.932 | 2690296.3513 | 1282997.012
98 | 2690305.3706 | 1283041.6764 | 2690303.7189 | 1283025.9931 | 2690302.7031 | 1283011.932
99 | 2690302.7031 | 1283011.932 | 2690312.5482 | 1283018.1994 | 2690319.8734 | 1283020.2256
100 | 2690305.3706 | 1283041.6764 | 2690299.4202 | 1283041.9188 | 2690298.4021 | 1283043.0647
101 | 2690340.0439 | 1283025.8049 | 2690319.8734 | 1283020.2256
102 | 2690481.2998 | 1282751.7099 | 2690502.7077 | 1282744.782
103 | 2690481.2998 | 1282751.7099 | 2690469.9635 | 1282755.3784
104 | 2690527.0145 | 1282741.5933 | 2690522.1337 | 1282740.1282 | 2690516.3331 | 1282740.3726 | 2690502.7077 | 1282744.782
105 | 2690460.6909 | 1282758.3791 | 2690469.9635 | 1282755.3784
106 | 2690527.0145 | 1282741.5933 | 2690515.2137 | 1282764.354
107 | 2690527.0145 | 1282741.5933 | 2690533.0643 | 1282729.6237
108 | 2690460.6909 | 1282758.3791 | 2690452.2534 | 1282761.1096
109 | 2690515.2137 | 1282764.354 | 2690537.3745 | 1282777.8838
110 | 2690515.2137 | 1282764.354 | 2690512.0723 | 1282769.3716
111 | 2690536.0444 | 1282723.7276 | 2690533.0643 | 1282729.6237
112 | 2690432.5479 | 1282767.4865 | 2690452.2534 | 1282761.1096
113 | 2690537.3745 | 1282777.8838 | 2690539.1063 | 1282785.5831
114 | 2690536.0444 | 1282723.7276 | 2690542.9249 | 1282726.9916 | 2690550.1271 | 1282728.8705 | 2690554.6828 | 1282729.0397
115 | 2690567.3034 | 1282726.9734 | 2690560.0782 | 1282728.7455 | 2690556.2583 | 1282729.0982 | 2690554.6828 | 1282729.0397
116 | 2690595.5337 | 1282720.0494 | 2690567.3034 | 1282726.9734
117 | 2690582.9641 | 1282680.9668 | 2690580.3834 | 1282674.4659 | 2690575.947 | 1282669.0041 | 2690558.7104 | 1282667.2823
118 | 2690558.7104 | 1282667.2823 | 2690561.412 | 1282660.5513
119 | 2690561.412 | 1282660.5513 | 2690538.334 | 1282665.9616
120 | 2690540.9319 | 1282793.6996 | 2690539.1063 | 1282785.5831
121 | 2690595.5337 | 1282720.0494 | 2690598.3504 | 1282732.3483
122 | 2690529.7799 | 1282667.967 | 2690538.334 | 1282665.9616
123 | 2690451.7555 | 1282638.2027 | 2690452.004 | 1282639.579
124 | 2690514.4221 | 1282617.3107 | 2690515.9508 | 1282625.2134
125 | 2690517.3816 | 1282632.6096 | 2690515.9508 | 1282625.2134
126 | 2690517.3816 | 1282632.6096 | 2690518.1104 | 1282636.3772
127 | 2690518.9081 | 1282640.5005 | 2690518.1104 | 1282636.3772
128 | 2690520.3413 | 1282647.9095 | 2690518.9081 | 1282640.5005
129 | 2690521.8712 | 1282655.8183 | 2690520.3413 | 1282647.9095
130 | 2690524.4625 | 1282669.2135 | 2690521.8712 | 1282655.8183
131 | 2690524.4625 | 1282669.2135 | 2690529.7799 | 1282667.967
132 | 2690424.8998 | 1282931.0015 | 2690423.5136 | 1282936.1959 | 2690419.9419 | 1282939.4662
133 | 2690419.9419 | 1282939.4662 | 2690425.0574 | 1282938.833 | 2690426.2906 | 1282938.31
134 | 2690444.9555 | 1282930.0083 | 2690431.2321 | 1282936.2143 | 2690426.2906 | 1282938.31
135 | 2690444.9555 | 1282930.0083 | 2690446.343 | 1282929.428
136 | 2690442.9289 | 1282924.0943 | 2690444.9555 | 1282930.0083
137 | 2690446.343 | 1282929.428 | 2690471.4517 | 1282918.9266
138 | 2690540.9319 | 1282793.6996 | 2690543.0239 | 1282803.0001
139 | 2690582.9386 | 1282824.2038 | 2690565.73 | 1282828.2919
140 | 2690582.9386 | 1282824.2038 | 2690595.5111 | 1282821.2171
141 | 2690595.5111 | 1282821.2171 | 2690603.4494 | 1282819.3313
142 | 2690617.8997 | 1282815.8985 | 2690603.4494 | 1282819.3313
143 | 2690617.8997 | 1282815.8985 | 2690640.8727 | 1282810.804
144 | 2690641.4897 | 1282810.6671 | 2690640.8727 | 1282810.804
145 | 2690660.6401 | 1282806.4203 | 2690641.4897 | 1282810.6671
146 | 2690610.8813 | 1282786.3992 | 2690608.4478 | 1282776.1709
147 | 2690606.8128 | 1282769.2988 | 2690608.4478 | 1282776.1709
148 | 2690603.9386 | 1282756.7488 | 2690599.1286 | 1282735.7463
149 | 2690606.8128 | 1282769.2988 | 2690603.9386 | 1282756.7488
150 | 2690598.3504 | 1282732.3483 | 2690599.1286 | 1282735.7463
151 | 2690606.8128 | 1282769.2988 | 2690623.0355 | 1282765.6473
152 | 2690625.0889 | 1282765.1852 | 2690623.0355 | 1282765.6473
153 | 2690625.0889 | 1282765.1852 | 2690647.5346 | 1282760.1331
154 | 2690660.6401 | 1282806.4203 | 2690680.2083 | 1282802.0808

## bus_geodata
| x | y | coords
0 | 2690397.3177 | 1282547.2366
1 | 2690387.9177 | 1282608.1989
2 | 2690390.7547 | 1282629.9432
3 | 2690393.6985 | 1282646.2726
4 | 2690421.5106 | 1282609.6662
5 | 2690435.8694 | 1282610.2934
6 | 2690396.3064 | 1282657.9852
7 | 2690446.8014 | 1282610.7709
8 | 2690265.5481 | 1282941.1695
9 | 2690261.9168 | 1282942.3692
10 | 2690284.4756 | 1282953.4354
11 | 2690287.2851 | 1282972.6218
12 | 2690277.0001 | 1282934.7607
13 | 2690296.4114 | 1282945.9197
14 | 2690289.8741 | 1282980.5725
15 | 2690272.2485 | 1282926.806
16 | 2690323.3549 | 1282928.9542
17 | 2690402.5326 | 1282685.9483
18 | 2690405.3198 | 1282698.4662
19 | 2690408.2614 | 1282719.2523
20 | 2690420.2487 | 1282694.8247
21 | 2690390.7298 | 1282850.4852
22 | 2690366.504 | 1282864.2348
23 | 2690407.9951 | 1282840.6861
24 | 2690426.1279 | 1282834.8703
25 | 2690402.0164 | 1282823.1904
26 | 2690427.9307 | 1282844.6064
27 | 2690422.5646 | 1282813.4558
28 | 2690402.9641 | 1282859.9124
29 | 2690437.1771 | 1282857.1146
30 | 2690418.9246 | 1282791.5801
31 | 2690420.9635 | 1282694.6503
32 | 2690448.1063 | 1282688.0295
33 | 2690460.2203 | 1282685.0745
34 | 2690457.8065 | 1282671.709
35 | 2690475.2111 | 1282681.3734
36 | 2690454.9635 | 1282655.9664
37 | 2690476.7434 | 1282680.9951
38 | 2690409.4683 | 1282727.781
39 | 2690454.8515 | 1282655.3463
40 | 2690502.6149 | 1282674.6076
41 | 2690409.6286 | 1282728.9136
42 | 2690409.8035 | 1282730.1493
43 | 2690416.0636 | 1282774.3857
44 | 2690395.808 | 1282883.2733
45 | 2690418.0102 | 1282869.5663
46 | 2690380.8216 | 1282892.5255
47 | 2690373.7486 | 1282896.9973
48 | 2690388.0711 | 1282904.4082
49 | 2690455.2504 | 1282843.1488
50 | 2690454.1275 | 1282854.792
51 | 2690353.4015 | 1282909.8614
52 | 2690392.47 | 1282911.6183
53 | 2690472.1836 | 1282824.9995
54 | 2690478.0644 | 1282849.7103
55 | 2690344.2604 | 1282915.6407
56 | 2690409.1989 | 1282936.4099
57 | 2690278.7142 | 1282875.8824
58 | 2690287.1426 | 1282890.1525
59 | 2690292.8571 | 1282896.0028
60 | 2690337.9893 | 1282919.6066
61 | 2690326.594 | 1282926.813
62 | 2690317.3233 | 1282919.3215
63 | 2690316.6686 | 1282918.276
64 | 2690339.6479 | 1282948.1439
65 | 2690293.2389 | 1282989.7014
66 | 2690344.8479 | 1282956.6409
67 | 2690314.3372 | 1282800.6492
68 | 2690321.635 | 1282832.0326
69 | 2690344.9082 | 1282793.4757
70 | 2690315.3817 | 1282829.9795
71 | 2690370.6478 | 1282787.6008
72 | 2690525.5162 | 1282902.1485
73 | 2690520.9704 | 1282889.0925
74 | 2690529.1111 | 1282912.4737
75 | 2690512.2178 | 1282859.9192
76 | 2690555.2237 | 1282903.8056
77 | 2690511.6701 | 1282857.4543
78 | 2690562.2365 | 1282901.4777
79 | 2690508.4704 | 1282843.0521
80 | 2690584.6839 | 1282893.6294
81 | 2690492.0886 | 1282910.289
82 | 2690475.7585 | 1282917.1254
83 | 2690503.0686 | 1282844.235
84 | 2690541.784 | 1282834.1999
85 | 2690549.5759 | 1282832.1294
86 | 2690565.1646 | 1282828.4262
87 | 2690547.0841 | 1282821.0512
88 | 2690296.3513 | 1282997.012
89 | 2690302.7031 | 1283011.932
90 | 2690305.3706 | 1283041.6764
91 | 2690319.8734 | 1283020.2256
92 | 2690298.4021 | 1283043.0647
93 | 2690340.0439 | 1283025.8049
94 | 2690481.2998 | 1282751.7099
95 | 2690502.7077 | 1282744.782
96 | 2690469.9635 | 1282755.3784
97 | 2690527.0145 | 1282741.5933
98 | 2690460.6909 | 1282758.3791
99 | 2690515.2137 | 1282764.354
100 | 2690533.0643 | 1282729.6237
101 | 2690452.2534 | 1282761.1096
102 | 2690537.3745 | 1282777.8838
103 | 2690512.0723 | 1282769.3716
104 | 2690536.0444 | 1282723.7276
105 | 2690432.5479 | 1282767.4865
106 | 2690554.6828 | 1282729.0397
107 | 2690567.3034 | 1282726.9734
108 | 2690558.7104 | 1282667.2823
109 | 2690582.9641 | 1282680.9668
110 | 2690561.412 | 1282660.5513
111 | 2690539.1063 | 1282785.5831
112 | 2690595.5337 | 1282720.0494
113 | 2690538.334 | 1282665.9616
114 | 2690395.3491 | 1282781.9629
115 | 2690452.004 | 1282639.579
116 | 2690451.7555 | 1282638.2028
117 | 2690461.6846 | 1282610.3164
118 | 2690514.4221 | 1282617.3107
119 | 2690515.9508 | 1282625.2134
120 | 2690517.3816 | 1282632.6096
121 | 2690518.1104 | 1282636.3772
122 | 2690518.9081 | 1282640.5005
123 | 2690520.3413 | 1282647.9095
124 | 2690521.8713 | 1282655.8183
125 | 2690524.4625 | 1282669.2135
126 | 2690529.7799 | 1282667.967
127 | 2690419.9419 | 1282939.4662
128 | 2690424.8998 | 1282931.0015
129 | 2690426.2906 | 1282938.31
130 | 2690444.9555 | 1282930.0083
131 | 2690446.343 | 1282929.428
132 | 2690442.9289 | 1282924.0943
133 | 2690471.4517 | 1282918.9266
134 | 2690478.8535 | 1282909.2104
135 | 2690492.53 | 1282799.4694
136 | 2690540.9319 | 1282793.6996
137 | 2690543.0239 | 1282803.0001
138 | 2690565.73 | 1282828.2919
139 | 2690582.9386 | 1282824.2038
140 | 2690595.5111 | 1282821.2171
141 | 2690603.4494 | 1282819.3313
142 | 2690617.8997 | 1282815.8985
143 | 2690640.8727 | 1282810.804
144 | 2690641.4897 | 1282810.6671
145 | 2690610.8813 | 1282786.3992
146 | 2690608.4478 | 1282776.1709
147 | 2690603.9386 | 1282756.7488
148 | 2690599.1286 | 1282735.7463
149 | 2690606.8128 | 1282769.2988
150 | 2690598.3504 | 1282732.3483
151 | 2690623.0355 | 1282765.6473
152 | 2690625.0889 | 1282765.1852
153 | 2690647.5346 | 1282760.1331
154 | 2690660.6401 | 1282806.4203
155 | 2690680.2083 | 1282802.0808
156 | 2690407.9951 | 1282840.6861

## line_std_types
| c_nf_per_km | r_ohm_per_km | x_ohm_per_km | max_i_ka | type | q_mm2 | alpha | voltage_rating
NAYY 4x50 SE | 210 | 0.642 | 0.083 | 0.142 | cs | 50 | 0.00403 | LV
NAYY 4x120 SE | 264 | 0.225 | 0.08 | 0.242 | cs | 120 | 0.00403 | LV
NAYY 4x150 SE | 261 | 0.208 | 0.08 | 0.27 | cs | 150 | 0.00403 | LV
NA2XS2Y 1x95 RM/25 12/20 kV | 216 | 0.313 | 0.132 | 0.252 | cs | 95 | 0.00403 | MV
NA2XS2Y 1x185 RM/25 12/20 kV | 273 | 0.161 | 0.117 | 0.362 | cs | 185 | 0.00403 | MV
NA2XS2Y 1x240 RM/25 12/20 kV | 304 | 0.122 | 0.112 | 0.421 | cs | 240 | 0.00403 | MV
NA2XS2Y 1x95 RM/25 6/10 kV | 315 | 0.313 | 0.123 | 0.249 | cs | 95 | 0.00403 | MV
NA2XS2Y 1x185 RM/25 6/10 kV | 406 | 0.161 | 0.11 | 0.358 | cs | 185 | 0.00403 | MV
NA2XS2Y 1x240 RM/25 6/10 kV | 456 | 0.122 | 0.105 | 0.416 | cs | 240 | 0.00403 | MV
NA2XS2Y 1x150 RM/25 12/20 kV | 250 | 0.206 | 0.116 | 0.319 | cs | 150 | 0.00403 | MV
NA2XS2Y 1x120 RM/25 12/20 kV | 230 | 0.253 | 0.119 | 0.283 | cs | 120 | 0.00403 | MV
NA2XS2Y 1x70 RM/25 12/20 kV | 190 | 0.443 | 0.132 | 0.22 | cs | 70 | 0.00403 | MV
NA2XS2Y 1x150 RM/25 6/10 kV | 360 | 0.206 | 0.11 | 0.315 | cs | 150 | 0.00403 | MV
NA2XS2Y 1x120 RM/25 6/10 kV | 340 | 0.253 | 0.113 | 0.28 | cs | 120 | 0.00403 | MV
NA2XS2Y 1x70 RM/25 6/10 kV | 280 | 0.443 | 0.123 | 0.217 | cs | 70 | 0.00403 | MV
N2XS(FL)2Y 1x120 RM/35 64/110 kV | 112 | 0.153 | 0.166 | 0.366 | cs | 120 | 0.00393 | HV
N2XS(FL)2Y 1x185 RM/35 64/110 kV | 125 | 0.099 | 0.156 | 0.457 | cs | 185 | 0.00393 | HV
N2XS(FL)2Y 1x240 RM/35 64/110 kV | 135 | 0.075 | 0.149 | 0.526 | cs | 240 | 0.00393 | HV
N2XS(FL)2Y 1x300 RM/35 64/110 kV | 144 | 0.06 | 0.144 | 0.588 | cs | 300 | 0.00393 | HV
15-AL1/3-ST1A 0.4 | 11 | 1.8769 | 0.35 | 0.105 | ol | 16 | 0.00403 | LV
24-AL1/4-ST1A 0.4 | 11.25 | 1.2012 | 0.335 | 0.14 | ol | 24 | 0.00403 | LV
48-AL1/8-ST1A 0.4 | 12.2 | 0.5939 | 0.3 | 0.21 | ol | 48 | 0.00403 | LV
94-AL1/15-ST1A 0.4 | 13.2 | 0.306 | 0.29 | 0.35 | ol | 94 | 0.00403 | LV
34-AL1/6-ST1A 10.0 | 9.7 | 0.8342 | 0.36 | 0.17 | ol | 34 | 0.00403 | MV
48-AL1/8-ST1A 10.0 | 10.1 | 0.5939 | 0.35 | 0.21 | ol | 48 | 0.00403 | MV
70-AL1/11-ST1A 10.0 | 10.4 | 0.4132 | 0.339 | 0.29 | ol | 70 | 0.00403 | MV
94-AL1/15-ST1A 10.0 | 10.75 | 0.306 | 0.33 | 0.35 | ol | 94 | 0.00403 | MV
122-AL1/20-ST1A 10.0 | 11.1 | 0.2376 | 0.323 | 0.41 | ol | 122 | 0.00403 | MV
149-AL1/24-ST1A 10.0 | 11.25 | 0.194 | 0.315 | 0.47 | ol | 149 | 0.00403 | MV
34-AL1/6-ST1A 20.0 | 9.15 | 0.8342 | 0.382 | 0.17 | ol | 34 | 0.00403 | MV
48-AL1/8-ST1A 20.0 | 9.5 | 0.5939 | 0.372 | 0.21 | ol | 48 | 0.00403 | MV
70-AL1/11-ST1A 20.0 | 9.7 | 0.4132 | 0.36 | 0.29 | ol | 70 | 0.00403 | MV
94-AL1/15-ST1A 20.0 | 10 | 0.306 | 0.35 | 0.35 | ol | 94 | 0.00403 | MV
122-AL1/20-ST1A 20.0 | 10.3 | 0.2376 | 0.344 | 0.41 | ol | 122 | 0.00403 | MV
149-AL1/24-ST1A 20.0 | 10.5 | 0.194 | 0.337 | 0.47 | ol | 149 | 0.00403 | MV
184-AL1/30-ST1A 20.0 | 10.75 | 0.1571 | 0.33 | 0.535 | ol | 184 | 0.00403 | MV
243-AL1/39-ST1A 20.0 | 11 | 0.1188 | 0.32 | 0.645 | ol | 243 | 0.00403 | MV
48-AL1/8-ST1A 110.0 | 8 | 0.5939 | 0.46 | 0.21 | ol | 48 | 0.00403 | HV
70-AL1/11-ST1A 110.0 | 8.4 | 0.4132 | 0.45 | 0.29 | ol | 70 | 0.00403 | HV
94-AL1/15-ST1A 110.0 | 8.65 | 0.306 | 0.44 | 0.35 | ol | 94 | 0.00403 | HV
122-AL1/20-ST1A 110.0 | 8.5 | 0.2376 | 0.43 | 0.41 | ol | 122 | 0.00403 | HV
149-AL1/24-ST1A 110.0 | 8.75 | 0.194 | 0.41 | 0.47 | ol | 149 | 0.00403 | HV
184-AL1/30-ST1A 110.0 | 8.8 | 0.1571 | 0.4 | 0.535 | ol | 184 | 0.00403 | HV
243-AL1/39-ST1A 110.0 | 9 | 0.1188 | 0.39 | 0.645 | ol | 243 | 0.00403 | HV
305-AL1/39-ST1A 110.0 | 9.2 | 0.0949 | 0.38 | 0.74 | ol | 305 | 0.00403 | HV
490-AL1/64-ST1A 110.0 | 9.75 | 0.059 | 0.37 | 0.96 | ol | 490 | 0.00403 | HV
679-AL1/86-ST1A 110.0 | 9.95 | 0.042 | 0.36 | 1.15 | ol | 679 | 0.00403 | HV
490-AL1/64-ST1A 220.0 | 10 | 0.059 | 0.285 | 0.96 | ol | 490 | 0.00403 | HV
679-AL1/86-ST1A 220.0 | 11.7 | 0.042 | 0.275 | 1.15 | ol | 679 | 0.00403 | HV
490-AL1/64-ST1A 380.0 | 11 | 0.059 | 0.253 | 0.96 | ol | 490 | 0.00403 | HV
679-AL1/86-ST1A 380.0 | 14.6 | 0.042 | 0.25 | 1.15 | ol | 679 | 0.00403 | HV

## trafo_std_types
| i0_percent | pfe_kw | vkr_percent | sn_mva | vn_lv_kv | vn_hv_kv | vk_percent | shift_degree | vector_group | tap_side | tap_neutral | tap_min | tap_max | tap_step_degree | tap_step_percent | tap_phase_shifter
160 MVA 380/110 kV | 0.06 | 60 | 0.25 | 160 | 110 | 380 | 12.2 | 0 | Yy0 | hv | 0 | -9 | 9 | 0 | 1.5 | FALSE
100 MVA 220/110 kV | 0.06 | 55 | 0.26 | 100 | 110 | 220 | 12 | 0 | Yy0 | hv | 0 | -9 | 9 | 0 | 1.5 | FALSE
63 MVA 110/20 kV | 0.04 | 22 | 0.32 | 63 | 20 | 110 | 18 | 150 | YNd5 | hv | 0 | -9 | 9 | 0 | 1.5 | FALSE
40 MVA 110/20 kV | 0.05 | 18 | 0.34 | 40 | 20 | 110 | 16.2 | 150 | YNd5 | hv | 0 | -9 | 9 | 0 | 1.5 | FALSE
25 MVA 110/20 kV | 0.07 | 14 | 0.41 | 25 | 20 | 110 | 12 | 150 | YNd5 | hv | 0 | -9 | 9 | 0 | 1.5 | FALSE
63 MVA 110/10 kV | 0.04 | 22 | 0.32 | 63 | 10 | 110 | 18 | 150 | YNd5 | hv | 0 | -9 | 9 | 0 | 1.5 | FALSE
40 MVA 110/10 kV | 0.05 | 18 | 0.34 | 40 | 10 | 110 | 16.2 | 150 | YNd5 | hv | 0 | -9 | 9 | 0 | 1.5 | FALSE
25 MVA 110/10 kV | 0.07 | 14 | 0.41 | 25 | 10 | 110 | 12 | 150 | YNd5 | hv | 0 | -9 | 9 | 0 | 1.5 | FALSE
0.25 MVA 20/0.4 kV | 0.32 | 0.8 | 1.44 | 0.25 | 0.4 | 20 | 6 | 150 | Yzn5 | hv | 0 | -2 | 2 | 0 | 2.5 | FALSE
0.4 MVA 20/0.4 kV | 0.3375 | 1.35 | 1.425 | 0.4 | 0.4 | 20 | 6 | 150 | Dyn5 | hv | 0 | -2 | 2 | 0 | 2.5 | FALSE
0.63 MVA 20/0.4 kV | 0.2619 | 1.65 | 1.206 | 0.63 | 0.4 | 20 | 6 | 150 | Dyn5 | hv | 0 | -2 | 2 | 0 | 2.5 | FALSE
0.25 MVA 10/0.4 kV | 0.24 | 0.6 | 1.2 | 0.25 | 0.4 | 10 | 4 | 150 | Dyn5 | hv | 0 | -2 | 2 | 0 | 2.5 | FALSE
0.4 MVA 10/0.4 kV | 0.2375 | 0.95 | 1.325 | 0.4 | 0.4 | 10 | 4 | 150 | Dyn5 | hv | 0 | -2 | 2 | 0 | 2.5 | FALSE
0.63 MVA 10/0.4 kV | 0.1873 | 1.18 | 1.0794 | 0.63 | 0.4 | 10 | 4 | 150 | Dyn5 | hv | 0 | -2 | 2 | 0 | 2.5 | FALSE

## trafo3w_std_types
| sn_hv_mva | sn_mv_mva | sn_lv_mva | vn_hv_kv | vn_mv_kv | vn_lv_kv | vk_hv_percent | vk_mv_percent | vk_lv_percent | vkr_hv_percent | vkr_mv_percent | vkr_lv_percent | pfe_kw | i0_percent | shift_mv_degree | shift_lv_degree | vector_group | tap_side | tap_neutral | tap_min | tap_max | tap_step_percent
63/25/38 MVA 110/20/10 kV | 63 | 25 | 38 | 110 | 20 | 10 | 10.4 | 10.4 | 10.4 | 0.28 | 0.32 | 0.35 | 35 | 0.89 | 0 | 0 | YN0yn0yn0 | hv | 0 | -10 | 10 | 1.2
63/25/38 MVA 110/10/10 kV | 63 | 25 | 38 | 110 | 10 | 10 | 10.4 | 10.4 | 10.4 | 0.28 | 0.32 | 0.35 | 35 | 0.89 | 0 | 0 | YN0yn0yn0 | hv | 0 | -10 | 10 | 1.2

## fuse_std_types
| fuse_type | i_rated_a | t_avg | t_min | t_total | x_avg | x_min | x_total
HV 100A | HV 100A | 100 | 0 | [10.0, 3.64, 0.854, 0.281, 0.1, 0.0531, 0.022, 0.01] | [10.0, 4.267, 1.21, 0.403, 0.1, 0.058, 0.022, 0.01] | 0 | [300.0, 350.0, 450.0, 550.0, 700.0, 850.0, 1200.0, 1752.0] | [600.0, 700.0, 900.0, 1150.0, 1665.0, 2000.0, 3000.0, 4313.0]
HV 10A | HV 10A | 10 | 0 | [10.0, 1675.0, 0.344, 0.156, 0.1, 0.0417, 0.0171, 0.01] | [10.0, 1.3, 0.3, 0.155, 0.1, 0.0555, 0.023, 0.01] | 0 | [30.0, 32.0, 35.0, 37.0, 39.0, 50.0, 70.0, 88.0] | [60.0, 70.0, 80.0, 87.0, 94.0, 110.0, 150.0, 216.0]
HV 125A | HV 125A | 125 | 0 | [10.0, 1.82, 0.344, 0.1, 0.0467, 0.0269, 0.01] | [10.0, 2.478, 0.426, 0.1, 0.0427, 0.0211, 0.01] | 0 | [375.0, 500.0, 700.0, 925.0, 1200.0, 1500.0, 2341.0] | [750.0, 1000.0, 1500.0, 2200.0, 3000.0, 4000.0, 5765.0]
HV 160A | HV 160A | 160 | 0 | [10.0, 4.15, 1.03, 0.198, 0.1, 0.051, 0.0172, 0.01] | [10.0, 2.3, 0.734, 0.274, 0.1, 0.046, 0.0177, 0.01] | 0 | [480.0, 550.0, 700.0, 1000.0, 1260.0, 1600.0, 2500.0, 3227.0] | [960.0, 1300.0, 1700.0, 2200.0, 2996.0, 4000.0, 6000.0, 7946.0]
HV 16A | HV 16A | 16 | 0 | [10.0, 0.352, 0.164, 0.1, 0.0649, 0.0342, 0.01] | [10.0, 2.34, 0.722, 0.181, 0.1, 0.055, 0.0296, 0.01] | 0 | [48.0, 60.0, 65.0, 71.0, 80.0, 100.0, 162.0] | [96.0, 110.0, 125.0, 150.0, 168.0, 200.0, 250.0, 398.0]
HV 200A | HV 200A | 200 | 0 | [10.0, 4.267, 1.21, 0.403, 0.1, 0.058, 0.022, 0.01] | [10.0, 3.73, 1.654, 0.328, 0.1, 0.0531, 0.019, 0.01] | 0 | [600.0, 700.0, 900.0, 1150.0, 1665.0, 2000.0, 3000.0, 4313.0] | [1200.0, 1500.0, 1800.0, 2700.0, 3960.0, 5000.0, 7500.0, 10620.0]
HV 20A | HV 20A | 20 | 0 | [10.0, 1.3, 0.3, 0.155, 0.1, 0.0555, 0.023, 0.01] | [10.0, 1.3, 0.161, 0.1, 0.0611, 0.0399, 0.0141, 0.01] | 0 | [60.0, 70.0, 80.0, 87.0, 94.0, 110.0, 150.0, 216.0] | [120.0, 150.0, 200.0, 223.0, 260.0, 300.0, 450.0, 532.0]
HV 25A | HV 25A | 25 | 0 | [10.0, 2.512, 0.833, 0.299, 0.1, 0.0372, 0.0223, 0.01] | [10.0, 3.125, 0.597, 0.198, 0.1, 0.0378, 0.022, 0.01] | 0 | [75.0, 82.0, 90.0, 100.0, 124.0, 170.0, 200.0, 289.0] | [150.0, 170.0, 210.0, 250.0, 294.0, 400.0, 500.0, 711.0]
HV 31.5A | HV 31.5A | 31.5 | 0 | [10.0, 2.34, 0.722, 0.181, 0.1, 0.055, 0.0296, 0.01] | [10.0, 2.84, 0.368, 0.164, 0.1, 0.0621, 0.0378, 0.0195, 0.01] | 0 | [95.0, 110.0, 125.0, 150.0, 165.0, 200.0, 250.0, 390.0] | [189.0, 220.0, 300.0, 350.0, 393.0, 450.0, 530.0, 700.0, 960.0]
HV 40A | HV 40A | 40 | 0 | [10.0, 1.3, 0.161, 0.1, 0.0611, 0.0399, 0.0141, 0.01] | [10.0, 2.05, 0.369, 0.198, 0.1, 0.051, 0.0298, 0.01] | 0 | [120.0, 150.0, 200.0, 223.0, 260.0, 300.0, 450.0, 532.0] | [240.0, 300.0, 400.0, 450.0, 530.0, 650.0, 800.0, 1311.0]
HV 50A | HV 50A | 50 | 0 | [10.0, 3.215, 0.597, 0.198, 0.1, 0.0378, 0.022, 0.01] | [10.0, 3.64, 0.854, 0.281, 0.1, 0.0531, 0.022, 0.01] | 0 | [150.0, 170.0, 210.0, 250.0, 294.0, 400.0, 500.0, 711.0] | [300.0, 350.0, 450.0, 550.0, 700.0, 850.0, 1200.0, 1752.0]
HV 6.3A | HV 6.3A | 6.3 | 0 | [10.0, 1.39, 0.344, 0.168, 0.1, 0.056, 0.0263, 0.01] | [10.0, 1.711, 0.516, 0.198, 0.1, 0.0634, 0.0303, 0.01] | 0 | [19.0, 19.5, 20.4, 20.8, 22.0, 25.0, 32.0, 48.0] | [38.0, 40.0, 43.0, 48.0, 53.0, 60.0, 75.0, 118.0]
HV 63A | HV 63A | 63 | 0 | [10.0, 2.84, 0.368, 0.164, 0.1, 0.0621, 0.0378, 0.0195, 0.01] | [10.0, 1.82, 0.344, 0.1, 0.0467, 0.0269, 0.01] | 0 | [189.0, 220.0, 300.0, 350.0, 393.0, 450.0, 530.0, 700.0, 961.0] | [378.0, 500.0, 700.0, 934.0, 1200.0, 1500.0, 2366.0]
HV 80A | HV 80A | 80 | 0 | [10.0, 2.05, 0.369, 0.198, 0.1, 0.051, 0.0298, 0.01] | [10.0, 4.15, 1.03, 0.198, 0.1, 0.051, 0.0172, 0.01] | 0 | [240.0, 300.0, 400.0, 450.0, 530.0, 650.0, 800.0, 1311.0] | [480.0, 550.0, 700.0, 1000.0, 1260.0, 1600.0, 2500.0, 3227.0]
Siemens NH-1-100 | Siemens NH-1-100 | 100 | [5400.0, 2000.0, 400.0, 20.0, 1.0, 0.2, 0.012, 0.004] | 0 | 0 | [150.0, 190.0, 250.0, 430.0, 900.0, 1250.0, 2700.0, 3600.0] | 0 | 0
Siemens NH-1-125 | Siemens NH-1-125 | 125 | [4800.0, 120.0, 7.0, 0.1, 0.004] | 0 | 0 | [180.0, 400.0, 740.0, 2000.0, 4250.0] | 0 | 0
Siemens NH-1-16 | Siemens NH-1-16 | 16 | [4000.0, 400.0, 2.0, 0.1, 0.04, 0.01] | 0 | 0 | [26.0, 35.0, 75.0, 150.0, 200.0, 300.0] | 0 | 0
Siemens NH-1-160 | Siemens NH-1-160 | 160 | [4800.0, 120.0, 7.0, 0.1, 0.004] | 0 | 0 | [210.0, 500.0, 900.0, 2300.0, 5000.0] | 0 | 0
Siemens NH-1-25 | Siemens NH-1-25 | 25 | [4000.0, 1000.0, 10.0, 0.2, 0.02, 0.01] | 0 | 0 | [40.0, 50.0, 100.0, 210.0, 400.0, 500.0] | 0 | 0
Siemens NH-1-50 | Siemens NH-1-50 | 50 | [4000.0, 40.0, 4.0, 1.0, 0.02, 0.01] | 0 | 0 | [86.0, 200.0, 300.0, 400.0, 1000.0, 1280.0] | 0 | 0
Siemens NH-1-63 | Siemens NH-1-63 | 63 | [4000.0, 100.0, 10.0, 2.0, 0.04, 0.01] | 0 | 0 | [100.0, 200.0, 300.0, 400.0, 1000.0, 1500.0] | 0 | 0
Siemens NH-1-80 | Siemens NH-1-80 | 80 | [4800.0, 120.0, 7.0, 0.1, 0.01] | 0 | 0 | [150.58, 250.0, 450.0, 1150.0, 2470.0] | 0 | 0
Siemens NH-2-1000 | Siemens NH-2-1000 | 1000 | [4800.0, 120.0, 7.0, 0.1, 0.004] | 0 | 0 | [1900.0, 3500.0, 8400.0, 24000.0, 52000.0] | 0 | 0
Siemens NH-2-200 | Siemens NH-2-200 | 200 | [4800.0, 120.0, 7.0, 0.1, 0.004] | 0 | 0 | [280.0, 650.0, 1200.0, 3000.0, 7000.0] | 0 | 0
Siemens NH-2-224 | Siemens NH-2-224 | 224 | [4800.0, 120.0, 7.0, 0.2, 0.04, 0.004] | 0 | 0 | [400.0, 750.0, 1453.0, 3025.0, 4315.0, 7600.0] | 0 | 0
Siemens NH-2-250 | Siemens NH-2-250 | 250 | [4800.0, 120.0, 7.0, 0.1, 0.004] | 0 | 0 | [450.0, 800.0, 1650.0, 4000.0, 8500.0] | 0 | 0
Siemens NH-2-315 | Siemens NH-2-315 | 315 | [4800.0, 120.0, 7.0, 0.1, 0.004] | 0 | 0 | [550.0, 920.0, 1900.0, 5000.0, 11000.0] | 0 | 0
Siemens NH-2-355 | Siemens NH-2-355 | 355 | [4800.0, 120.0, 6.0, 0.1, 0.004] | 0 | 0 | [650.0, 1116.27, 2350.0, 5840.0, 12790.0] | 0 | 0
Siemens NH-2-400 | Siemens NH-2-400 | 400 | [4800.0, 120.0, 7.0, 0.1, 0.004] | 0 | 0 | [720.0, 1350.0, 2800.0, 6500.0, 15000.0] | 0 | 0
Siemens NH-2-425 | Siemens NH-2-425 | 425 | [4800.0, 120.0, 7.0, 0.1, 0.004] | 0 | 0 | [850.0, 1500.0, 3050.0, 7500.0, 16500.0] | 0 | 0
Siemens NH-2-630 | Siemens NH-2-630 | 630 | [4800.0, 120.0, 7.0, 0.1, 0.004] | 0 | 0 | [1200.0, 2000.0, 4800.0, 12000.0, 26000.0] | 0 | 0

## res_bus
| vm_pu | va_degree | p_mw | q_mvar
0 | 0.98307 | -0.32537 | 0.013134 | 0.0032916
1 | 0.98382 | -0.31074 | 0 | 0
2 | 0.98409 | -0.30555 | 0.0010863 | 0.00027224
3 | 0.9843 | -0.3013 | 0.010981 | 0.0027521
4 | 0.98307 | -0.32542 | 0.00065729 | 0.00016473
5 | 0.98308 | -0.32525 | 0.001494 | 0.00037443
6 | 0.98458 | -0.29586 | 0.00095058 | 0.00023824
7 | 0.9831 | -0.32482 | 0 | 0
8 | 0.98259 | -0.33466 | 0.00138 | 0.00034585
9 | 0.98259 | -0.33456 | 0 | 0
10 | 0.98265 | -0.3334 | 0 | 0
11 | 0.98232 | -0.33987 | 0.0025015 | 0.00062693
12 | 0.98263 | -0.3339 | 0.00051233 | 0.0001284
13 | 0.98293 | -0.32805 | 0.0013426 | 0.00033649
14 | 0.9822 | -0.34226 | 0.0014574 | 0.00036527
15 | 0.98262 | -0.33404 | 0.00083072 | 0.0002082
16 | 0.98358 | -0.31519 | 0 | 0
17 | 0.98527 | -0.2824 | 0.0033032 | 0.00082786
18 | 0.98562 | -0.27562 | 0 | 0
19 | 0.98704 | -0.24797 | 0.0092473 | 0.0023176
20 | 0.985 | -0.28777 | 0.0014285 | 0.00035801
21 | 0.99773 | -0.043091 | 0.0093862 | 0.0023524
22 | 0.99749 | -0.04767 | 0.0093855 | 0.0023522
23 | 0.99807 | -0.036568 | 0 | 0
24 | 0.99614 | -0.073258 | 0 | 0
25 | 1 | 0 | -0.45421 | -0.11596
26 | 0.99576 | -0.080433 | 0 | 0
27 | 0.99482 | -0.098309 | 0.0024581 | 0.00061605
28 | 0.99571 | -0.081393 | 0.001865 | 0.00046742
29 | 0.99452 | -0.10419 | 0 | 0
30 | 0.99349 | -0.12373 | 0.0016234 | 0.00040687
31 | 0.98497 | -0.28833 | 0.0029516 | 0.00073973
32 | 0.98394 | -0.30826 | 0.0033374 | 0.00083642
33 | 0.98353 | -0.31642 | 0 | 0
34 | 0.9834 | -0.31888 | 0.0015786 | 0.00039562
35 | 0.98315 | -0.32374 | 0.0028454 | 0.00071312
36 | 0.98328 | -0.32132 | 0.0014072 | 0.00035269
37 | 0.98312 | -0.32441 | 0.0014716 | 0.00036881
38 | 0.9877 | -0.23523 | 0.00094262 | 0.00023624
39 | 0.98327 | -0.3214 | 0.0013041 | 0.00032684
40 | 0.98258 | -0.33498 | 0.0034385 | 0.00086178
41 | 0.98779 | -0.23352 | 0.00096555 | 0.00024199
42 | 0.98789 | -0.23163 | 0.00093373 | 0.00023402
43 | 0.99141 | -0.16357 | 0 | 0
44 | 0.98838 | -0.22196 | 0.0046057 | 0.0011543
45 | 0.99162 | -0.15955 | 0.0025165 | 0.0006307
46 | 0.98627 | -0.26287 | 0 | 0
47 | 0.98588 | -0.27052 | 0.0069303 | 0.0017369
48 | 0.98525 | -0.28257 | 0.0038019 | 0.00095284
49 | 0.99429 | -0.10846 | 0.0052828 | 0.001324
50 | 0.99428 | -0.10883 | 0.0021024 | 0.00052692
51 | 0.9849 | -0.28957 | 0.0019851 | 0.00049752
52 | 0.98467 | -0.29396 | 0.0022178 | 0.00055584
53 | 0.99417 | -0.11078 | 0.0019988 | 0.00050095
54 | 0.99398 | -0.11455 | 0.0023696 | 0.00059389
55 | 0.98448 | -0.29776 | 0 | 0
56 | 0.98265 | -0.33333 | 0.010814 | 0.0027102
57 | 0.98341 | -0.31862 | 0.00065965 | 0.00016532
58 | 0.98342 | -0.31843 | 0.0010958 | 0.00027464
59 | 0.98343 | -0.31817 | 0 | 0
60 | 0.98419 | -0.30338 | 0.0024051 | 0.00060277
61 | 0.9837 | -0.31301 | 0 | 0
62 | 0.98349 | -0.317 | 0.0028884 | 0.00072391
63 | 0.98348 | -0.31713 | 0.0041994 | 0.0010525
64 | 0.9835 | -0.31682 | 0.001735 | 0.00043482
65 | 0.98207 | -0.34479 | 0.0018455 | 0.00046252
66 | 0.98344 | -0.31802 | 0.0067158 | 0.0016831
67 | 0.98145 | -0.35614 | 0 | 0
68 | 0.97884 | -0.4072 | 0 | 0
69 | 0.984 | -0.30664 | 0.0096486 | 0.0024182
70 | 0.97831 | -0.41763 | 0.087343 | 0.02189
71 | 0.98637 | -0.26066 | 0.0096519 | 0.002419
72 | 0.99333 | -0.12719 | 0.0014086 | 0.00035304
73 | 0.99338 | -0.1261 | 0.0013479 | 0.00033782
74 | 0.9933 | -0.12778 | 0 | 0
75 | 0.99354 | -0.12297 | 0.001269 | 0.00031804
76 | 0.99322 | -0.12926 | 0.00092521 | 0.00023188
77 | 0.99356 | -0.12266 | 0.0018314 | 0.000459
78 | 0.99321 | -0.12954 | 0.00096142 | 0.00024095
79 | 0.99368 | -0.12034 | 0 | 0
80 | 0.99318 | -0.13002 | 0.0011593 | 0.00029054
81 | 0.98025 | -0.38023 | 0.0059924 | 0.0015018
82 | 0.98035 | -0.37831 | 0 | 0
83 | 0.99373 | -0.11947 | 0.0019812 | 0.00049653
84 | 0.98463 | -0.29518 | 0.0019752 | 0.00049504
85 | 0.98464 | -0.29489 | 0 | 0
86 | 0.98442 | -0.29913 | 0.0010362 | 0.0002597
87 | 0.98482 | -0.29149 | 0.0012516 | 0.00031368
88 | 0.98198 | -0.34659 | 0.003947 | 0.0009892
89 | 0.98185 | -0.3491 | 0 | 0
90 | 0.98174 | -0.35133 | 0 | 0
91 | 0.98177 | -0.35065 | 0.0024142 | 0.00060506
92 | 0.98171 | -0.35189 | 0.0041223 | 0.0010332
93 | 0.98173 | -0.35142 | 0.0020332 | 0.00050958
94 | 0.98842 | -0.22147 | 0.0013527 | 0.00033903
95 | 0.98754 | -0.23852 | 0.002286 | 0.00057293
96 | 0.9889 | -0.21216 | 0.00097436 | 0.0002442
97 | 0.9866 | -0.25664 | 0 | 0
98 | 0.9893 | -0.20439 | 0.0020361 | 0.0005103
99 | 0.98609 | -0.26665 | 0 | 0
100 | 0.98638 | -0.26105 | 0.0011077 | 0.00027761
101 | 0.98968 | -0.197 | 0.00094581 | 0.00023704
102 | 0.98559 | -0.27649 | 0.0006325 | 0.00015852
103 | 0.98609 | -0.26672 | 0.00068768 | 0.00017235
104 | 0.98627 | -0.26309 | 0 | 0
105 | 0.99059 | -0.17942 | 0.0019766 | 0.00049538
106 | 0.98596 | -0.26915 | 0.0017245 | 0.0004322
107 | 0.98578 | -0.27272 | 0.0012741 | 0.00031932
108 | 0.98194 | -0.34748 | 0 | 0
109 | 0.98179 | -0.35045 | 0.0052562 | 0.0013173
110 | 0.98197 | -0.34679 | 0 | 0
111 | 0.98544 | -0.27939 | 0.00072393 | 0.00018143
112 | 0.9854 | -0.28015 | 0 | 0
113 | 0.98209 | -0.34454 | 0.0012855 | 0.00032218
114 | 0.98887 | -0.21237 | 0.016369 | 0.0041025
115 | 0.98319 | -0.32306 | 0.0011204 | 0.0002808
116 | 0.98318 | -0.32317 | 0.0013438 | 0.00033678
117 | 0.98308 | -0.32512 | 0.0011248 | 0.00028191
118 | 0.98193 | -0.34766 | 0.001217 | 0.00030501
119 | 0.98194 | -0.34748 | 0.0012227 | 0.00030645
120 | 0.98196 | -0.34715 | 0.001209 | 0.00030299
121 | 0.98197 | -0.3469 | 0.0012547 | 0.00031445
122 | 0.98199 | -0.34653 | 0.0012201 | 0.00030579
123 | 0.98203 | -0.34569 | 0.0012134 | 0.00030411
124 | 0.98208 | -0.34462 | 0.0012193 | 0.00030557
125 | 0.98219 | -0.34251 | 0 | 0
126 | 0.98214 | -0.3435 | 0.0034364 | 0.00086124
127 | 0.982 | -0.34605 | 0 | 0
128 | 0.9819 | -0.34789 | 0.009991 | 0.002504
129 | 0.98169 | -0.35216 | 0.0089686 | 0.0022478
130 | 0.98087 | -0.36809 | 0 | 0
131 | 0.98083 | -0.36883 | 0.0097556 | 0.002445
132 | 0.98078 | -0.36992 | 0.016141 | 0.0040454
133 | 0.9804 | -0.37731 | 0.0053902 | 0.0013509
134 | 0.98031 | -0.3792 | 0.0058049 | 0.0014548
135 | 0.99408 | -0.11268 | 0.0033011 | 0.00082733
136 | 0.98528 | -0.28234 | 0.0011842 | 0.00029679
137 | 0.98512 | -0.28552 | 0.00062941 | 0.00015775
138 | 0.98442 | -0.29928 | 0.0014711 | 0.00036869
139 | 0.98422 | -0.30316 | 0.0014717 | 0.00036885
140 | 0.98409 | -0.30566 | 0.0012725 | 0.00031891
141 | 0.98402 | -0.30705 | 0.0017732 | 0.00044442
142 | 0.98391 | -0.30911 | 0 | 0
143 | 0.98375 | -0.31237 | 0.0046938 | 0.0011764
144 | 0.98374 | -0.3124 | 0.00091003 | 0.00022808
145 | 0.98481 | -0.29172 | 0.0016417 | 0.00041145
146 | 0.98482 | -0.29141 | 0.001907 | 0.00047795
147 | 0.98497 | -0.28857 | 0.00094721 | 0.00023739
148 | 0.98519 | -0.2842 | 0.0020094 | 0.0005036
149 | 0.98484 | -0.29096 | 0 | 0
150 | 0.98523 | -0.28337 | 0.00094721 | 0.00023739
151 | 0.98474 | -0.29298 | 0.002418 | 0.00060601
152 | 0.98473 | -0.29315 | 0.0022273 | 0.00055822
153 | 0.98469 | -0.29403 | 0.0021346 | 0.00053499
154 | 0.98371 | -0.31314 | 0.0012335 | 0.00030914
155 | 0.98369 | -0.31345 | 0.00085482 | 0.00021424
156 | 0.99998 | 149.9956 | 0 | 0

## res_line
| p_from_mw | q_from_mvar | p_to_mw | q_to_mvar | pl_mw | ql_mvar | i_from_ka | i_to_ka | i_ka | vm_from_pu | va_from_degree | vm_to_pu | va_to_degree | loading_percent
0 | -0.013134 | -0.0032916 | 0.013143 | 0.0032967 | 9.1604e-06 | 5.0784e-06 | 0.019879 | 0.019879 | 0.019879 | 0.98307 | -0.32537 | 0.98382 | -0.31074 | 5.4614
1 | -0.013143 | -0.0032967 | 0.013146 | 0.0032985 | 3.2496e-06 | 1.8012e-06 | 0.019879 | 0.019879 | 0.019879 | 0.98382 | -0.31074 | 0.98409 | -0.30555 | 5.4613
2 | -0.014232 | -0.0035707 | 0.014235 | 0.0035723 | 2.8848e-06 | 1.6352e-06 | 0.021522 | 0.021522 | 0.021522 | 0.98409 | -0.30555 | 0.9843 | -0.3013 | 5.9125
3 | -0.025216 | -0.0063244 | 0.025223 | 0.0063285 | 6.5394e-06 | 4.0327e-06 | 0.038122 | 0.038122 | 0.038122 | 0.9843 | -0.3013 | 0.98458 | -0.29586 | 10.4731
4 | -0.00065729 | -0.00016473 | 0.0006573 | 0.00016455 | 5.3346e-09 | -1.7881e-07 | 0.00099491 | 0.00099484 | 0.00099491 | 0.98307 | -0.32542 | 0.98308 | -0.32525 | 0.27333
5 | -0.0021513 | -0.00053898 | 0.0021513 | 0.00053887 | 4.3507e-08 | -1.109e-07 | 0.0032562 | 0.0032561 | 0.0032562 | 0.98308 | -0.32525 | 0.9831 | -0.32482 | 0.89456
6 | -0.026173 | -0.0065667 | 0.02619 | 0.0065771 | 1.6811e-05 | 1.0395e-05 | 0.039559 | 0.039558 | 0.039559 | 0.98458 | -0.29586 | 0.98527 | -0.2824 | 10.8677
7 | 0.0011248 | 0.00028173 | -0.0011248 | -0.00028191 | 1.6185e-08 | -1.7844e-07 | 0.0017025 | 0.0017026 | 0.0017026 | 0.9831 | -0.32482 | 0.98308 | -0.32512 | 0.46774
8 | -0.0032762 | -0.0008206 | 0.0032764 | 0.00082041 | 2.5702e-07 | -1.8899e-07 | 0.0049587 | 0.0049585 | 0.0049587 | 0.9831 | -0.32482 | 0.98318 | -0.32317 | 1.3623
9 | -0.00138 | -0.00034585 | 0.00138 | 0.00034581 | 6.2632e-09 | -4.4433e-08 | 0.0020898 | 0.0020898 | 0.0020898 | 0.98259 | -0.33466 | 0.98259 | -0.33456 | 0.57412
10 | -0.00138 | -0.00034581 | 0.0013801 | 0.00034527 | 7.6164e-08 | -5.4043e-07 | 0.0020898 | 0.0020896 | 0.0020898 | 0.98259 | -0.33456 | 0.98265 | -0.3334 | 0.57412
11 | 0.018333 | 0.0045978 | -0.018328 | -0.0045944 | 5.6523e-06 | 3.3698e-06 | 0.027763 | 0.027763 | 0.027763 | 0.98265 | -0.3334 | 0.98232 | -0.33987 | 7.6272
12 | 0.0013431 | 0.00033625 | -0.0013431 | -0.00033649 | 3.1494e-08 | -2.3707e-07 | 0.0020337 | 0.0020338 | 0.0020338 | 0.98265 | -0.3334 | 0.98263 | -0.3339 | 0.55873
13 | -0.021057 | -0.0052793 | 0.021062 | 0.0052826 | 5.3779e-06 | 3.2631e-06 | 0.031886 | 0.031886 | 0.031886 | 0.98265 | -0.3334 | 0.98293 | -0.32805 | 8.76
14 | 0.015826 | 0.0039675 | -0.015824 | -0.0039664 | 1.8022e-06 | 1.0476e-06 | 0.023974 | 0.023974 | 0.023974 | 0.98232 | -0.33987 | 0.9822 | -0.34226 | 6.5863
15 | 0.00083073 | 0.00020809 | -0.00083072 | -0.0002082 | 5.4986e-09 | -1.1385e-07 | 0.001258 | 0.001258 | 0.001258 | 0.98263 | -0.3339 | 0.98262 | -0.33404 | 0.3456
16 | -0.022405 | -0.005619 | 0.022418 | 0.0056274 | 1.3737e-05 | 8.3877e-06 | 0.033919 | 0.033919 | 0.033919 | 0.98293 | -0.32805 | 0.98358 | -0.31519 | 9.3183
17 | 0.014367 | 0.0036012 | -0.014365 | -0.0036002 | 1.7301e-06 | 9.8404e-07 | 0.021766 | 0.021766 | 0.021766 | 0.9822 | -0.34226 | 0.98207 | -0.34479 | 5.9797
18 | 0.0088442 | 0.002216 | -0.0088435 | -0.0022157 | 7.6298e-07 | 3.4407e-07 | 0.01338 | 0.01338 | 0.01338 | 0.98358 | -0.31519 | 0.98349 | -0.317 | 3.6758
19 | -0.031262 | -0.0078435 | 0.031266 | 0.0078455 | 3.2509e-06 | 2.0314e-06 | 0.047298 | 0.047298 | 0.047298 | 0.98358 | -0.31519 | 0.9837 | -0.31301 | 12.9941
20 | -0.029493 | -0.0074049 | 0.029503 | 0.0074109 | 9.5435e-06 | 5.9445e-06 | 0.044547 | 0.044547 | 0.044547 | 0.98527 | -0.2824 | 0.98562 | -0.27562 | 12.2382
21 | -0.073653 | -0.018516 | 0.073751 | 0.018578 | 9.7375e-05 | 6.2052e-05 | 0.11122 | 0.11122 | 0.11122 | 0.98562 | -0.27562 | 0.98704 | -0.24797 | 30.554
22 | 0.044151 | 0.011105 | -0.044125 | -0.011088 | 2.5613e-05 | 1.6197e-05 | 0.066669 | 0.06667 | 0.06667 | 0.98562 | -0.27562 | 0.985 | -0.28777 | 18.3158
23 | -0.082998 | -0.020895 | 0.083049 | 0.020927 | 5.0598e-05 | 3.2272e-05 | 0.12516 | 0.12516 | 0.12516 | 0.98704 | -0.24797 | 0.9877 | -0.23523 | 34.3838
24 | 0.042697 | 0.01073 | -0.042695 | -0.01073 | 1.1482e-06 | 7.2549e-07 | 0.064512 | 0.064512 | 0.064512 | 0.985 | -0.28777 | 0.98497 | -0.28833 | 17.723
25 | 0.0093876 | 0.0023532 | -0.0093855 | -0.0023522 | 2.0477e-06 | 9.468e-07 | 0.014001 | 0.014001 | 0.014001 | 0.99773 | -0.043091 | 0.99749 | -0.04767 | 3.8464
26 | -0.018774 | -0.0047056 | 0.01878 | 0.0047091 | 5.8363e-06 | 3.4759e-06 | 0.027999 | 0.027999 | 0.027999 | 0.99773 | -0.043091 | 0.99807 | -0.036568 | 7.6922
27 | 0.43298 | 0.11074 | -0.43222 | -0.11025 | 0.00076731 | 0.00049006 | 0.64632 | 0.64632 | 0.64632 | 0.99807 | -0.036568 | 0.99614 | -0.073258 | 44.3904
28 | -0.45176 | -0.11545 | 0.45256 | 0.11596 | 0.00080049 | 0.00051133 | 0.67432 | 0.67432 | 0.67432 | 0.99807 | -0.036568 | 1 | 0 | 46.3134
29 | 0.16659 | 0.042433 | -0.16653 | -0.042397 | 5.7634e-05 | 3.637e-05 | 0.24909 | 0.24909 | 0.24909 | 0.99614 | -0.073258 | 0.99576 | -0.080433 | 17.108
30 | 0.26563 | 0.067815 | -0.26531 | -0.06761 | 0.00032114 | 0.0002044 | 0.39723 | 0.39723 | 0.39723 | 0.99614 | -0.073258 | 0.99482 | -0.098309 | 27.2824
31 | 0.0018651 | 0.0004671 | -0.001865 | -0.00046742 | 8.5306e-08 | -3.2633e-07 | 0.002787 | 0.0027872 | 0.0027872 | 0.99576 | -0.080433 | 0.99571 | -0.081393 | 0.7657
32 | 0.16467 | 0.041929 | -0.16448 | -0.041809 | 0.00018846 | 0.00012018 | 0.24631 | 0.24631 | 0.24631 | 0.99576 | -0.080433 | 0.99452 | -0.10419 | 33.8331
33 | 0.26285 | 0.066994 | -0.26253 | -0.066789 | 0.00032202 | 0.00020494 | 0.39356 | 0.39356 | 0.39356 | 0.99482 | -0.098309 | 0.99349 | -0.12373 | 27.0299
34 | 0.010586 | 0.0026532 | -0.010584 | -0.0026521 | 2.1517e-06 | 1.0804e-06 | 0.015839 | 0.015839 | 0.015839 | 0.99452 | -0.10419 | 0.99429 | -0.10846 | 4.3513
35 | 0.015369 | 0.0038539 | -0.015365 | -0.003852 | 3.3927e-06 | 1.9494e-06 | 0.022996 | 0.022996 | 0.022996 | 0.99452 | -0.10419 | 0.99428 | -0.10883 | 6.3175
36 | 0.13852 | 0.035302 | -0.13816 | -0.035066 | 0.00036899 | 0.00023586 | 0.20747 | 0.20747 | 0.20747 | 0.99452 | -0.10419 | 0.99162 | -0.15955 | 56.9976
37 | 0.2609 | 0.066382 | -0.2604 | -0.066063 | 0.00049998 | 0.00031953 | 0.39112 | 0.39112 | 0.39112 | 0.99349 | -0.12373 | 0.99141 | -0.16357 | 53.7259
38 | 0.039744 | 0.00999 | -0.039706 | -0.0099662 | 3.7783e-05 | 2.3826e-05 | 0.060053 | 0.060053 | 0.060053 | 0.98497 | -0.28833 | 0.98394 | -0.30826 | 16.498
39 | 0.036369 | 0.0091297 | -0.036355 | -0.0091208 | 1.4148e-05 | 8.8962e-06 | 0.055006 | 0.055006 | 0.055006 | 0.98394 | -0.30826 | 0.98353 | -0.31642 | 15.1115
40 | 0.010033 | 0.0025142 | -0.010032 | -0.0025137 | 1.1736e-06 | 5.7874e-07 | 0.01518 | 0.01518 | 0.01518 | 0.98353 | -0.31642 | 0.9834 | -0.31888 | 4.1702
41 | 0.026321 | 0.0066066 | -0.026312 | -0.0066009 | 9.1842e-06 | 5.682e-06 | 0.039826 | 0.039826 | 0.039826 | 0.98353 | -0.31642 | 0.98315 | -0.32374 | 10.9413
42 | 0.0084535 | 0.002118 | -0.0084525 | -0.0021176 | 9.815e-07 | 4.2522e-07 | 0.012791 | 0.012791 | 0.012791 | 0.9834 | -0.31888 | 0.98328 | -0.32132 | 3.514
43 | 0.023467 | 0.0058878 | -0.023466 | -0.0058873 | 7.4673e-07 | 4.5789e-07 | 0.03552 | 0.03552 | 0.03552 | 0.98315 | -0.32374 | 0.98312 | -0.32441 | 9.7582
44 | 0.0070452 | 0.0017649 | -0.0070452 | -0.0017649 | 2.686e-08 | 9.1979e-09 | 0.010661 | 0.010661 | 0.010661 | 0.98328 | -0.32132 | 0.98327 | -0.3214 | 2.929
45 | 0.021994 | 0.0055185 | -0.021983 | -0.0055118 | 1.1076e-05 | 6.7511e-06 | 0.033292 | 0.033292 | 0.033292 | 0.98312 | -0.32441 | 0.98258 | -0.33498 | 9.1463
46 | -0.083991 | -0.021164 | 0.083998 | 0.021168 | 6.8725e-06 | 4.3838e-06 | 0.12658 | 0.12658 | 0.12658 | 0.9877 | -0.23523 | 0.98779 | -0.23352 | 34.7739
47 | 0.0057411 | 0.0014381 | -0.0057407 | -0.001438 | 4.5352e-07 | 8.7039e-08 | 0.0086879 | 0.008688 | 0.008688 | 0.98327 | -0.3214 | 0.98319 | -0.32306 | 2.3868
48 | 0.018545 | 0.00465 | -0.018538 | -0.004646 | 6.6564e-06 | 3.9752e-06 | 0.028085 | 0.028085 | 0.028085 | 0.98258 | -0.33498 | 0.98219 | -0.34251 | 7.7157
49 | -0.084964 | -0.02141 | 0.084971 | 0.021415 | 7.6718e-06 | 4.894e-06 | 0.12803 | 0.12803 | 0.12803 | 0.98779 | -0.23352 | 0.98789 | -0.23163 | 35.1735
50 | -0.085905 | -0.021649 | 0.086186 | 0.021828 | 0.0002807 | 0.00017907 | 0.12944 | 0.12944 | 0.12944 | 0.98789 | -0.23163 | 0.99141 | -0.16357 | 35.5599
51 | 0.049984 | 0.012626 | -0.049946 | -0.012602 | 3.7931e-05 | 2.4045e-05 | 0.075056 | 0.075056 | 0.075056 | 0.99141 | -0.16357 | 0.99059 | -0.17942 | 20.6198
52 | 0.12423 | 0.031609 | -0.12394 | -0.031423 | 0.00029147 | 0.00018625 | 0.18663 | 0.18663 | 0.18663 | 0.99141 | -0.16357 | 0.98887 | -0.21237 | 51.2723
53 | -0.13523 | -0.034176 | 0.13564 | 0.034436 | 0.00040598 | 0.00025949 | 0.2037 | 0.2037 | 0.2037 | 0.98838 | -0.22196 | 0.99162 | -0.15955 | 55.9602
54 | 0.13063 | 0.033022 | -0.13037 | -0.032858 | 0.0002557 | 0.00016342 | 0.19676 | 0.19676 | 0.19676 | 0.98838 | -0.22196 | 0.98627 | -0.26287 | 54.0553
55 | 0.051144 | 0.012868 | -0.051125 | -0.012856 | 1.8692e-05 | 1.1856e-05 | 0.07718 | 0.07718 | 0.07718 | 0.98627 | -0.26287 | 0.98588 | -0.27052 | 21.2033
56 | 0.079228 | 0.019991 | -0.079153 | -0.019943 | 7.4642e-05 | 4.7593e-05 | 0.11958 | 0.11958 | 0.11958 | 0.98627 | -0.26287 | 0.98525 | -0.28257 | 32.852
57 | 0.044195 | 0.011119 | -0.044155 | -0.011094 | 4.0185e-05 | 2.5412e-05 | 0.06672 | 0.06672 | 0.06672 | 0.98588 | -0.27052 | 0.9849 | -0.28957 | 18.3297
58 | 0.075351 | 0.01899 | -0.07531 | -0.018964 | 4.1046e-05 | 2.6162e-05 | 0.11384 | 0.11384 | 0.11384 | 0.98525 | -0.28257 | 0.98467 | -0.29396 | 31.2746
59 | 0.0053008 | 0.0013281 | -0.0053002 | -0.001328 | 5.8597e-07 | 5.3002e-08 | 0.0079327 | 0.0079328 | 0.0079328 | 0.99429 | -0.10846 | 0.99417 | -0.11078 | 2.1794
60 | 0.013263 | 0.0033251 | -0.013259 | -0.0033231 | 3.6163e-06 | 1.9971e-06 | 0.019849 | 0.019849 | 0.019849 | 0.99428 | -0.10883 | 0.99398 | -0.11455 | 5.4531
61 | 0.04217 | 0.010596 | -0.042153 | -0.010586 | 1.6467e-05 | 1.0401e-05 | 0.063721 | 0.063721 | 0.063721 | 0.9849 | -0.28957 | 0.98448 | -0.29776 | 17.5058
62 | 0.073092 | 0.018408 | -0.072955 | -0.018321 | 0.00013734 | 8.7516e-05 | 0.11049 | 0.11049 | 0.11049 | 0.98467 | -0.29396 | 0.98265 | -0.33333 | 30.3539
63 | 0.0033014 | 0.00082709 | -0.0033011 | -0.00082733 | 2.991e-07 | -2.3213e-07 | 0.0049412 | 0.0049413 | 0.0049413 | 0.99417 | -0.11078 | 0.99408 | -0.11268 | 1.3575
64 | 0.010889 | 0.0027292 | -0.010887 | -0.0027279 | 2.5509e-06 | 1.3009e-06 | 0.016302 | 0.016302 | 0.016302 | 0.99398 | -0.11455 | 0.99373 | -0.11947 | 4.4786
65 | 0.042153 | 0.010586 | -0.042142 | -0.010579 | 1.1298e-05 | 7.1362e-06 | 0.063721 | 0.063721 | 0.063721 | 0.98448 | -0.29776 | 0.98419 | -0.30338 | 17.5058
66 | 0.062141 | 0.01561 | -0.062103 | -0.015586 | 3.7687e-05 | 2.3976e-05 | 0.094113 | 0.094113 | 0.094113 | 0.98265 | -0.33333 | 0.982 | -0.34605 | 25.8551
67 | -0.00065965 | -0.00016532 | 0.00065966 | 0.00016512 | 6.1957e-09 | -2.0646e-07 | 0.00099814 | 0.00099806 | 0.00099814 | 0.98341 | -0.31862 | 0.98342 | -0.31843 | 0.27421
68 | -0.0017555 | -0.00043976 | 0.0017555 | 0.00043967 | 2.1637e-08 | -8.9916e-08 | 0.0026562 | 0.0026561 | 0.0026562 | 0.98342 | -0.31843 | 0.98343 | -0.31817 | 0.72972
69 | -0.0017555 | -0.00043967 | 0.0017556 | 0.00043931 | 8.6256e-08 | -3.5852e-07 | 0.0026561 | 0.002656 | 0.0026561 | 0.98343 | -0.31817 | 0.98348 | -0.31713 | 0.72971
70 | 0.039737 | 0.0099758 | -0.039718 | -0.0099643 | 1.8253e-05 | 1.1511e-05 | 0.060085 | 0.060085 | 0.060085 | 0.98419 | -0.30338 | 0.9837 | -0.31301 | 16.5068
71 | 0.0084527 | 0.0021187 | -0.0084511 | -0.0021181 | 1.5332e-06 | 6.6385e-07 | 0.012786 | 0.012786 | 0.012786 | 0.9837 | -0.31301 | 0.9835 | -0.31682 | 3.5128
72 | 0.0059551 | 0.0014918 | -0.005955 | -0.0014918 | 3.7552e-08 | 8.3793e-09 | 0.0090097 | 0.0090097 | 0.0090097 | 0.98349 | -0.317 | 0.98348 | -0.31713 | 2.4752
73 | 0.0067162 | 0.0016833 | -0.0067158 | -0.0016831 | 3.8573e-07 | 1.2046e-07 | 0.010161 | 0.010162 | 0.010162 | 0.9835 | -0.31682 | 0.98344 | -0.31802 | 2.7916
74 | 0.01252 | 0.0031377 | -0.012519 | -0.0031371 | 1.0722e-06 | 5.8569e-07 | 0.01897 | 0.01897 | 0.01897 | 0.98207 | -0.34479 | 0.98198 | -0.34659 | 5.2115
75 | 0.0876 | 0.022054 | -0.087386 | -0.021918 | 0.00021324 | 0.00013606 | 0.13285 | 0.13285 | 0.13285 | 0.98145 | -0.35614 | 0.97884 | -0.4072 | 36.4969
76 | -0.0876 | -0.022054 | 0.087807 | 0.022187 | 0.00020783 | 0.00013261 | 0.13285 | 0.13285 | 0.13285 | 0.98145 | -0.35614 | 0.984 | -0.30664 | 36.4969
77 | 0.087386 | 0.021918 | -0.087343 | -0.02189 | 4.3443e-05 | 2.7721e-05 | 0.13285 | 0.13285 | 0.13285 | 0.97884 | -0.4072 | 0.97831 | -0.41763 | 36.497
78 | -0.097456 | -0.024605 | 0.097671 | 0.024742 | 0.00021522 | 0.00013741 | 0.14744 | 0.14744 | 0.14744 | 0.984 | -0.30664 | 0.98637 | -0.26066 | 40.5053
79 | -0.10732 | -0.027161 | 0.10757 | 0.02732 | 0.00024935 | 0.00015926 | 0.162 | 0.162 | 0.162 | 0.98637 | -0.26066 | 0.98887 | -0.21237 | 44.5054
80 | -0.0044549 | -0.0011157 | 0.0044551 | 0.0011157 | 2.3086e-07 | -3.1217e-08 | 0.0066732 | 0.0066731 | 0.0066732 | 0.99333 | -0.12719 | 0.99338 | -0.1261 | 1.8333
81 | 0.0030462 | 0.0007627 | -0.0030462 | -0.00076278 | 8.5367e-08 | -8.6888e-08 | 0.004563 | 0.0045631 | 0.0045631 | 0.99333 | -0.12719 | 0.9933 | -0.12778 | 1.2536
82 | -0.005803 | -0.0014535 | 0.0058039 | 0.0014537 | 8.6418e-07 | 1.5813e-07 | 0.0086922 | 0.0086921 | 0.0086922 | 0.99338 | -0.1261 | 0.99354 | -0.12297 | 2.388
83 | 0.0030462 | 0.00076278 | -0.0030459 | -0.000763 | 2.1484e-07 | -2.1861e-07 | 0.0045631 | 0.0045632 | 0.0045632 | 0.9933 | -0.12778 | 0.99322 | -0.12926 | 1.2536
84 | -0.0070729 | -0.0017717 | 0.007073 | 0.0017718 | 1.0624e-07 | 3.5296e-08 | 0.010593 | 0.010593 | 0.010593 | 0.99354 | -0.12297 | 0.99356 | -0.12266 | 2.9101
85 | 0.0021207 | 0.00053112 | -0.0021207 | -0.0005312 | 2.797e-08 | -7.7728e-08 | 0.0031771 | 0.0031771 | 0.0031771 | 0.99322 | -0.12926 | 0.99321 | -0.12954 | 0.87284
86 | -0.0089044 | -0.0022308 | 0.0089054 | 0.0022312 | 9.8387e-07 | 4.3858e-07 | 0.013335 | 0.013335 | 0.013335 | 0.99356 | -0.12266 | 0.99368 | -0.12034 | 3.6636
87 | 0.0011593 | 0.00029025 | -0.0011593 | -0.00029054 | 2.69e-08 | -2.9054e-07 | 0.0017367 | 0.0017368 | 0.0017368 | 0.99321 | -0.12954 | 0.99318 | -0.13002 | 0.47715
88 | -0.0089054 | -0.0022312 | 0.0089058 | 0.0022314 | 3.6877e-07 | 1.6437e-07 | 0.013335 | 0.013335 | 0.013335 | 0.99368 | -0.12034 | 0.99373 | -0.11947 | 3.6636
89 | -0.0059924 | -0.0015018 | 0.005993 | 0.001502 | 5.4932e-07 | 1.2837e-07 | 0.0090965 | 0.0090964 | 0.0090965 | 0.98025 | -0.38023 | 0.98035 | -0.37831 | 2.499
90 | 0.0058051 | 0.0014549 | -0.0058049 | -0.0014548 | 2.4733e-07 | 5.1183e-08 | 0.0088113 | 0.0088113 | 0.0088113 | 0.98035 | -0.37831 | 0.98031 | -0.3792 | 2.4207
91 | -0.011798 | -0.0029569 | 0.011799 | 0.0029572 | 5.6139e-07 | 3.0043e-07 | 0.017908 | 0.017908 | 0.017908 | 0.98035 | -0.37831 | 0.9804 | -0.37731 | 4.9197
92 | -0.0019752 | -0.00049504 | 0.0019753 | 0.00049495 | 2.694e-08 | -8.5304e-08 | 0.0029851 | 0.002985 | 0.0029851 | 0.98463 | -0.29518 | 0.98464 | -0.29489 | 0.82007
93 | 0.014726 | 0.0036926 | -0.014723 | -0.0036909 | 2.976e-06 | 1.7009e-06 | 0.022255 | 0.022255 | 0.022255 | 0.98464 | -0.29489 | 0.98442 | -0.29913 | 6.1141
94 | -0.016701 | -0.0041876 | 0.016704 | 0.0041892 | 2.7127e-06 | 1.5917e-06 | 0.02524 | 0.02524 | 0.02524 | 0.98464 | -0.29489 | 0.98482 | -0.29149 | 6.9341
95 | 0.013687 | 0.0034312 | -0.013687 | -0.0034312 | 9.3272e-08 | 5.2306e-08 | 0.020689 | 0.020689 | 0.020689 | 0.98442 | -0.29913 | 0.98442 | -0.29928 | 5.6838
96 | -0.017956 | -0.0045028 | 0.017961 | 0.0045059 | 5.1073e-06 | 3.0332e-06 | 0.027131 | 0.027131 | 0.027131 | 0.98482 | -0.29149 | 0.98512 | -0.28552 | 7.4536
97 | 0.0085717 | 0.0021479 | -0.0085707 | -0.0021474 | 1.0259e-06 | 4.5147e-07 | 0.012989 | 0.012989 | 0.012989 | 0.98198 | -0.34659 | 0.98185 | -0.3491 | 3.5684
98 | 0.0041229 | 0.001033 | -0.0041224 | -0.0010331 | 4.3725e-07 | -9.7843e-08 | 0.0062482 | 0.0062483 | 0.0062483 | 0.98185 | -0.3491 | 0.98174 | -0.35133 | 1.7166
99 | 0.0044479 | 0.0011144 | -0.0044475 | -0.0011144 | 3.2836e-07 | -3.3557e-08 | 0.0067407 | 0.0067408 | 0.0067408 | 0.98185 | -0.3491 | 0.98177 | -0.35065 | 1.8519
100 | 0.0041224 | 0.0010331 | -0.0041223 | -0.0010332 | 1.0963e-07 | -2.4516e-08 | 0.0062483 | 0.0062484 | 0.0062484 | 0.98174 | -0.35133 | 0.98171 | -0.35189 | 1.7166
101 | 0.0020333 | 0.00050936 | -0.0020332 | -0.00050958 | 7.4533e-08 | -2.1693e-07 | 0.0030817 | 0.0030818 | 0.0030818 | 0.98177 | -0.35065 | 0.98173 | -0.35142 | 0.84665
102 | 0.042567 | 0.010717 | -0.042532 | -0.010695 | 3.4669e-05 | 2.19e-05 | 0.0641 | 0.0641 | 0.0641 | 0.98842 | -0.22147 | 0.98754 | -0.23852 | 17.6099
103 | -0.04392 | -0.011056 | 0.043939 | 0.011068 | 1.9544e-05 | 1.2355e-05 | 0.066136 | 0.066136 | 0.066136 | 0.98842 | -0.22147 | 0.9889 | -0.21216 | 18.1693
104 | 0.040246 | 0.010122 | -0.040211 | -0.0101 | 3.4799e-05 | 2.1949e-05 | 0.060655 | 0.060655 | 0.060655 | 0.98754 | -0.23852 | 0.9866 | -0.25664 | 16.6636
105 | -0.044914 | -0.011312 | 0.04493 | 0.011323 | 1.6702e-05 | 1.0565e-05 | 0.067602 | 0.067602 | 0.067602 | 0.9889 | -0.21216 | 0.9893 | -0.20439 | 18.5721
106 | 0.021847 | 0.0054901 | -0.021837 | -0.0054837 | 1.0436e-05 | 6.3518e-06 | 0.032956 | 0.032956 | 0.032956 | 0.9866 | -0.25664 | 0.98609 | -0.26665 | 9.0538
107 | 0.018364 | 0.0046099 | -0.01836 | -0.0046076 | 3.8589e-06 | 2.2985e-06 | 0.0277 | 0.0277 | 0.0277 | 0.9866 | -0.25664 | 0.98638 | -0.26105 | 7.6098
108 | -0.046966 | -0.011833 | 0.046983 | 0.011844 | 1.6606e-05 | 1.0514e-05 | 0.070665 | 0.070665 | 0.070665 | 0.9893 | -0.20439 | 0.98968 | -0.197 | 19.4134
109 | 0.021149 | 0.0053115 | -0.021139 | -0.0053054 | 9.9195e-06 | 6.0174e-06 | 0.031918 | 0.031918 | 0.031918 | 0.98609 | -0.26665 | 0.98559 | -0.27649 | 8.7688
110 | 0.00068768 | 0.00017227 | -0.00068768 | -0.00017235 | 2.3905e-09 | -7.3989e-08 | 0.0010377 | 0.0010377 | 0.0010377 | 0.98609 | -0.26665 | 0.98609 | -0.26672 | 0.28509
111 | 0.017253 | 0.00433 | -0.017251 | -0.004329 | 1.6785e-06 | 9.8989e-07 | 0.026029 | 0.026029 | 0.026029 | 0.98638 | -0.26105 | 0.98627 | -0.26309 | 7.1508
112 | -0.047929 | -0.012081 | 0.047969 | 0.012106 | 4.0361e-05 | 2.5564e-05 | 0.072087 | 0.072087 | 0.072087 | 0.98968 | -0.197 | 0.99059 | -0.17942 | 19.8041
113 | 0.020507 | 0.0051469 | -0.020504 | -0.0051452 | 2.8372e-06 | 1.7153e-06 | 0.030963 | 0.030963 | 0.030963 | 0.98559 | -0.27649 | 0.98544 | -0.27939 | 8.5064
114 | 0.017251 | 0.004329 | -0.017246 | -0.0043261 | 4.9841e-06 | 2.9396e-06 | 0.026029 | 0.026029 | 0.026029 | 0.98627 | -0.26309 | 0.98596 | -0.26915 | 7.1508
115 | 0.015521 | 0.0038939 | -0.015519 | -0.0038923 | 2.6449e-06 | 1.5289e-06 | 0.023426 | 0.023426 | 0.023426 | 0.98596 | -0.26915 | 0.98578 | -0.27272 | 6.4358
116 | 0.014245 | 0.003573 | -0.01424 | -0.0035702 | 5.0401e-06 | 2.8552e-06 | 0.021503 | 0.021503 | 0.021503 | 0.98578 | -0.27272 | 0.9854 | -0.28015 | 5.9075
117 | 0.0052569 | 0.0013174 | -0.0052562 | -0.0013173 | 7.4463e-07 | 8.0828e-08 | 0.0079663 | 0.0079664 | 0.0079664 | 0.98194 | -0.34748 | 0.98179 | -0.35045 | 2.1886
118 | -0.0052569 | -0.0013174 | 0.0052571 | 0.0013174 | 1.7253e-07 | 1.8709e-08 | 0.0079663 | 0.0079662 | 0.0079663 | 0.98194 | -0.34748 | 0.98197 | -0.34679 | 2.1885
119 | -0.0052571 | -0.0013174 | 0.0052577 | 0.0013175 | 5.6409e-07 | 6.1116e-08 | 0.0079662 | 0.0079661 | 0.0079662 | 0.98197 | -0.34679 | 0.98209 | -0.34454 | 2.1885
120 | 0.01978 | 0.0049638 | -0.019777 | -0.0049621 | 2.7835e-06 | 1.6755e-06 | 0.02987 | 0.02987 | 0.02987 | 0.98544 | -0.27939 | 0.98528 | -0.28234 | 8.2061
121 | 0.01424 | 0.0035702 | -0.014237 | -0.0035689 | 2.1878e-06 | 1.2395e-06 | 0.021503 | 0.021503 | 0.021503 | 0.9854 | -0.28015 | 0.98523 | -0.28337 | 5.9075
122 | -0.0065432 | -0.0016397 | 0.0065435 | 0.0016398 | 3.2382e-07 | 9.6067e-08 | 0.0099139 | 0.0099138 | 0.0099139 | 0.98209 | -0.34454 | 0.98214 | -0.3435 | 2.7236
123 | 0.0046202 | 0.0011572 | -0.0046202 | -0.0011572 | 2.5641e-08 | -1.3254e-09 | 0.0069923 | 0.0069923 | 0.0069923 | 0.98319 | -0.32306 | 0.98318 | -0.32317 | 1.921
124 | -0.001217 | -0.00030501 | 0.001217 | 0.00030492 | 1.0267e-08 | -9.5248e-08 | 0.0018443 | 0.0018442 | 0.0018443 | 0.98193 | -0.34766 | 0.98194 | -0.34748 | 0.50667
125 | -0.0024398 | -0.00061137 | 0.0024398 | 0.0006113 | 3.8615e-08 | -7.0582e-08 | 0.0036972 | 0.0036971 | 0.0036972 | 0.98194 | -0.34748 | 0.98196 | -0.34715 | 1.0157
126 | -0.0036488 | -0.00091429 | 0.0036488 | 0.00091427 | 4.3993e-08 | -2.0389e-08 | 0.0055291 | 0.0055291 | 0.0055291 | 0.98196 | -0.34715 | 0.98197 | -0.3469 | 1.519
127 | -0.0049035 | -0.0012287 | 0.0049036 | 0.0012287 | 8.6951e-08 | 2.5187e-09 | 0.0074304 | 0.0074303 | 0.0074304 | 0.98197 | -0.3469 | 0.98199 | -0.34653 | 2.0413
128 | -0.0061237 | -0.0015345 | 0.0061239 | 0.0015346 | 2.4366e-07 | 6.0471e-08 | 0.0092792 | 0.0092792 | 0.0092792 | 0.98199 | -0.34653 | 0.98203 | -0.34569 | 2.5492
129 | -0.0073374 | -0.0018387 | 0.0073377 | 0.0018388 | 3.7338e-07 | 1.3704e-07 | 0.011118 | 0.011118 | 0.011118 | 0.98203 | -0.34569 | 0.98208 | -0.34462 | 3.0543
130 | -0.008557 | -0.0021444 | 0.0085578 | 0.0021448 | 8.6003e-07 | 3.7776e-07 | 0.012965 | 0.012965 | 0.012965 | 0.98208 | -0.34462 | 0.98219 | -0.34251 | 3.5619
131 | 0.0099804 | 0.0025012 | -0.0099799 | -0.002501 | 4.6823e-07 | 2.3055e-07 | 0.01512 | 0.01512 | 0.01512 | 0.98219 | -0.34251 | 0.98214 | -0.3435 | 4.1539
132 | 0.0099918 | 0.0025044 | -0.009991 | -0.002504 | 8.777e-07 | 4.3257e-07 | 0.015141 | 0.015141 | 0.015141 | 0.982 | -0.34605 | 0.9819 | -0.34789 | 4.1595
133 | 0.052112 | 0.013082 | -0.052096 | -0.013072 | 1.5188e-05 | 9.6381e-06 | 0.078972 | 0.078972 | 0.078972 | 0.982 | -0.34605 | 0.98169 | -0.35216 | 21.6956
134 | 0.043128 | 0.010825 | -0.043095 | -0.010804 | 3.2744e-05 | 2.0698e-05 | 0.065378 | 0.065378 | 0.065378 | 0.98169 | -0.35216 | 0.98087 | -0.36809 | 17.9609
135 | 0.026952 | 0.0067577 | -0.026951 | -0.0067572 | 9.4288e-07 | 5.8446e-07 | 0.040889 | 0.040889 | 0.040889 | 0.98087 | -0.36809 | 0.98083 | -0.36883 | 11.2331
136 | 0.016143 | 0.0040462 | -0.016141 | -0.0040454 | 1.4054e-06 | 8.2056e-07 | 0.024489 | 0.024489 | 0.024489 | 0.98087 | -0.36809 | 0.98078 | -0.36992 | 6.7278
137 | 0.017196 | 0.0043122 | -0.017189 | -0.0043081 | 6.9464e-06 | 4.1024e-06 | 0.026089 | 0.026089 | 0.026089 | 0.98083 | -0.36883 | 0.9804 | -0.37731 | 7.1672
138 | 0.018593 | 0.0046653 | -0.01859 | -0.0046636 | 2.8191e-06 | 1.6828e-06 | 0.028082 | 0.028082 | 0.028082 | 0.98528 | -0.28234 | 0.98512 | -0.28552 | 7.7148
139 | 0.012216 | 0.0030625 | -0.012213 | -0.0030613 | 2.2616e-06 | 1.2226e-06 | 0.018465 | 0.018465 | 0.018465 | 0.98442 | -0.29928 | 0.98422 | -0.30316 | 5.0729
140 | 0.010742 | 0.0026924 | -0.01074 | -0.0026918 | 1.2781e-06 | 6.5378e-07 | 0.01624 | 0.01624 | 0.01624 | 0.98422 | -0.30316 | 0.98409 | -0.30566 | 4.4616
141 | 0.009468 | 0.0023728 | -0.0094674 | -0.0023725 | 6.2711e-07 | 2.9769e-07 | 0.014316 | 0.014316 | 0.014316 | 0.98409 | -0.30566 | 0.98402 | -0.30705 | 3.9331
142 | 0.0076941 | 0.0019281 | -0.0076934 | -0.0019278 | 7.5397e-07 | 2.9389e-07 | 0.011635 | 0.011635 | 0.011635 | 0.98402 | -0.30705 | 0.98391 | -0.30911 | 3.1964
143 | 0.0076934 | 0.0019278 | -0.0076922 | -0.0019274 | 1.1946e-06 | 4.6571e-07 | 0.011635 | 0.011635 | 0.011635 | 0.98391 | -0.30911 | 0.98375 | -0.31237 | 3.1964
144 | 0.0029984 | 0.000751 | -0.0029984 | -0.000751 | 4.8753e-09 | -4.9047e-09 | 0.0045352 | 0.0045352 | 0.0045352 | 0.98375 | -0.31237 | 0.98374 | -0.3124 | 1.2459
145 | 0.0020884 | 0.00052293 | -0.0020883 | -0.00052313 | 7.3396e-08 | -2.0206e-07 | 0.0031587 | 0.0031588 | 0.0031588 | 0.98374 | -0.3124 | 0.98371 | -0.31314 | 0.86781
146 | -0.0016417 | -0.00041145 | 0.0016417 | 0.00041133 | 2.426e-08 | -1.1825e-07 | 0.0024806 | 0.0024805 | 0.0024806 | 0.98481 | -0.29172 | 0.98482 | -0.29141 | 0.68148
147 | -0.0035488 | -0.00088928 | 0.0035489 | 0.00088924 | 7.616e-08 | -4.1142e-08 | 0.005362 | 0.005362 | 0.005362 | 0.98482 | -0.29141 | 0.98484 | -0.29096 | 1.4731
148 | -0.011278 | -0.0028264 | 0.01128 | 0.0028276 | 2.3455e-06 | 1.2268e-06 | 0.017038 | 0.017038 | 0.017038 | 0.98497 | -0.28857 | 0.98519 | -0.2842 | 4.6807
149 | 0.010331 | 0.002589 | -0.01033 | -0.0025884 | 1.176e-06 | 5.888e-07 | 0.015607 | 0.015607 | 0.015607 | 0.98497 | -0.28857 | 0.98484 | -0.29096 | 4.2876
150 | -0.01329 | -0.0033312 | 0.01329 | 0.0033315 | 5.2671e-07 | 2.927e-07 | 0.020073 | 0.020073 | 0.020073 | 0.98519 | -0.2842 | 0.98523 | -0.28337 | 5.5145
151 | 0.0067807 | 0.0016992 | -0.0067801 | -0.001699 | 6.5451e-07 | 2.0732e-07 | 0.010245 | 0.010245 | 0.010245 | 0.98484 | -0.29096 | 0.98474 | -0.29298 | 2.8146
152 | 0.0043621 | 0.001093 | -0.004362 | -0.001093 | 3.4291e-08 | -4.8302e-09 | 0.0065913 | 0.0065913 | 0.0065913 | 0.98474 | -0.29298 | 0.98473 | -0.29315 | 1.8108
153 | 0.0021347 | 0.00053475 | -0.0021346 | -0.00053499 | 8.9773e-08 | -2.3522e-07 | 0.0032257 | 0.0032258 | 0.0032258 | 0.98473 | -0.29315 | 0.98469 | -0.29403 | 0.8862
154 | 0.00085483 | 0.00021399 | -0.00085482 | -0.00021424 | 1.2567e-08 | -2.4641e-07 | 0.001293 | 0.0012931 | 0.0012931 | 0.98371 | -0.31314 | 0.98369 | -0.31345 | 0.35524

## res_trafo
| p_hv_mw | q_hv_mvar | p_lv_mw | q_lv_mvar | pl_mw | ql_mvar | i_hv_ka | i_lv_ka | vm_hv_pu | va_hv_degree | vm_lv_pu | va_lv_degree | loading_percent
0 | -1.2729e-15 | -1.3162e-15 | 0.00165 | 1.2699e-07 | 0.00165 | 1.2699e-07 | 5.2857e-17 | 0.0023815 | 0.99998 | 149.9956 | 1 | 0 | 0.2619

## res_ext_grid
| p_mw | q_mvar
0 | 0.46147 | 0.11778

## res_load
| p_mw | q_mvar
0 | 0.013134 | 0.0032916
1 | 0.0010863 | 0.00027224
2 | 0.010981 | 0.0027521
3 | 0.00065729 | 0.00016473
4 | 0.001494 | 0.00037443
5 | 0.00095058 | 0.00023824
6 | 0.00138 | 0.00034585
7 | 0.0025015 | 0.00062693
8 | 0.00051233 | 0.0001284
9 | 0.0013426 | 0.00033649
10 | 0.0014574 | 0.00036527
11 | 0.00083072 | 0.0002082
12 | 0.0033032 | 0.00082786
13 | 0.0092473 | 0.0023176
14 | 0.0014285 | 0.00035801
15 | 0.0093862 | 0.0023524
16 | 0.0093855 | 0.0023522
17 | 0.007255 | 0.0018183
18 | 0.0024581 | 0.00061605
19 | 0.001865 | 0.00046742
20 | 0.0016234 | 0.00040687
21 | 0.0029516 | 0.00073973
22 | 0.0033374 | 0.00083642
23 | 0.0015786 | 0.00039562
24 | 0.0028454 | 0.00071312
25 | 0.0014072 | 0.00035269
26 | 0.0014716 | 0.00036881
27 | 0.00094262 | 0.00023624
28 | 0.0013041 | 0.00032684
29 | 0.0034385 | 0.00086178
30 | 0.00096555 | 0.00024199
31 | 0.00093373 | 0.00023402
32 | 0.0046057 | 0.0011543
33 | 0.0025165 | 0.0006307
34 | 0.0069303 | 0.0017369
35 | 0.0038019 | 0.00095284
36 | 0.0052828 | 0.001324
37 | 0.0021024 | 0.00052692
38 | 0.0019851 | 0.00049752
39 | 0.0022178 | 0.00055584
40 | 0.0019988 | 0.00050095
41 | 0.0023696 | 0.00059389
42 | 0.010814 | 0.0027102
43 | 0.00065965 | 0.00016532
44 | 0.0010958 | 0.00027464
45 | 0.0024051 | 0.00060277
46 | 0.0028884 | 0.00072391
47 | 0.0041994 | 0.0010525
48 | 0.001735 | 0.00043482
49 | 0.0018455 | 0.00046252
50 | 0.0067158 | 0.0016831
51 | 0.0096486 | 0.0024182
52 | 0.087343 | 0.02189
53 | 0.0096519 | 0.002419
54 | 0.0014086 | 0.00035304
55 | 0.0013479 | 0.00033782
56 | 0.001269 | 0.00031804
57 | 0.00092521 | 0.00023188
58 | 0.0018314 | 0.000459
59 | 0.00096142 | 0.00024095
60 | 0.0011593 | 0.00029054
61 | 0.0059924 | 0.0015018
62 | 0.0019812 | 0.00049653
63 | 0.0019752 | 0.00049504
64 | 0.0010362 | 0.0002597
65 | 0.0012516 | 0.00031368
66 | 0.003947 | 0.0009892
67 | 0.0024142 | 0.00060506
68 | 0.0041223 | 0.0010332
69 | 0.0020332 | 0.00050958
70 | 0.0013527 | 0.00033903
71 | 0.002286 | 0.00057293
72 | 0.00097436 | 0.0002442
73 | 0.0020361 | 0.0005103
74 | 0.0011077 | 0.00027761
75 | 0.00094581 | 0.00023704
76 | 0.0006325 | 0.00015852
77 | 0.00068768 | 0.00017235
78 | 0.0019766 | 0.00049538
79 | 0.0017245 | 0.0004322
80 | 0.0012741 | 0.00031932
81 | 0.0052562 | 0.0013173
82 | 0.00072393 | 0.00018143
83 | 0.0012855 | 0.00032218
84 | 0.016369 | 0.0041025
85 | 0.0011204 | 0.0002808
86 | 0.0013438 | 0.00033678
87 | 0.0011248 | 0.00028191
88 | 0.001217 | 0.00030501
89 | 0.0012227 | 0.00030645
90 | 0.001209 | 0.00030299
91 | 0.0012547 | 0.00031445
92 | 0.0012201 | 0.00030579
93 | 0.0012134 | 0.00030411
94 | 0.0012193 | 0.00030557
95 | 0.0034364 | 0.00086124
96 | 0.009991 | 0.002504
97 | 0.0089686 | 0.0022478
98 | 0.0097556 | 0.002445
99 | 0.016141 | 0.0040454
100 | 0.0053902 | 0.0013509
101 | 0.0058049 | 0.0014548
102 | 0.0033011 | 0.00082733
103 | 0.0011842 | 0.00029679
104 | 0.00062941 | 0.00015775
105 | 0.0014711 | 0.00036869
106 | 0.0014717 | 0.00036885
107 | 0.0012725 | 0.00031891
108 | 0.0017732 | 0.00044442
109 | 0.0046938 | 0.0011764
110 | 0.00091003 | 0.00022808
111 | 0.0016417 | 0.00041145
112 | 0.001907 | 0.00047795
113 | 0.00094721 | 0.00023739
114 | 0.0020094 | 0.0005036
115 | 0.00094721 | 0.00023739
116 | 0.002418 | 0.00060601
117 | 0.0022273 | 0.00055822
118 | 0.0021346 | 0.00053499
119 | 0.0012335 | 0.00030914
120 | 0.00085482 | 0.00021424

## dtypes
| element | column | dtype
0 | bus | name | object
1 | bus | vn_kv | float64
2 | bus | type | object
3 | bus | zone | object
4 | bus | in_service | bool
5 | load | name | object
6 | load | bus | uint32
7 | load | p_mw | float64
8 | load | q_mvar | float64
9 | load | const_z_percent | float64
10 | load | const_i_percent | float64
11 | load | sn_mva | float64
12 | load | scaling | float64
13 | load | in_service | bool
14 | load | type | object
15 | ext_grid | name | object
16 | ext_grid | bus | uint32
17 | ext_grid | vm_pu | float64
18 | ext_grid | va_degree | float64
19 | ext_grid | slack_weight | float64
20 | ext_grid | in_service | bool
21 | line | name | object
22 | line | std_type | object
23 | line | from_bus | uint32
24 | line | to_bus | uint32
25 | line | length_km | float64
26 | line | r_ohm_per_km | float64
27 | line | x_ohm_per_km | float64
28 | line | c_nf_per_km | float64
29 | line | g_us_per_km | float64
30 | line | max_i_ka | float64
31 | line | df | float64
32 | line | parallel | uint32
33 | line | type | object
34 | line | in_service | bool
35 | trafo | name | object
36 | trafo | std_type | object
37 | trafo | hv_bus | uint32
38 | trafo | lv_bus | uint32
39 | trafo | sn_mva | float64
40 | trafo | vn_hv_kv | float64
41 | trafo | vn_lv_kv | float64
42 | trafo | vk_percent | float64
43 | trafo | vkr_percent | float64
44 | trafo | pfe_kw | float64
45 | trafo | i0_percent | float64
46 | trafo | shift_degree | float64
47 | trafo | tap_side | object
48 | trafo | tap_neutral | int32
49 | trafo | tap_min | int32
50 | trafo | tap_max | int32
51 | trafo | tap_step_percent | float64
52 | trafo | tap_step_degree | float64
53 | trafo | tap_pos | int32
54 | trafo | tap_phase_shifter | bool
55 | trafo | parallel | uint32
56 | trafo | df | float64
57 | trafo | in_service | bool
58 | line_geodata | coords | object
59 | bus_geodata | x | float64
60 | bus_geodata | y | float64
61 | bus_geodata | coords | object
62 | res_bus | vm_pu | float64
63 | res_bus | va_degree | float64
64 | res_bus | p_mw | float64
65 | res_bus | q_mvar | float64
66 | res_line | p_from_mw | float64
67 | res_line | q_from_mvar | float64
68 | res_line | p_to_mw | float64
69 | res_line | q_to_mvar | float64
70 | res_line | pl_mw | float64
71 | res_line | ql_mvar | float64
72 | res_line | i_from_ka | float64
73 | res_line | i_to_ka | float64
74 | res_line | i_ka | float64
75 | res_line | vm_from_pu | float64
76 | res_line | va_from_degree | float64
77 | res_line | vm_to_pu | float64
78 | res_line | va_to_degree | float64
79 | res_line | loading_percent | float64
80 | res_trafo | p_hv_mw | float64
81 | res_trafo | q_hv_mvar | float64
82 | res_trafo | p_lv_mw | float64
83 | res_trafo | q_lv_mvar | float64
84 | res_trafo | pl_mw | float64
85 | res_trafo | ql_mvar | float64
86 | res_trafo | i_hv_ka | float64
87 | res_trafo | i_lv_ka | float64
88 | res_trafo | vm_hv_pu | float64
89 | res_trafo | va_hv_degree | float64
90 | res_trafo | vm_lv_pu | float64
91 | res_trafo | va_lv_degree | float64
92 | res_trafo | loading_percent | float64
93 | res_ext_grid | p_mw | float64
94 | res_ext_grid | q_mvar | float64
95 | res_load | p_mw | float64
96 | res_load | q_mvar | float64

## parameters
| version | format_version | converged | OPF_converged | name | f_hz | sn_mva
0 | 2.14.6 | 2.14.0 | TRUE | FALSE |  | 50 | 1