## bus
| name | vn_kv | type | zone | in_service
0 | bus_LV_2701-196_0_6_node_0 | 0.4 | n |  | TRUE
1 | bus_LV_2701-196_0_6_node_1 | 0.4 | n |  | TRUE
2 | bus_LV_2701-196_0_6_node_2 | 0.4 | n |  | TRUE
3 | bus_LV_2701-196_0_6_node_3 | 0.4 | n |  | TRUE
4 | bus_LV_2701-196_0_6_node_4 | 0.4 | n |  | TRUE
5 | bus_LV_2701-196_0_6_node_24 | 0.4 | n |  | TRUE
6 | bus_LV_2701-196_0_6_node_23 | 0.4 | n |  | TRUE
7 | bus_LV_2701-196_0_6_node_25 | 0.4 | n |  | TRUE
8 | bus_LV_2701-196_0_6_node_26 | 0.4 | n |  | TRUE
9 | bus_LV_2701-196_0_6_node_27 | 0.4 | n |  | TRUE
10 | bus_LV_2701-196_0_6_node_22 | 0.4 | n |  | TRUE
11 | bus_LV_2701-196_0_6_node_5 | 0.4 | n |  | TRUE
12 | bus_LV_2701-196_0_6_node_6 | 0.4 | n |  | TRUE
13 | bus_LV_2701-196_0_6_node_7 | 0.4 | n |  | TRUE
14 | bus_LV_2701-196_0_6_node_8 | 0.4 | n |  | TRUE
15 | bus_LV_2701-196_0_6_node_9 | 0.4 | n |  | TRUE
16 | bus_LV_2701-196_0_6_node_10 | 0.4 | n |  | TRUE
17 | bus_LV_2701-196_0_6_node_14 | 0.4 | n |  | TRUE
18 | bus_LV_2701-196_0_6_node_11 | 0.4 | n |  | TRUE
19 | bus_LV_2701-196_0_6_node_12 | 0.4 | n |  | TRUE
20 | bus_LV_2701-196_0_6_node_13 | 0.4 | n |  | TRUE
21 | bus_LV_2701-196_0_6_node_15 | 0.4 | n |  | TRUE
22 | bus_LV_2701-196_0_6_node_45 | 0.4 | n |  | TRUE
23 | bus_LV_2701-196_0_6_node_110 | 0.4 | n |  | TRUE
24 | bus_LV_2701-196_0_6_node_46 | 0.4 | n |  | TRUE
25 | bus_LV_2701-196_0_6_node_108 | 0.4 | n |  | TRUE
26 | bus_LV_2701-196_0_6_node_16 | 0.4 | n |  | TRUE
27 | bus_LV_2701-196_0_6_node_21 | 0.4 | n |  | TRUE
28 | bus_LV_2701-196_0_6_node_31 | 0.4 | n |  | TRUE
29 | bus_LV_2701-196_0_6_node_19 | 0.4 | n |  | TRUE
30 | bus_LV_2701-196_0_6_node_17 | 0.4 | n |  | TRUE
31 | bus_LV_2701-196_0_6_node_18 | 0.4 | n |  | TRUE
32 | bus_LV_2701-196_0_6_node_32 | 0.4 | n |  | TRUE
33 | bus_LV_2701-196_0_6_node_39 | 0.4 | n |  | TRUE
34 | bus_LV_2701-196_0_6_node_72 | 0.4 | n |  | TRUE
35 | bus_LV_2701-196_0_6_node_74 | 0.4 | n |  | TRUE
36 | bus_LV_2701-196_0_6_node_73 | 0.4 | n |  | TRUE
37 | bus_LV_2701-196_0_6_node_75 | 0.4 | n |  | TRUE
38 | bus_LV_2701-196_0_6_node_92 | 0.4 | n |  | TRUE
39 | bus_LV_2701-196_0_6_node_93 | 0.4 | n |  | TRUE
40 | bus_LV_2701-196_0_6_node_68 | 0.4 | n |  | TRUE
41 | bus_LV_2701-196_0_6_node_69 | 0.4 | n |  | TRUE
42 | bus_LV_2701-196_0_6_node_38 | 0.4 | n |  | TRUE
43 | bus_LV_2701-196_0_6_node_33 | 0.4 | n |  | TRUE
44 | bus_LV_2701-196_0_6_node_34 | 0.4 | n |  | TRUE
45 | bus_LV_2701-196_0_6_node_36 | 0.4 | n |  | TRUE
46 | bus_LV_2701-196_0_6_node_48 | 0.4 | n |  | TRUE
47 | bus_LV_2701-196_0_6_node_52 | 0.4 | n |  | TRUE
48 | bus_LV_2701-196_0_6_node_53 | 0.4 | n |  | TRUE
49 | bus_LV_2701-196_0_6_node_49 | 0.4 | n |  | TRUE
50 | bus_LV_2701-196_0_6_node_40 | 0.4 | n |  | TRUE
51 | bus_LV_2701-196_0_6_node_41 | 0.4 | n |  | TRUE
52 | bus_LV_2701-196_0_6_node_42 | 0.4 | n |  | TRUE
53 | bus_LV_2701-196_0_6_node_43 | 0.4 | n |  | TRUE
54 | bus_LV_2701-196_0_6_node_44 | 0.4 | n |  | TRUE
55 | bus_LV_2701-196_0_6_node_47 | 0.4 | n |  | TRUE
56 | bus_LV_2701-196_0_6_node_51 | 0.4 | n |  | TRUE
57 | bus_LV_2701-196_0_6_node_50 | 0.4 | n |  | TRUE
58 | bus_LV_2701-196_0_6_node_98 | 0.4 | n |  | TRUE
59 | bus_LV_2701-196_0_6_node_121 | 0.4 | n |  | TRUE
60 | bus_LV_2701-196_0_6_node_96 | 0.4 | n |  | TRUE
61 | bus_LV_2701-196_0_6_node_122 | 0.4 | n |  | TRUE
62 | bus_LV_2701-196_0_6_node_54 | 0.4 | n |  | TRUE
63 | bus_LV_2701-196_0_6_node_55 | 0.4 | n |  | TRUE
64 | bus_LV_2701-196_0_6_node_56 | 0.4 | n |  | TRUE
65 | bus_LV_2701-196_0_6_node_57 | 0.4 | n |  | TRUE
66 | bus_LV_2701-196_0_6_node_58 | 0.4 | n |  | TRUE
67 | bus_LV_2701-196_0_6_node_59 | 0.4 | n |  | TRUE
68 | bus_LV_2701-196_0_6_node_60 | 0.4 | n |  | TRUE
69 | bus_LV_2701-196_0_6_node_67 | 0.4 | n |  | TRUE
70 | bus_LV_2701-196_0_6_node_64 | 0.4 | n |  | TRUE
71 | bus_LV_2701-196_0_6_node_120 | 0.4 | n |  | TRUE
72 | bus_LV_2701-196_0_6_node_65 | 0.4 | n |  | TRUE
73 | bus_LV_2701-196_0_6_node_119 | 0.4 | n |  | TRUE
74 | bus_LV_2701-196_0_6_node_61 | 0.4 | n |  | TRUE
75 | bus_LV_2701-196_0_6_node_62 | 0.4 | n |  | TRUE
76 | bus_LV_2701-196_0_6_node_63 | 0.4 | n |  | TRUE
77 | bus_LV_2701-196_0_6_node_66 | 0.4 | n |  | TRUE
78 | bus_LV_2701-196_0_6_node_70 | 0.4 | n |  | TRUE
79 | bus_LV_2701-196_0_6_node_71 | 0.4 | n |  | TRUE
80 | bus_LV_2701-196_0_6_node_94 | 0.4 | n |  | TRUE
81 | bus_LV_2701-196_0_6_node_84 | 0.4 | n |  | TRUE
82 | bus_LV_2701-196_0_6_node_88 | 0.4 | n |  | TRUE
83 | bus_LV_2701-196_0_6_node_82 | 0.4 | n |  | TRUE
84 | bus_LV_2701-196_0_6_node_87 | 0.4 | n |  | TRUE
85 | bus_LV_2701-196_0_6_node_86 | 0.4 | n |  | TRUE
86 | bus_LV_2701-196_0_6_node_76 | 0.4 | n |  | TRUE
87 | bus_LV_2701-196_0_6_node_77 | 0.4 | n |  | TRUE
88 | bus_LV_2701-196_0_6_node_78 | 0.4 | n |  | TRUE
89 | bus_LV_2701-196_0_6_node_79 | 0.4 | n |  | TRUE
90 | bus_LV_2701-196_0_6_node_80 | 0.4 | n |  | TRUE
91 | bus_LV_2701-196_0_6_node_81 | 0.4 | n |  | TRUE
92 | bus_LV_2701-196_0_6_node_83 | 0.4 | n |  | TRUE
93 | bus_LV_2701-196_0_6_node_85 | 0.4 | n |  | TRUE
94 | bus_LV_2701-196_0_6_node_112 | 0.4 | n |  | TRUE
95 | bus_LV_2701-196_0_6_node_111 | 0.4 | n |  | TRUE
96 | bus_LV_2701-196_0_6_node_95 | 0.4 | n |  | TRUE
97 | bus_LV_2701-196_0_6_node_97 | 0.4 | n |  | TRUE
98 | bus_LV_2701-196_0_6_node_99 | 0.4 | n |  | TRUE
99 | bus_LV_2701-196_0_6_node_100 | 0.4 | n |  | TRUE
100 | bus_LV_2701-196_0_6_node_101 | 0.4 | n |  | TRUE
101 | bus_LV_2701-196_0_6_node_102 | 0.4 | n |  | TRUE
102 | bus_LV_2701-196_0_6_node_103 | 0.4 | n |  | TRUE
103 | bus_LV_2701-196_0_6_node_104 | 0.4 | n |  | TRUE
104 | bus_LV_2701-196_0_6_node_105 | 0.4 | n |  | TRUE
105 | bus_LV_2701-196_0_6_node_106 | 0.4 | n |  | TRUE
106 | bus_LV_2701-196_0_6_node_123 | 0.4 | n |  | TRUE
107 | bus_LV_2701-196_0_6_node_107 | 0.4 | n |  | TRUE
108 | bus_LV_2701-196_0_6_node_109 | 0.4 | n |  | TRUE
109 | bus_LV_2701-196_0_6_node_114 | 0.4 | n |  | TRUE
110 | bus_LV_2701-196_0_6_node_115 | 0.4 | n |  | TRUE
111 | bus_LV_2701-196_0_6_node_116 | 0.4 | n |  | TRUE
112 | bus_LV_2701-196_0_6_node_117 | 0.4 | n |  | TRUE
113 | bus_LV_2701-196_0_6_node_118 | 0.4 | n |  | TRUE
114 | bus_LV_2701-196_0_6_node_124 | 0.4 | n |  | TRUE
115 | bus_LV_2701-196_0_6_node_126 | 0.4 | n |  | TRUE
116 | bus_LV_2701-196_0_6_node_127 | 0.4 | n |  | TRUE
117 | bus_MV_556_0_node_32 | 20 | n |  | TRUE

## load
| name | bus | p_mw | q_mvar | const_z_percent | const_i_percent | sn_mva | scaling | in_service | type
0 | LV_2701-196_0_6_load_0 | 0 | 0.0033352 | 0.00083588 | 0 | 0 |  | 1 | TRUE | wye
1 | LV_2701-196_0_6_load_1 | 1 | 0.0065012 | 0.0016294 | 0 | 0 |  | 1 | TRUE | wye
2 | LV_2701-196_0_6_load_2 | 2 | 0.0048356 | 0.0012119 | 0 | 0 |  | 1 | TRUE | wye
3 | LV_2701-196_0_6_load_3 | 3 | 0.0043003 | 0.0010778 | 0 | 0 |  | 1 | TRUE | wye
4 | LV_2701-196_0_6_load_4 | 4 | 0.0033295 | 0.00083444 | 0 | 0 |  | 1 | TRUE | wye
5 | LV_2701-196_0_6_load_23 | 6 | 0.0036444 | 0.00091338 | 0 | 0 |  | 1 | TRUE | wye
6 | LV_2701-196_0_6_load_26 | 8 | 0.0045427 | 0.0011385 | 0 | 0 |  | 1 | TRUE | wye
7 | LV_2701-196_0_6_load_27 | 9 | 0.003134 | 0.00078545 | 0 | 0 |  | 1 | TRUE | wye
8 | LV_2701-196_0_6_load_22 | 10 | 0.0048279 | 0.00121 | 0 | 0 |  | 1 | TRUE | wye
9 | LV_2701-196_0_6_load_5 | 11 | 0.0039283 | 0.00098453 | 0 | 0 |  | 1 | TRUE | wye
10 | LV_2701-196_0_6_load_6 | 12 | 0.0060499 | 0.0015162 | 0 | 0 |  | 1 | TRUE | wye
11 | LV_2701-196_0_6_load_7 | 13 | 0.0039253 | 0.00098377 | 0 | 0 |  | 1 | TRUE | wye
12 | LV_2701-196_0_6_load_8 | 14 | 0.013073 | 0.0032764 | 0 | 0 |  | 1 | TRUE | wye
13 | LV_2701-196_0_6_load_9 | 15 | 0.015922 | 0.0039905 | 0 | 0 |  | 1 | TRUE | wye
14 | LV_2701-196_0_6_load_14 | 17 | 0.0038951 | 0.0009762 | 0 | 0 |  | 1 | TRUE | wye
15 | LV_2701-196_0_6_load_11 | 18 | 0.0038565 | 0.00096654 | 0 | 0 |  | 1 | TRUE | wye
16 | LV_2701-196_0_6_load_12 | 19 | 0.0027852 | 0.00069804 | 0 | 0 |  | 1 | TRUE | wye
17 | LV_2701-196_0_6_load_13 | 20 | 0.0086259 | 0.0021619 | 0 | 0 |  | 1 | TRUE | wye
18 | LV_2701-196_0_6_load_15 | 21 | 0.0050531 | 0.0012664 | 0 | 0 |  | 1 | TRUE | wye
19 | LV_2701-196_0_6_load_45 | 22 | 0.0040357 | 0.0010114 | 0 | 0 |  | 1 | TRUE | wye
20 | LV_2701-196_0_6_load_110 | 23 | 0.0055911 | 0.0014013 | 0 | 0 |  | 1 | TRUE | wye
21 | LV_2701-196_0_6_load_46 | 24 | 0.0027697 | 0.00069416 | 0 | 0 |  | 1 | TRUE | wye
22 | LV_2701-196_0_6_load_108 | 25 | 0.0032458 | 0.00081349 | 0 | 0 |  | 1 | TRUE | wye
23 | LV_2701-196_0_6_load_16 | 26 | 0.005066 | 0.0012697 | 0 | 0 |  | 1 | TRUE | wye
24 | LV_2701-196_0_6_load_31 | 28 | 0.0050576 | 0.0012676 | 0 | 0 |  | 1 | TRUE | wye
25 | LV_2701-196_0_6_load_19 | 29 | 0.0045143 | 0.0011314 | 0 | 0 |  | 1 | TRUE | wye
26 | LV_2701-196_0_6_load_17 | 30 | 0.0036602 | 0.00091734 | 0 | 0 |  | 1 | TRUE | wye
27 | LV_2701-196_0_6_load_18 | 31 | 0.0044437 | 0.0011137 | 0 | 0 |  | 1 | TRUE | wye
28 | LV_2701-196_0_6_load_32 | 32 | 0.0049244 | 0.0012342 | 0 | 0 |  | 1 | TRUE | wye
29 | LV_2701-196_0_6_load_39 | 33 | 0.0055919 | 0.0014015 | 0 | 0 |  | 1 | TRUE | wye
30 | LV_2701-196_0_6_load_72 | 34 | 0.0034035 | 0.00085301 | 0 | 0 |  | 1 | TRUE | wye
31 | LV_2701-196_0_6_load_74 | 35 | 0.0072879 | 0.0018265 | 0 | 0 |  | 1 | TRUE | wye
32 | LV_2701-196_0_6_load_73 | 36 | 0.0037804 | 0.00094746 | 0 | 0 |  | 1 | TRUE | wye
33 | LV_2701-196_0_6_load_75 | 37 | 0.0045295 | 0.0011352 | 0 | 0 |  | 1 | TRUE | wye
34 | LV_2701-196_0_6_load_92 | 38 | 0.0012493 | 0.00031311 | 0 | 0 |  | 1 | TRUE | wye
35 | LV_2701-196_0_6_load_93 | 39 | 0.0012346 | 0.00030942 | 0 | 0 |  | 1 | TRUE | wye
36 | LV_2701-196_0_6_load_68 | 40 | 0.03978 | 0.0099698 | 0 | 0 |  | 1 | TRUE | wye
37 | LV_2701-196_0_6_load_38 | 42 | 0.0048289 | 0.0012102 | 0 | 0 |  | 1 | TRUE | wye
38 | LV_2701-196_0_6_load_33 | 43 | 0.0037843 | 0.00094842 | 0 | 0 |  | 1 | TRUE | wye
39 | LV_2701-196_0_6_load_34 | 44 | 0.0037828 | 0.00094806 | 0 | 0 |  | 1 | TRUE | wye
40 | LV_2701-196_0_6_load_36 | 45 | 0.0045319 | 0.0011358 | 0 | 0 |  | 1 | TRUE | wye
41 | LV_2701-196_0_6_load_52 | 47 | 0.0042816 | 0.0010731 | 0 | 0 |  | 1 | TRUE | wye
42 | LV_2701-196_0_6_load_53 | 48 | 0.0059055 | 0.0014801 | 0 | 0 |  | 1 | TRUE | wye
43 | LV_2701-196_0_6_load_49 | 49 | 0.003026 | 0.00075837 | 0 | 0 |  | 1 | TRUE | wye
44 | LV_2701-196_0_6_load_40 | 50 | 0.0032083 | 0.00080408 | 0 | 0 |  | 1 | TRUE | wye
45 | LV_2701-196_0_6_load_41 | 51 | 0.0027777 | 0.00069615 | 0 | 0 |  | 1 | TRUE | wye
46 | LV_2701-196_0_6_load_42 | 52 | 0.002778 | 0.00069624 | 0 | 0 |  | 1 | TRUE | wye
47 | LV_2701-196_0_6_load_43 | 53 | 0.0027789 | 0.00069646 | 0 | 0 |  | 1 | TRUE | wye
48 | LV_2701-196_0_6_load_44 | 54 | 0.0030122 | 0.00075494 | 0 | 0 |  | 1 | TRUE | wye
49 | LV_2701-196_0_6_load_47 | 55 | 0.0037609 | 0.00094258 | 0 | 0 |  | 1 | TRUE | wye
50 | LV_2701-196_0_6_load_51 | 56 | 0.0031903 | 0.00079958 | 0 | 0 |  | 1 | TRUE | wye
51 | LV_2701-196_0_6_load_50 | 57 | 0.0029983 | 0.00075143 | 0 | 0 |  | 1 | TRUE | wye
52 | LV_2701-196_0_6_load_98 | 58 | 0.0030058 | 0.00075333 | 0 | 0 |  | 1 | TRUE | wye
53 | LV_2701-196_0_6_load_121 | 59 | 0.005359 | 0.0013431 | 0 | 0 |  | 1 | TRUE | wye
54 | LV_2701-196_0_6_load_96 | 60 | 0.0026987 | 0.00067636 | 0 | 0 |  | 1 | TRUE | wye
55 | LV_2701-196_0_6_load_122 | 61 | 0.0016065 | 0.00040263 | 0 | 0 |  | 1 | TRUE | wye
56 | LV_2701-196_0_6_load_54 | 62 | 0.0072026 | 0.0018051 | 0 | 0 |  | 1 | TRUE | wye
57 | LV_2701-196_0_6_load_55 | 63 | 0.084435 | 0.021161 | 0 | 0 |  | 1 | TRUE | wye
58 | LV_2701-196_0_6_load_56 | 64 | 0.0045788 | 0.0011476 | 0 | 0 |  | 1 | TRUE | wye
59 | LV_2701-196_0_6_load_58 | 66 | 0.0025715 | 0.00064449 | 0 | 0 |  | 1 | TRUE | wye
60 | LV_2701-196_0_6_load_59 | 67 | 0.0026437 | 0.00066257 | 0 | 0 |  | 1 | TRUE | wye
61 | LV_2701-196_0_6_load_60 | 68 | 0.006827 | 0.001711 | 0 | 0 |  | 1 | TRUE | wye
62 | LV_2701-196_0_6_load_67 | 69 | 0.003164 | 0.00079297 | 0 | 0 |  | 1 | TRUE | wye
63 | LV_2701-196_0_6_load_64 | 70 | 0.0027526 | 0.00068986 | 0 | 0 |  | 1 | TRUE | wye
64 | LV_2701-196_0_6_load_120 | 71 | 0.0069529 | 0.0017426 | 0 | 0 |  | 1 | TRUE | wye
65 | LV_2701-196_0_6_load_65 | 72 | 0.0043263 | 0.0010843 | 0 | 0 |  | 1 | TRUE | wye
66 | LV_2701-196_0_6_load_119 | 73 | 0.003285 | 0.00082329 | 0 | 0 |  | 1 | TRUE | wye
67 | LV_2701-196_0_6_load_61 | 74 | 0.029415 | 0.007372 | 0 | 0 |  | 1 | TRUE | wye
68 | LV_2701-196_0_6_load_62 | 75 | 0.0049967 | 0.0012523 | 0 | 0 |  | 1 | TRUE | wye
69 | LV_2701-196_0_6_load_63 | 76 | 0.0036549 | 0.00091601 | 0 | 0 |  | 1 | TRUE | wye
70 | LV_2701-196_0_6_load_66 | 77 | 0.0036618 | 0.00091774 | 0 | 0 |  | 1 | TRUE | wye
71 | LV_2701-196_0_6_load_94 | 80 | 0.0013131 | 0.0003291 | 0 | 0 |  | 1 | TRUE | wye
72 | LV_2701-196_0_6_load_84 | 81 | 0.005027 | 0.0012599 | 0 | 0 |  | 1 | TRUE | wye
73 | LV_2701-196_0_6_load_88 | 82 | 0.0075219 | 0.0018852 | 0 | 0 |  | 1 | TRUE | wye
74 | LV_2701-196_0_6_load_82 | 83 | 0.0046389 | 0.0011626 | 0 | 0 |  | 1 | TRUE | wye
75 | LV_2701-196_0_6_load_87 | 84 | 0.0045765 | 0.001147 | 0 | 0 |  | 1 | TRUE | wye
76 | LV_2701-196_0_6_load_86 | 85 | 0.0017666 | 0.00044275 | 0 | 0 |  | 1 | TRUE | wye
77 | LV_2701-196_0_6_load_76 | 86 | 0.003373 | 0.00084536 | 0 | 0 |  | 1 | TRUE | wye
78 | LV_2701-196_0_6_load_77 | 87 | 0.0056284 | 0.0014106 | 0 | 0 |  | 1 | TRUE | wye
79 | LV_2701-196_0_6_load_78 | 88 | 0.0033638 | 0.00084306 | 0 | 0 |  | 1 | TRUE | wye
80 | LV_2701-196_0_6_load_79 | 89 | 0.004219 | 0.0010574 | 0 | 0 |  | 1 | TRUE | wye
81 | LV_2701-196_0_6_load_80 | 90 | 0.0033627 | 0.00084278 | 0 | 0 |  | 1 | TRUE | wye
82 | LV_2701-196_0_6_load_81 | 91 | 0.004135 | 0.0010363 | 0 | 0 |  | 1 | TRUE | wye
83 | LV_2701-196_0_6_load_83 | 92 | 0.0031281 | 0.00078397 | 0 | 0 |  | 1 | TRUE | wye
84 | LV_2701-196_0_6_load_85 | 93 | 0.0024722 | 0.00061958 | 0 | 0 |  | 1 | TRUE | wye
85 | LV_2701-196_0_6_load_112 | 94 | 0.003716 | 0.00093131 | 0 | 0 |  | 1 | TRUE | wye
86 | LV_2701-196_0_6_load_111 | 95 | 0.003704 | 0.00092832 | 0 | 0 |  | 1 | TRUE | wye
87 | LV_2701-196_0_6_load_95 | 96 | 0.0042915 | 0.0010756 | 0 | 0 |  | 1 | TRUE | wye
88 | LV_2701-196_0_6_load_97 | 97 | 0.0028386 | 0.00071143 | 0 | 0 |  | 1 | TRUE | wye
89 | LV_2701-196_0_6_load_99 | 98 | 0.0042919 | 0.0010757 | 0 | 0 |  | 1 | TRUE | wye
90 | LV_2701-196_0_6_load_100 | 99 | 0.002703 | 0.00067744 | 0 | 0 |  | 1 | TRUE | wye
91 | LV_2701-196_0_6_load_101 | 100 | 0.0042885 | 0.0010748 | 0 | 0 |  | 1 | TRUE | wye
92 | LV_2701-196_0_6_load_102 | 101 | 0.0030905 | 0.00077455 | 0 | 0 |  | 1 | TRUE | wye
93 | LV_2701-196_0_6_load_103 | 102 | 0.002994 | 0.00075037 | 0 | 0 |  | 1 | TRUE | wye
94 | LV_2701-196_0_6_load_104 | 103 | 0.0043176 | 0.0010821 | 0 | 0 |  | 1 | TRUE | wye
95 | LV_2701-196_0_6_load_105 | 104 | 0.0040201 | 0.0010075 | 0 | 0 |  | 1 | TRUE | wye
96 | LV_2701-196_0_6_load_106 | 105 | 0.0036627 | 0.00091797 | 0 | 0 |  | 1 | TRUE | wye
97 | LV_2701-196_0_6_load_123 | 106 | 0.0043283 | 0.0010848 | 0 | 0 |  | 1 | TRUE | wye
98 | LV_2701-196_0_6_load_107 | 107 | 0.0018476 | 0.00046305 | 0 | 0 |  | 1 | TRUE | wye
99 | LV_2701-196_0_6_load_109 | 108 | 0.0032509 | 0.00081474 | 0 | 0 |  | 1 | TRUE | wye
100 | LV_2701-196_0_6_load_114 | 109 | 0.0058277 | 0.0014606 | 0 | 0 |  | 1 | TRUE | wye
101 | LV_2701-196_0_6_load_115 | 110 | 0.0053486 | 0.0013405 | 0 | 0 |  | 1 | TRUE | wye
102 | LV_2701-196_0_6_load_116 | 111 | 0.0036192 | 0.00090706 | 0 | 0 |  | 1 | TRUE | wye
103 | LV_2701-196_0_6_load_117 | 112 | 0.0047222 | 0.0011835 | 0 | 0 |  | 1 | TRUE | wye
104 | LV_2701-196_0_6_load_118 | 113 | 0.013302 | 0.0033337 | 0 | 0 |  | 1 | TRUE | wye
105 | LV_2701-196_0_6_load_124 | 114 | 0.004756 | 0.001192 | 0 | 0 |  | 1 | TRUE | wye
106 | LV_2701-196_0_6_load_126 | 115 | 0.0049382 | 0.0012376 | 0 | 0 |  | 1 | TRUE | wye
107 | LV_2701-196_0_6_load_127 | 116 | 0.0031879 | 0.00079897 | 0 | 0 |  | 1 | TRUE | wye

## ext_grid
| name | bus | vm_pu | va_degree | slack_weight | in_service
0 |  | 50 | 1 | 0 | 1 | TRUE

## line
| name | std_type | from_bus | to_bus | length_km | r_ohm_per_km | x_ohm_per_km | c_nf_per_km | g_us_per_km | max_i_ka | df | parallel | type | in_service
0 | LV_2701-196_0_6_line_0 |  | 0 | 1 | 0.0047636 | 0.125 | 0.08 | 261 | 0 | 0.364 | 1 | 1 | cs | TRUE
1 | LV_2701-196_0_6_line_1 |  | 0 | 2 | 0.0067864 | 0.125 | 0.08 | 261 | 0 | 0.364 | 1 | 2 | cs | TRUE
2 | LV_2701-196_0_6_line_2 |  | 1 | 3 | 0.0039791 | 0.125 | 0.08 | 261 | 0 | 0.364 | 1 | 1 | cs | TRUE
3 | LV_2701-196_0_6_line_3 |  | 2 | 4 | 0.00021028 | 0.125 | 0.08 | 261 | 0 | 0.364 | 1 | 3 | cs | TRUE
4 | LV_2701-196_0_6_line_4 |  | 3 | 5 | 0.022731 | 0.125 | 0.08 | 261 | 0 | 0.364 | 1 | 1 | cs | TRUE
5 | LV_2701-196_0_6_line_5 |  | 4 | 6 | 0.0077835 | 0.125 | 0.08 | 261 | 0 | 0.364 | 1 | 3 | cs | TRUE
6 | LV_2701-196_0_6_line_6 |  | 5 | 7 | 0.009361 | 0.125 | 0.08 | 261 | 0 | 0.364 | 1 | 1 | cs | TRUE
7 | LV_2701-196_0_6_line_7 |  | 5 | 8 | 0.011698 | 0.125 | 0.08 | 261 | 0 | 0.364 | 1 | 1 | cs | TRUE
8 | LV_2701-196_0_6_line_8 |  | 5 | 9 | 0.02008 | 0.125 | 0.08 | 261 | 0 | 0.364 | 1 | 1 | cs | TRUE
9 | LV_2701-196_0_6_line_9 |  | 6 | 10 | 0.0025254 | 0.125 | 0.08 | 261 | 0 | 0.364 | 1 | 3 | cs | TRUE
10 | LV_2701-196_0_6_line_10 |  | 7 | 32 | 0.0074955 | 0.125 | 0.08 | 261 | 0 | 0.364 | 1 | 1 | cs | TRUE
11 | LV_2701-196_0_6_line_11 |  | 8 | 34 | 0.010847 | 0.125 | 0.08 | 261 | 0 | 0.364 | 1 | 1 | cs | TRUE
12 | LV_2701-196_0_6_line_12 |  | 9 | 35 | 0.001254 | 0.125 | 0.08 | 261 | 0 | 0.364 | 1 | 1 | cs | TRUE
13 | LV_2701-196_0_6_line_13 |  | 10 | 18 | 0.0058701 | 0.125 | 0.08 | 261 | 0 | 0.364 | 1 | 3 | cs | TRUE
14 | LV_2701-196_0_6_line_14 |  | 11 | 12 | 0.013708 | 0.125 | 0.08 | 261 | 0 | 0.364 | 1 | 1 | cs | TRUE
15 | LV_2701-196_0_6_line_15 |  | 11 | 13 | 0.0080605 | 0.125 | 0.08 | 261 | 0 | 0.364 | 1 | 1 | cs | TRUE
16 | LV_2701-196_0_6_line_16 |  | 12 | 14 | 0.0015528 | 0.125 | 0.08 | 261 | 0 | 0.364 | 1 | 1 | cs | TRUE
17 | LV_2701-196_0_6_line_17 |  | 13 | 15 | 0.0034529 | 0.125 | 0.08 | 261 | 0 | 0.364 | 1 | 1 | cs | TRUE
18 | LV_2701-196_0_6_line_18 |  | 14 | 16 | 0.017878 | 0.125 | 0.08 | 261 | 0 | 0.364 | 1 | 1 | cs | TRUE
19 | LV_2701-196_0_6_line_19 |  | 15 | 17 | 0.0051898 | 0.125 | 0.08 | 261 | 0 | 0.364 | 1 | 1 | cs | TRUE
20 | LV_2701-196_0_6_line_20 |  | 16 | 18 | 0.020101 | 0.125 | 0.08 | 261 | 0 | 0.364 | 1 | 3 | cs | TRUE
21 | LV_2701-196_0_6_line_21 |  | 16 | 19 | 0.019124 | 0.125 | 0.08 | 261 | 0 | 0.364 | 1 | 3 | cs | TRUE
22 | LV_2701-196_0_6_line_22 |  | 16 | 20 | 0.016718 | 0.125 | 0.08 | 261 | 0 | 0.364 | 1 | 1 | cs | TRUE
23 | LV_2701-196_0_6_line_23 |  | 17 | 21 | 0.007762 | 0.125 | 0.08 | 261 | 0 | 0.364 | 1 | 1 | cs | TRUE
24 | LV_2701-196_0_6_line_24 |  | 19 | 22 | 0.0043527 | 0.125 | 0.08 | 261 | 0 | 0.364 | 1 | 3 | cs | TRUE
25 | LV_2701-196_0_6_line_25 |  | 20 | 23 | 0.00080229 | 0.125 | 0.08 | 261 | 0 | 0.364 | 1 | 1 | cs | TRUE
26 | LV_2701-196_0_6_line_26 |  | 21 | 26 | 0.007023 | 0.125 | 0.08 | 261 | 0 | 0.364 | 1 | 1 | cs | TRUE
27 | LV_2701-196_0_6_line_27 |  | 22 | 24 | 0.0021478 | 0.125 | 0.08 | 261 | 0 | 0.364 | 1 | 3 | cs | TRUE
28 | LV_2701-196_0_6_line_28 |  | 23 | 25 | 0.012669 | 0.125 | 0.08 | 261 | 0 | 0.364 | 1 | 1 | cs | TRUE
29 | LV_2701-196_0_6_line_29 |  | 24 | 55 | 0.0060971 | 0.125 | 0.08 | 261 | 0 | 0.364 | 1 | 3 | cs | TRUE
30 | LV_2701-196_0_6_line_30 |  | 25 | 107 | 0.00062199 | 0.125 | 0.08 | 261 | 0 | 0.364 | 1 | 1 | cs | TRUE
31 | LV_2701-196_0_6_line_31 |  | 26 | 27 | 0.0060168 | 0.125 | 0.08 | 261 | 0 | 0.364 | 1 | 1 | cs | TRUE
32 | LV_2701-196_0_6_line_32 |  | 27 | 28 | 0.0028215 | 0.125 | 0.08 | 261 | 0 | 0.364 | 1 | 1 | cs | TRUE
33 | LV_2701-196_0_6_line_33 |  | 27 | 29 | 0.012689 | 0.125 | 0.08 | 261 | 0 | 0.364 | 1 | 1 | cs | TRUE
34 | LV_2701-196_0_6_line_34 |  | 28 | 33 | 0.0079092 | 0.125 | 0.08 | 261 | 0 | 0.364 | 1 | 1 | cs | TRUE
35 | LV_2701-196_0_6_line_35 |  | 29 | 30 | 0.011941 | 0.125 | 0.08 | 261 | 0 | 0.364 | 1 | 1 | cs | TRUE
36 | LV_2701-196_0_6_line_36 |  | 30 | 31 | 0.0083218 | 0.125 | 0.08 | 261 | 0 | 0.364 | 1 | 1 | cs | TRUE
37 | LV_2701-196_0_6_line_37 |  | 33 | 42 | 0.0086087 | 0.125 | 0.08 | 261 | 0 | 0.364 | 1 | 1 | cs | TRUE
38 | LV_2701-196_0_6_line_38 |  | 34 | 36 | 0.0083681 | 0.125 | 0.08 | 261 | 0 | 0.364 | 1 | 1 | cs | TRUE
39 | LV_2701-196_0_6_line_39 |  | 35 | 37 | 0.0083305 | 0.125 | 0.08 | 261 | 0 | 0.364 | 1 | 1 | cs | TRUE
40 | LV_2701-196_0_6_line_40 |  | 36 | 84 | 0.00093842 | 0.125 | 0.08 | 261 | 0 | 0.364 | 1 | 1 | cs | TRUE
41 | LV_2701-196_0_6_line_41 |  | 37 | 86 | 0.0073364 | 0.125 | 0.08 | 261 | 0 | 0.364 | 1 | 1 | cs | TRUE
42 | LV_2701-196_0_6_line_42 |  | 38 | 39 | 0.008693 | 0.125 | 0.08 | 261 | 0 | 0.364 | 1 | 1 | cs | TRUE
43 | LV_2701-196_0_6_line_43 |  | 39 | 80 | 0.0084962 | 0.125 | 0.08 | 261 | 0 | 0.364 | 1 | 1 | cs | TRUE
44 | LV_2701-196_0_6_line_44 |  | 40 | 41 | 0.047285 | 0.125 | 0.08 | 261 | 0 | 0.364 | 1 | 1 | cs | TRUE
45 | LV_2701-196_0_6_line_45 |  | 41 | 78 | 0.009803 | 0.125 | 0.08 | 261 | 0 | 0.364 | 1 | 1 | cs | TRUE
46 | LV_2701-196_0_6_line_46 |  | 43 | 44 | 0.010002 | 0.125 | 0.08 | 261 | 0 | 0.364 | 1 | 1 | cs | TRUE
47 | LV_2701-196_0_6_line_47 |  | 44 | 45 | 0.012594 | 0.125 | 0.08 | 261 | 0 | 0.364 | 1 | 1 | cs | TRUE
48 | LV_2701-196_0_6_line_48 |  | 45 | 46 | 0.011656 | 0.125 | 0.08 | 261 | 0 | 0.364 | 1 | 1 | cs | TRUE
49 | LV_2701-196_0_6_line_49 |  | 46 | 47 | 0.018198 | 0.125 | 0.08 | 261 | 0 | 0.364 | 1 | 1 | cs | TRUE
50 | LV_2701-196_0_6_line_50 |  | 46 | 48 | 0.014463 | 0.125 | 0.08 | 261 | 0 | 0.364 | 1 | 3 | cs | TRUE
51 | LV_2701-196_0_6_line_51 |  | 46 | 49 | 0.019964 | 0.125 | 0.08 | 261 | 0 | 0.364 | 1 | 3 | cs | TRUE
52 | LV_2701-196_0_6_line_52 |  | 47 | 58 | 0.004862 | 0.125 | 0.08 | 261 | 0 | 0.364 | 1 | 1 | cs | TRUE
53 | LV_2701-196_0_6_line_53 |  | 48 | 59 | 0.013235 | 0.125 | 0.08 | 261 | 0 | 0.364 | 1 | 3 | cs | TRUE
54 | LV_2701-196_0_6_line_54 |  | 49 | 57 | 0.0069617 | 0.125 | 0.08 | 261 | 0 | 0.364 | 1 | 3 | cs | TRUE
55 | LV_2701-196_0_6_line_55 |  | 50 | 51 | 0.00083052 | 0.125 | 0.08 | 261 | 0 | 0.364 | 1 | 3 | cs | TRUE
56 | LV_2701-196_0_6_line_56 |  | 50 | 52 | 0.0056766 | 0.125 | 0.08 | 261 | 0 | 0.364 | 1 | 3 | cs | TRUE
57 | LV_2701-196_0_6_line_57 |  | 51 | 53 | 0.0064999 | 0.125 | 0.08 | 261 | 0 | 0.364 | 1 | 3 | cs | TRUE
58 | LV_2701-196_0_6_line_58 |  | 52 | 54 | 0.0021621 | 0.125 | 0.08 | 261 | 0 | 0.364 | 1 | 3 | cs | TRUE
59 | LV_2701-196_0_6_line_59 |  | 53 | 55 | 0.00040011 | 0.125 | 0.08 | 261 | 0 | 0.364 | 1 | 3 | cs | TRUE
60 | LV_2701-196_0_6_line_60 |  | 54 | 56 | 0.0062407 | 0.125 | 0.08 | 261 | 0 | 0.364 | 1 | 3 | cs | TRUE
61 | LV_2701-196_0_6_line_61 |  | 56 | 57 | 0.00039167 | 0.125 | 0.08 | 261 | 0 | 0.364 | 1 | 3 | cs | TRUE
62 | LV_2701-196_0_6_line_62 |  | 58 | 60 | 0.0064332 | 0.125 | 0.08 | 261 | 0 | 0.364 | 1 | 1 | cs | TRUE
63 | LV_2701-196_0_6_line_63 |  | 59 | 61 | 0.0087213 | 0.125 | 0.08 | 261 | 0 | 0.364 | 1 | 3 | cs | TRUE
64 | LV_2701-196_0_6_line_64 |  | 60 | 96 | 0.001401 | 0.125 | 0.08 | 261 | 0 | 0.364 | 1 | 1 | cs | TRUE
65 | LV_2701-196_0_6_line_65 |  | 61 | 69 | 0.00034072 | 0.125 | 0.08 | 261 | 0 | 0.364 | 1 | 3 | cs | TRUE
66 | LV_2701-196_0_6_line_66 |  | 62 | 63 | 0.00054181 | 0.125 | 0.08 | 261 | 0 | 0.364 | 1 | 2 | cs | TRUE
67 | LV_2701-196_0_6_line_67 |  | 62 | 64 | 0.012013 | 0.125 | 0.08 | 261 | 0 | 0.364 | 1 | 3 | cs | TRUE
68 | LV_2701-196_0_6_line_68 |  | 63 | 65 | 0.0061718 | 0.125 | 0.08 | 261 | 0 | 0.364 | 1 | 1 | cs | TRUE
69 | LV_2701-196_0_6_line_69 |  | 64 | 66 | 0.004401 | 0.125 | 0.08 | 261 | 0 | 0.364 | 1 | 3 | cs | TRUE
70 | LV_2701-196_0_6_line_70 |  | 65 | 67 | 0.0044258 | 0.125 | 0.08 | 261 | 0 | 0.364 | 1 | 1 | cs | TRUE
71 | LV_2701-196_0_6_line_71 |  | 65 | 68 | 0.013332 | 0.125 | 0.08 | 261 | 0 | 0.364 | 1 | 1 | cs | TRUE
72 | LV_2701-196_0_6_line_72 |  | 66 | 69 | 0.0088795 | 0.125 | 0.08 | 261 | 0 | 0.364 | 1 | 3 | cs | TRUE
73 | LV_2701-196_0_6_line_73 |  | 67 | 70 | 0.0065503 | 0.125 | 0.08 | 261 | 0 | 0.364 | 1 | 1 | cs | TRUE
74 | LV_2701-196_0_6_line_74 |  | 68 | 71 | 0.007254 | 0.125 | 0.08 | 261 | 0 | 0.364 | 1 | 1 | cs | TRUE
75 | LV_2701-196_0_6_line_75 |  | 70 | 72 | 0.0078875 | 0.125 | 0.08 | 261 | 0 | 0.364 | 1 | 1 | cs | TRUE
76 | LV_2701-196_0_6_line_76 |  | 71 | 73 | 0.014297 | 0.125 | 0.08 | 261 | 0 | 0.364 | 1 | 1 | cs | TRUE
77 | LV_2701-196_0_6_line_77 |  | 72 | 77 | 0.0072106 | 0.125 | 0.08 | 261 | 0 | 0.364 | 1 | 1 | cs | TRUE
78 | LV_2701-196_0_6_line_78 |  | 73 | 113 | 0.0075362 | 0.125 | 0.08 | 261 | 0 | 0.364 | 1 | 1 | cs | TRUE
79 | LV_2701-196_0_6_line_79 |  | 74 | 75 | 0.017844 | 0.125 | 0.08 | 261 | 0 | 0.364 | 1 | 1 | cs | TRUE
80 | LV_2701-196_0_6_line_80 |  | 75 | 76 | 0.0077936 | 0.125 | 0.08 | 261 | 0 | 0.364 | 1 | 1 | cs | TRUE
81 | LV_2701-196_0_6_line_81 |  | 76 | 77 | 0.0066426 | 0.125 | 0.08 | 261 | 0 | 0.364 | 1 | 1 | cs | TRUE
82 | LV_2701-196_0_6_line_82 |  | 78 | 79 | 0.008071 | 0.125 | 0.08 | 261 | 0 | 0.364 | 1 | 1 | cs | TRUE
83 | LV_2701-196_0_6_line_83 |  | 78 | 80 | 0.017445 | 0.125 | 0.08 | 261 | 0 | 0.364 | 1 | 1 | cs | TRUE
84 | LV_2701-196_0_6_line_84 |  | 79 | 81 | 0.018692 | 0.125 | 0.08 | 261 | 0 | 0.364 | 1 | 1 | cs | TRUE
85 | LV_2701-196_0_6_line_85 |  | 79 | 82 | 0.016215 | 0.125 | 0.08 | 261 | 0 | 0.364 | 1 | 1 | cs | TRUE
86 | LV_2701-196_0_6_line_86 |  | 81 | 83 | 0.00068563 | 0.125 | 0.08 | 261 | 0 | 0.364 | 1 | 1 | cs | TRUE
87 | LV_2701-196_0_6_line_87 |  | 83 | 92 | 0.0087146 | 0.125 | 0.08 | 261 | 0 | 0.364 | 1 | 1 | cs | TRUE
88 | LV_2701-196_0_6_line_88 |  | 84 | 85 | 5.7178e-05 | 0.125 | 0.08 | 261 | 0 | 0.364 | 1 | 1 | cs | TRUE
89 | LV_2701-196_0_6_line_89 |  | 85 | 93 | 0.0079045 | 0.125 | 0.08 | 261 | 0 | 0.364 | 1 | 1 | cs | TRUE
90 | LV_2701-196_0_6_line_90 |  | 86 | 87 | 0.0046879 | 0.125 | 0.08 | 261 | 0 | 0.364 | 1 | 1 | cs | TRUE
91 | LV_2701-196_0_6_line_91 |  | 87 | 88 | 0.0033267 | 0.125 | 0.08 | 261 | 0 | 0.364 | 1 | 1 | cs | TRUE
92 | LV_2701-196_0_6_line_92 |  | 88 | 89 | 0.0075119 | 0.125 | 0.08 | 261 | 0 | 0.364 | 1 | 1 | cs | TRUE
93 | LV_2701-196_0_6_line_93 |  | 89 | 90 | 0.00061963 | 0.125 | 0.08 | 261 | 0 | 0.364 | 1 | 1 | cs | TRUE
94 | LV_2701-196_0_6_line_94 |  | 90 | 91 | 0.00934 | 0.125 | 0.08 | 261 | 0 | 0.364 | 1 | 1 | cs | TRUE
95 | LV_2701-196_0_6_line_95 |  | 92 | 93 | 0.0020331 | 0.125 | 0.08 | 261 | 0 | 0.364 | 1 | 1 | cs | TRUE
96 | LV_2701-196_0_6_line_96 |  | 94 | 95 | 0.0085699 | 0.125 | 0.08 | 261 | 0 | 0.364 | 1 | 1 | cs | TRUE
97 | LV_2701-196_0_6_line_97 |  | 95 | 108 | 0.0012235 | 0.125 | 0.08 | 261 | 0 | 0.364 | 1 | 1 | cs | TRUE
98 | LV_2701-196_0_6_line_98 |  | 96 | 97 | 0.0067533 | 0.125 | 0.08 | 261 | 0 | 0.364 | 1 | 1 | cs | TRUE
99 | LV_2701-196_0_6_line_99 |  | 97 | 98 | 0.0032468 | 0.125 | 0.08 | 261 | 0 | 0.364 | 1 | 1 | cs | TRUE
100 | LV_2701-196_0_6_line_100 |  | 98 | 99 | 0.0033247 | 0.125 | 0.08 | 261 | 0 | 0.364 | 1 | 1 | cs | TRUE
101 | LV_2701-196_0_6_line_101 |  | 99 | 100 | 0.0066805 | 0.125 | 0.08 | 261 | 0 | 0.364 | 1 | 1 | cs | TRUE
102 | LV_2701-196_0_6_line_102 |  | 100 | 101 | 0.0014792 | 0.125 | 0.08 | 261 | 0 | 0.364 | 1 | 1 | cs | TRUE
103 | LV_2701-196_0_6_line_103 |  | 101 | 102 | 0.0065678 | 0.125 | 0.08 | 261 | 0 | 0.364 | 1 | 1 | cs | TRUE
104 | LV_2701-196_0_6_line_104 |  | 102 | 103 | 0.0019689 | 0.125 | 0.08 | 261 | 0 | 0.364 | 1 | 1 | cs | TRUE
105 | LV_2701-196_0_6_line_105 |  | 103 | 104 | 0.0057846 | 0.125 | 0.08 | 261 | 0 | 0.364 | 1 | 1 | cs | TRUE
106 | LV_2701-196_0_6_line_106 |  | 104 | 105 | 0.0084342 | 0.125 | 0.08 | 261 | 0 | 0.364 | 1 | 1 | cs | TRUE
107 | LV_2701-196_0_6_line_107 |  | 105 | 106 | 0.0086435 | 0.125 | 0.08 | 261 | 0 | 0.364 | 1 | 1 | cs | TRUE
108 | LV_2701-196_0_6_line_108 |  | 107 | 108 | 0.0064411 | 0.125 | 0.08 | 261 | 0 | 0.364 | 1 | 1 | cs | TRUE
109 | LV_2701-196_0_6_line_109 |  | 109 | 110 | 0.0090723 | 0.125 | 0.08 | 261 | 0 | 0.364 | 1 | 1 | cs | TRUE
110 | LV_2701-196_0_6_line_110 |  | 109 | 111 | 0.0056822 | 0.125 | 0.08 | 261 | 0 | 0.364 | 1 | 1 | cs | TRUE
111 | LV_2701-196_0_6_line_111 |  | 110 | 112 | 0.0094697 | 0.125 | 0.08 | 261 | 0 | 0.364 | 1 | 1 | cs | TRUE
112 | LV_2701-196_0_6_line_112 |  | 111 | 113 | 0.0011101 | 0.125 | 0.08 | 261 | 0 | 0.364 | 1 | 1 | cs | TRUE
113 | LV_2701-196_0_6_line_113 |  | 112 | 114 | 0.0085225 | 0.125 | 0.08 | 261 | 0 | 0.364 | 1 | 1 | cs | TRUE
114 | LV_2701-196_0_6_line_114 |  | 114 | 115 | 0.0086051 | 0.125 | 0.08 | 261 | 0 | 0.364 | 1 | 1 | cs | TRUE
115 | LV_2701-196_0_6_line_115 |  | 115 | 116 | 0.0088109 | 0.125 | 0.08 | 261 | 0 | 0.364 | 1 | 1 | cs | TRUE

## trafo
| name | std_type | hv_bus | lv_bus | sn_mva | vn_hv_kv | vn_lv_kv | vk_percent | vkr_percent | pfe_kw | i0_percent | shift_degree | tap_side | tap_neutral | tap_min | tap_max | tap_step_percent | tap_step_degree | tap_pos | tap_phase_shifter | parallel | df | in_service
0 | LV_2701-196_0_6_trafo_40 | 0.63 MVA 20/0.4 kV | 117 | 50 | 0.63 | 20 | 0.4 | 6 | 1.206 | 1.65 | 0.2619 | 150 | hv | 0 | -2 | 2 | 2.5 | 0 | 0 | FALSE | 1 | 1 | TRUE

## line_geodata
| x0 | y0 | x1 | y1 | x2 | y2
0 | 2610437.1876 | 1268167.7446 | 2610440.207 | 1268171.429
1 | 2610437.1876 | 1268167.7446 | 2610432.886 | 1268162.4956
2 | 2610442.7291 | 1268174.5067 | 2610440.207 | 1268171.429
3 | 2610432.7527 | 1268162.333 | 2610432.886 | 1268162.4956
4 | 2610457.1399 | 1268192.0865 | 2610452.2813 | 1268186.1626 | 2610442.7291 | 1268174.5067
5 | 2610427.8191 | 1268156.3128 | 2610432.7527 | 1268162.333
6 | 2610457.1399 | 1268192.0865 | 2610465.7408 | 1268188.3323
7 | 2610457.1399 | 1268192.0865 | 2610463.1703 | 1268199.3244 | 2610464.6278 | 1268201.0734
8 | 2610457.1399 | 1268192.0865 | 2610448.5312 | 1268196.0074 | 2610438.8659 | 1268200.4083
9 | 2610427.8191 | 1268156.3128 | 2610426.2184 | 1268154.3595
10 | 2610465.7408 | 1268188.3323 | 2610462.0395 | 1268183.3222 | 2610463.1956 | 1268182.8049
11 | 2610464.6278 | 1268201.0734 | 2610471.5719 | 1268209.406
12 | 2610438.8659 | 1268200.4083 | 2610437.7246 | 1268200.9279
13 | 2610422.4976 | 1268149.8192 | 2610426.2184 | 1268154.3595
14 | 2610429.8005 | 1268107.9065 | 2610424.5904 | 1268115.5311 | 2610421.8143 | 1268119.0382
15 | 2610429.8005 | 1268107.9065 | 2610434.3481 | 1268101.2514
16 | 2610420.8505 | 1268120.2558 | 2610421.8143 | 1268119.0382
17 | 2610436.2962 | 1268098.4005 | 2610434.3481 | 1268101.2514
18 | 2610409.7544 | 1268134.2738 | 2610420.8505 | 1268120.2558
19 | 2610436.2962 | 1268098.4005 | 2610439.2242 | 1268094.1156
20 | 2610409.7544 | 1268134.2738 | 2610413.8096 | 1268139.2177 | 2610422.4976 | 1268149.8192
21 | 2610409.7544 | 1268134.2738 | 2610405.4679 | 1268128.162 | 2610397.9772 | 1268119.2279
22 | 2610409.7544 | 1268134.2738 | 2610399.6059 | 1268147.5585
23 | 2610443.6034 | 1268087.7069 | 2610439.2242 | 1268094.1156
24 | 2610395.1806 | 1268115.8925 | 2610397.9772 | 1268119.2279
25 | 2610399.6059 | 1268147.5585 | 2610399.1188 | 1268148.1961
26 | 2610447.8504 | 1268082.1159 | 2610444.2832 | 1268086.7121 | 2610443.6034 | 1268087.7069
27 | 2610395.1806 | 1268115.8925 | 2610393.8006 | 1268114.2467
28 | 2610399.1188 | 1268148.1961 | 2610391.4279 | 1268158.2638
29 | 2610389.8833 | 1268109.5745 | 2610393.8006 | 1268114.2467
30 | 2610391.4279 | 1268158.2638 | 2610391.0503 | 1268158.758
31 | 2610451.5395 | 1268077.3627 | 2610447.8504 | 1268082.1159
32 | 2610451.5395 | 1268077.3627 | 2610453.1989 | 1268075.0809
33 | 2610451.5395 | 1268077.3627 | 2610461.5604 | 1268085.1471
34 | 2610453.1989 | 1268075.0809 | 2610457.8507 | 1268068.6843
35 | 2610470.9906 | 1268092.4727 | 2610461.5604 | 1268085.1471
36 | 2610470.9906 | 1268092.4727 | 2610477.5624 | 1268097.5778
37 | 2610462.9139 | 1268061.7219 | 2610457.8507 | 1268068.6843
38 | 2610471.5719 | 1268209.406 | 2610476.9291 | 1268215.8345
39 | 2610430.143 | 1268204.38 | 2610437.7246 | 1268200.9279
40 | 2610477.5299 | 1268216.5554 | 2610476.9291 | 1268215.8345
41 | 2610430.143 | 1268204.38 | 2610423.4661 | 1268207.4202
42 | 2610529.6229 | 1268213.3075 | 2610523.9833 | 1268219.9228
43 | 2610523.9833 | 1268219.9228 | 2610518.4713 | 1268226.3884
44 | 2610514.5477 | 1268246.1257 | 2610543.1758 | 1268211.7522 | 2610545.122 | 1268213.4013
45 | 2610514.5477 | 1268246.1257 | 2610507.154 | 1268239.6636
46 | 2610378.6409 | 1268044.3568 | 2610372.7069 | 1268052.4081
47 | 2610372.7069 | 1268052.4081 | 2610365.2347 | 1268062.5464
48 | 2610358.3195 | 1268071.9291 | 2610365.2347 | 1268062.5464
49 | 2610358.3195 | 1268071.9291 | 2610347.4478 | 1268086.5225
50 | 2610358.3195 | 1268071.9291 | 2610348.0978 | 1268061.6965
51 | 2610358.3195 | 1268071.9291 | 2610371.146 | 1268087.227
52 | 2610347.4478 | 1268086.5225 | 2610344.5432 | 1268090.4214
53 | 2610348.0978 | 1268061.6965 | 2610338.7441 | 1268052.3328
54 | 2610371.146 | 1268087.227 | 2610375.6189 | 1268092.5617
55 | 2610384.9164 | 1268103.6507 | 2610385.45 | 1268104.2871
56 | 2610384.9164 | 1268103.6507 | 2610381.2693 | 1268099.3008
57 | 2610389.6262 | 1268109.2679 | 2610385.45 | 1268104.2871
58 | 2610379.8801 | 1268097.644 | 2610381.2693 | 1268099.3008
59 | 2610389.6262 | 1268109.2679 | 2610389.8833 | 1268109.5745
60 | 2610379.8801 | 1268097.644 | 2610375.8705 | 1268092.8618
61 | 2610375.6189 | 1268092.5617 | 2610375.8705 | 1268092.8618
62 | 2610344.5432 | 1268090.4214 | 2610340.6999 | 1268095.5804
63 | 2610338.7441 | 1268052.3328 | 2610332.5805 | 1268046.1626
64 | 2610339.8629 | 1268096.704 | 2610340.6999 | 1268095.5804
65 | 2610332.3397 | 1268045.9215 | 2610332.5805 | 1268046.1626
66 | 2610314.0813 | 1268027.6436 | 2610314.4642 | 1268028.027
67 | 2610314.4642 | 1268028.027 | 2610322.954 | 1268036.5258
68 | 2610309.7195 | 1268023.2772 | 2610314.0813 | 1268027.6436
69 | 2610322.954 | 1268036.5258 | 2610326.0642 | 1268039.6394
70 | 2610309.7195 | 1268023.2772 | 2610306.513 | 1268020.2266
71 | 2610309.7195 | 1268023.2772 | 2610301.7823 | 1268033.9887
72 | 2610332.3397 | 1268045.9215 | 2610326.0642 | 1268039.6394
73 | 2610306.513 | 1268020.2266 | 2610301.7674 | 1268015.7116
74 | 2610297.4635 | 1268039.817 | 2610301.7823 | 1268033.9887
75 | 2610301.7674 | 1268015.7116 | 2610296.0529 | 1268010.2749
76 | 2610297.4635 | 1268039.817 | 2610288.9518 | 1268051.3037
77 | 2610290.8288 | 1268005.3048 | 2610296.0529 | 1268010.2749
78 | 2610288.9518 | 1268051.3037 | 2610284.4651 | 1268057.3587
79 | 2610267.442 | 1267983.055 | 2610280.3697 | 1267995.3543
80 | 2610286.0162 | 1268000.7262 | 2610280.3697 | 1267995.3543
81 | 2610286.0162 | 1268000.7262 | 2610290.8288 | 1268005.3048
82 | 2610501.9129 | 1268245.8142 | 2610507.154 | 1268239.6636
83 | 2610507.154 | 1268239.6636 | 2610518.4713 | 1268226.3884
84 | 2610501.9129 | 1268245.8142 | 2610489.9464 | 1268231.4549
85 | 2610501.9129 | 1268245.8142 | 2610490.8209 | 1268257.6416
86 | 2610489.9464 | 1268231.4549 | 2610489.5075 | 1268230.9282
87 | 2610489.5075 | 1268230.9282 | 2610483.9284 | 1268224.2335
88 | 2610477.5665 | 1268216.5993 | 2610477.5299 | 1268216.5554
89 | 2610477.5665 | 1268216.5993 | 2610482.6268 | 1268222.6716
90 | 2610419.1997 | 1268209.3628 | 2610423.4661 | 1268207.4202
91 | 2610419.1997 | 1268209.3628 | 2610416.172 | 1268210.7414
92 | 2610409.3354 | 1268213.8542 | 2610416.172 | 1268210.7414
93 | 2610408.7715 | 1268214.111 | 2610409.3354 | 1268213.8542
94 | 2610408.7715 | 1268214.111 | 2610400.2711 | 1268217.9814
95 | 2610483.9284 | 1268224.2335 | 2610482.6268 | 1268222.6716
96 | 2610386.3974 | 1268164.8488 | 2610381.195 | 1268171.6589
97 | 2610386.3974 | 1268164.8488 | 2610387.1402 | 1268163.8765
98 | 2610339.8629 | 1268096.704 | 2610335.8284 | 1268102.1197
99 | 2610333.8887 | 1268104.7234 | 2610335.8284 | 1268102.1197
100 | 2610333.8887 | 1268104.7234 | 2610331.9025 | 1268107.3895
101 | 2610327.9114 | 1268112.7468 | 2610331.9025 | 1268107.3895
102 | 2610327.9114 | 1268112.7468 | 2610327.0277 | 1268113.9331
103 | 2610327.0277 | 1268113.9331 | 2610323.104 | 1268119.2
104 | 2610321.9277 | 1268120.779 | 2610323.104 | 1268119.2
105 | 2610321.9277 | 1268120.779 | 2610318.4719 | 1268125.4178
106 | 2610318.4719 | 1268125.4178 | 2610313.4331 | 1268132.1815
107 | 2610313.4331 | 1268132.1815 | 2610308.2694 | 1268139.113
108 | 2610391.0503 | 1268158.758 | 2610387.1402 | 1268163.8765
109 | 2610280.4212 | 1268062.816 | 2610275.0199 | 1268070.1052
110 | 2610283.8042 | 1268058.2506 | 2610280.4212 | 1268062.816
111 | 2610275.0199 | 1268070.1052 | 2610269.382 | 1268077.7137
112 | 2610283.8042 | 1268058.2506 | 2610284.4651 | 1268057.3587
113 | 2610264.308 | 1268084.5612 | 2610269.382 | 1268077.7137
114 | 2610264.308 | 1268084.5612 | 2610259.1848 | 1268091.475
115 | 2610259.1848 | 1268091.475 | 2610253.9392 | 1268098.5542

## bus_geodata
| x | y | coords
0 | 2610437.1876 | 1268167.7446
1 | 2610440.207 | 1268171.429
2 | 2610432.886 | 1268162.4956
3 | 2610442.7291 | 1268174.5067
4 | 2610432.7527 | 1268162.333
5 | 2610457.1399 | 1268192.0865
6 | 2610427.8191 | 1268156.3128
7 | 2610465.7408 | 1268188.3323
8 | 2610464.6278 | 1268201.0734
9 | 2610438.8659 | 1268200.4083
10 | 2610426.2184 | 1268154.3595
11 | 2610429.8005 | 1268107.9065
12 | 2610421.8143 | 1268119.0382
13 | 2610434.3481 | 1268101.2514
14 | 2610420.8505 | 1268120.2558
15 | 2610436.2962 | 1268098.4005
16 | 2610409.7544 | 1268134.2738
17 | 2610439.2242 | 1268094.1156
18 | 2610422.4977 | 1268149.8192
19 | 2610397.9772 | 1268119.2279
20 | 2610399.6059 | 1268147.5585
21 | 2610443.6034 | 1268087.7069
22 | 2610395.1806 | 1268115.8925
23 | 2610399.1188 | 1268148.1961
24 | 2610393.8006 | 1268114.2467
25 | 2610391.4279 | 1268158.2638
26 | 2610447.8504 | 1268082.1159
27 | 2610451.5395 | 1268077.3627
28 | 2610453.1989 | 1268075.0809
29 | 2610461.5604 | 1268085.1471
30 | 2610470.9906 | 1268092.4727
31 | 2610477.5624 | 1268097.5778
32 | 2610463.1956 | 1268182.8049
33 | 2610457.8507 | 1268068.6843
34 | 2610471.5719 | 1268209.406
35 | 2610437.7246 | 1268200.9279
36 | 2610476.9291 | 1268215.8345
37 | 2610430.143 | 1268204.38
38 | 2610529.6229 | 1268213.3075
39 | 2610523.9833 | 1268219.9228
40 | 2610545.122 | 1268213.4013
41 | 2610514.5477 | 1268246.1257
42 | 2610462.9139 | 1268061.7219
43 | 2610378.6409 | 1268044.3568
44 | 2610372.7069 | 1268052.4081
45 | 2610365.2347 | 1268062.5464
46 | 2610358.3195 | 1268071.9291
47 | 2610347.4478 | 1268086.5225
48 | 2610348.0978 | 1268061.6965
49 | 2610371.146 | 1268087.227
50 | 2610384.9164 | 1268103.6507
51 | 2610385.45 | 1268104.2871
52 | 2610381.2693 | 1268099.3008
53 | 2610389.6262 | 1268109.2679
54 | 2610379.8801 | 1268097.644
55 | 2610389.8833 | 1268109.5745
56 | 2610375.8705 | 1268092.8618
57 | 2610375.6189 | 1268092.5617
58 | 2610344.5432 | 1268090.4214
59 | 2610338.7441 | 1268052.3328
60 | 2610340.6999 | 1268095.5804
61 | 2610332.5805 | 1268046.1626
62 | 2610314.4642 | 1268028.027
63 | 2610314.0813 | 1268027.6436
64 | 2610322.954 | 1268036.5258
65 | 2610309.7195 | 1268023.2772
66 | 2610326.0643 | 1268039.6394
67 | 2610306.513 | 1268020.2266
68 | 2610301.7823 | 1268033.9887
69 | 2610332.3397 | 1268045.9215
70 | 2610301.7674 | 1268015.7116
71 | 2610297.4635 | 1268039.817
72 | 2610296.0529 | 1268010.2749
73 | 2610288.9518 | 1268051.3037
74 | 2610267.442 | 1267983.055
75 | 2610280.3697 | 1267995.3543
76 | 2610286.0162 | 1268000.7262
77 | 2610290.8288 | 1268005.3048
78 | 2610507.154 | 1268239.6636
79 | 2610501.9129 | 1268245.8142
80 | 2610518.4713 | 1268226.3884
81 | 2610489.9464 | 1268231.4549
82 | 2610490.8209 | 1268257.6416
83 | 2610489.5075 | 1268230.9282
84 | 2610477.5298 | 1268216.5554
85 | 2610477.5665 | 1268216.5993
86 | 2610423.4661 | 1268207.4202
87 | 2610419.1997 | 1268209.3628
88 | 2610416.172 | 1268210.7414
89 | 2610409.3354 | 1268213.8542
90 | 2610408.7715 | 1268214.111
91 | 2610400.2711 | 1268217.9814
92 | 2610483.9284 | 1268224.2335
93 | 2610482.6268 | 1268222.6716
94 | 2610381.195 | 1268171.6589
95 | 2610386.3974 | 1268164.8488
96 | 2610339.8629 | 1268096.704
97 | 2610335.8284 | 1268102.1197
98 | 2610333.8887 | 1268104.7234
99 | 2610331.9025 | 1268107.3895
100 | 2610327.9114 | 1268112.7468
101 | 2610327.0277 | 1268113.9331
102 | 2610323.104 | 1268119.2
103 | 2610321.9277 | 1268120.779
104 | 2610318.4719 | 1268125.4178
105 | 2610313.4331 | 1268132.1815
106 | 2610308.2694 | 1268139.113
107 | 2610391.0503 | 1268158.758
108 | 2610387.1402 | 1268163.8765
109 | 2610280.4212 | 1268062.816
110 | 2610275.0199 | 1268070.1052
111 | 2610283.8042 | 1268058.2506
112 | 2610269.382 | 1268077.7137
113 | 2610284.4651 | 1268057.3587
114 | 2610264.308 | 1268084.5612
115 | 2610259.1848 | 1268091.475
116 | 2610253.9392 | 1268098.5542
117 | 2610409.7544 | 1268134.2738

## line_std_types
| c_nf_per_km | r_ohm_per_km | x_ohm_per_km | max_i_ka | type | q_mm2 | alpha | voltage_rating
NAYY 4x50 SE | 210 | 0.642 | 0.083 | 0.142 | cs | 50 | 0.00403 | LV
NAYY 4x120 SE | 264 | 0.225 | 0.08 | 0.242 | cs | 120 | 0.00403 | LV
NAYY 4x150 SE | 261 | 0.208 | 0.08 | 0.27 | cs | 150 | 0.00403 | LV
NA2XS2Y 1x95 RM/25 12/20 kV | 216 | 0.313 | 0.132 | 0.252 | cs | 95 | 0.00403 | MV
NA2XS2Y 1x185 RM/25 12/20 kV | 273 | 0.161 | 0.117 | 0.362 | cs | 185 | 0.00403 | MV
NA2XS2Y 1x240 RM/25 12/20 kV | 304 | 0.122 | 0.112 | 0.421 | cs | 240 | 0.00403 | MV
NA2XS2Y 1x95 RM/25 6/10 kV | 315 | 0.313 | 0.123 | 0.249 | cs | 95 | 0.00403 | MV
NA2XS2Y 1x185 RM/25 6/10 kV | 406 | 0.161 | 0.11 | 0.358 | cs | 185 | 0.00403 | MV
NA2XS2Y 1x240 RM/25 6/10 kV | 456 | 0.122 | 0.105 | 0.416 | cs | 240 | 0.00403 | MV
NA2XS2Y 1x150 RM/25 12/20 kV | 250 | 0.206 | 0.116 | 0.319 | cs | 150 | 0.00403 | MV
NA2XS2Y 1x120 RM/25 12/20 kV | 230 | 0.253 | 0.119 | 0.283 | cs | 120 | 0.00403 | MV
NA2XS2Y 1x70 RM/25 12/20 kV | 190 | 0.443 | 0.132 | 0.22 | cs | 70 | 0.00403 | MV
NA2XS2Y 1x150 RM/25 6/10 kV | 360 | 0.206 | 0.11 | 0.315 | cs | 150 | 0.00403 | MV
NA2XS2Y 1x120 RM/25 6/10 kV | 340 | 0.253 | 0.113 | 0.28 | cs | 120 | 0.00403 | MV
NA2XS2Y 1x70 RM/25 6/10 kV | 280 | 0.443 | 0.123 | 0.217 | cs | 70 | 0.00403 | MV
N2XS(FL)2Y 1x120 RM/35 64/110 kV | 112 | 0.153 | 0.166 | 0.366 | cs | 120 | 0.00393 | HV
N2XS(FL)2Y 1x185 RM/35 64/110 kV | 125 | 0.099 | 0.156 | 0.457 | cs | 185 | 0.00393 | HV
N2XS(FL)2Y 1x240 RM/35 64/110 kV | 135 | 0.075 | 0.149 | 0.526 | cs | 240 | 0.00393 | HV
N2XS(FL)2Y 1x300 RM/35 64/110 kV | 144 | 0.06 | 0.144 | 0.588 | cs | 300 | 0.00393 | HV
15-AL1/3-ST1A 0.4 | 11 | 1.8769 | 0.35 | 0.105 | ol | 16 | 0.00403 | LV
24-AL1/4-ST1A 0.4 | 11.25 | 1.2012 | 0.335 | 0.14 | ol | 24 | 0.00403 | LV
48-AL1/8-ST1A 0.4 | 12.2 | 0.5939 | 0.3 | 0.21 | ol | 48 | 0.00403 | LV
94-AL1/15-ST1A 0.4 | 13.2 | 0.306 | 0.29 | 0.35 | ol | 94 | 0.00403 | LV
34-AL1/6-ST1A 10.0 | 9.7 | 0.8342 | 0.36 | 0.17 | ol | 34 | 0.00403 | MV
48-AL1/8-ST1A 10.0 | 10.1 | 0.5939 | 0.35 | 0.21 | ol | 48 | 0.00403 | MV
70-AL1/11-ST1A 10.0 | 10.4 | 0.4132 | 0.339 | 0.29 | ol | 70 | 0.00403 | MV
94-AL1/15-ST1A 10.0 | 10.75 | 0.306 | 0.33 | 0.35 | ol | 94 | 0.00403 | MV
122-AL1/20-ST1A 10.0 | 11.1 | 0.2376 | 0.323 | 0.41 | ol | 122 | 0.00403 | MV
149-AL1/24-ST1A 10.0 | 11.25 | 0.194 | 0.315 | 0.47 | ol | 149 | 0.00403 | MV
34-AL1/6-ST1A 20.0 | 9.15 | 0.8342 | 0.382 | 0.17 | ol | 34 | 0.00403 | MV
48-AL1/8-ST1A 20.0 | 9.5 | 0.5939 | 0.372 | 0.21 | ol | 48 | 0.00403 | MV
70-AL1/11-ST1A 20.0 | 9.7 | 0.4132 | 0.36 | 0.29 | ol | 70 | 0.00403 | MV
94-AL1/15-ST1A 20.0 | 10 | 0.306 | 0.35 | 0.35 | ol | 94 | 0.00403 | MV
122-AL1/20-ST1A 20.0 | 10.3 | 0.2376 | 0.344 | 0.41 | ol | 122 | 0.00403 | MV
149-AL1/24-ST1A 20.0 | 10.5 | 0.194 | 0.337 | 0.47 | ol | 149 | 0.00403 | MV
184-AL1/30-ST1A 20.0 | 10.75 | 0.1571 | 0.33 | 0.535 | ol | 184 | 0.00403 | MV
243-AL1/39-ST1A 20.0 | 11 | 0.1188 | 0.32 | 0.645 | ol | 243 | 0.00403 | MV
48-AL1/8-ST1A 110.0 | 8 | 0.5939 | 0.46 | 0.21 | ol | 48 | 0.00403 | HV
70-AL1/11-ST1A 110.0 | 8.4 | 0.4132 | 0.45 | 0.29 | ol | 70 | 0.00403 | HV
94-AL1/15-ST1A 110.0 | 8.65 | 0.306 | 0.44 | 0.35 | ol | 94 | 0.00403 | HV
122-AL1/20-ST1A 110.0 | 8.5 | 0.2376 | 0.43 | 0.41 | ol | 122 | 0.00403 | HV
149-AL1/24-ST1A 110.0 | 8.75 | 0.194 | 0.41 | 0.47 | ol | 149 | 0.00403 | HV
184-AL1/30-ST1A 110.0 | 8.8 | 0.1571 | 0.4 | 0.535 | ol | 184 | 0.00403 | HV
243-AL1/39-ST1A 110.0 | 9 | 0.1188 | 0.39 | 0.645 | ol | 243 | 0.00403 | HV
305-AL1/39-ST1A 110.0 | 9.2 | 0.0949 | 0.38 | 0.74 | ol | 305 | 0.00403 | HV
490-AL1/64-ST1A 110.0 | 9.75 | 0.059 | 0.37 | 0.96 | ol | 490 | 0.00403 | HV
679-AL1/86-ST1A 110.0 | 9.95 | 0.042 | 0.36 | 1.15 | ol | 679 | 0.00403 | HV
490-AL1/64-ST1A 220.0 | 10 | 0.059 | 0.285 | 0.96 | ol | 490 | 0.00403 | HV
679-AL1/86-ST1A 220.0 | 11.7 | 0.042 | 0.275 | 1.15 | ol | 679 | 0.00403 | HV
490-AL1/64-ST1A 380.0 | 11 | 0.059 | 0.253 | 0.96 | ol | 490 | 0.00403 | HV
679-AL1/86-ST1A 380.0 | 14.6 | 0.042 | 0.25 | 1.15 | ol | 679 | 0.00403 | HV

## trafo_std_types
| i0_percent | pfe_kw | vkr_percent | sn_mva | vn_lv_kv | vn_hv_kv | vk_percent | shift_degree | vector_group | tap_side | tap_neutral | tap_min | tap_max | tap_step_degree | tap_step_percent | tap_phase_shifter
160 MVA 380/110 kV | 0.06 | 60 | 0.25 | 160 | 110 | 380 | 12.2 | 0 | Yy0 | hv | 0 | -9 | 9 | 0 | 1.5 | FALSE
100 MVA 220/110 kV | 0.06 | 55 | 0.26 | 100 | 110 | 220 | 12 | 0 | Yy0 | hv | 0 | -9 | 9 | 0 | 1.5 | FALSE
63 MVA 110/20 kV | 0.04 | 22 | 0.32 | 63 | 20 | 110 | 18 | 150 | YNd5 | hv | 0 | -9 | 9 | 0 | 1.5 | FALSE
40 MVA 110/20 kV | 0.05 | 18 | 0.34 | 40 | 20 | 110 | 16.2 | 150 | YNd5 | hv | 0 | -9 | 9 | 0 | 1.5 | FALSE
25 MVA 110/20 kV | 0.07 | 14 | 0.41 | 25 | 20 | 110 | 12 | 150 | YNd5 | hv | 0 | -9 | 9 | 0 | 1.5 | FALSE
63 MVA 110/10 kV | 0.04 | 22 | 0.32 | 63 | 10 | 110 | 18 | 150 | YNd5 | hv | 0 | -9 | 9 | 0 | 1.5 | FALSE
40 MVA 110/10 kV | 0.05 | 18 | 0.34 | 40 | 10 | 110 | 16.2 | 150 | YNd5 | hv | 0 | -9 | 9 | 0 | 1.5 | FALSE
25 MVA 110/10 kV | 0.07 | 14 | 0.41 | 25 | 10 | 110 | 12 | 150 | YNd5 | hv | 0 | -9 | 9 | 0 | 1.5 | FALSE
0.25 MVA 20/0.4 kV | 0.32 | 0.8 | 1.44 | 0.25 | 0.4 | 20 | 6 | 150 | Yzn5 | hv | 0 | -2 | 2 | 0 | 2.5 | FALSE
0.4 MVA 20/0.4 kV | 0.3375 | 1.35 | 1.425 | 0.4 | 0.4 | 20 | 6 | 150 | Dyn5 | hv | 0 | -2 | 2 | 0 | 2.5 | FALSE
0.63 MVA 20/0.4 kV | 0.2619 | 1.65 | 1.206 | 0.63 | 0.4 | 20 | 6 | 150 | Dyn5 | hv | 0 | -2 | 2 | 0 | 2.5 | FALSE
0.25 MVA 10/0.4 kV | 0.24 | 0.6 | 1.2 | 0.25 | 0.4 | 10 | 4 | 150 | Dyn5 | hv | 0 | -2 | 2 | 0 | 2.5 | FALSE
0.4 MVA 10/0.4 kV | 0.2375 | 0.95 | 1.325 | 0.4 | 0.4 | 10 | 4 | 150 | Dyn5 | hv | 0 | -2 | 2 | 0 | 2.5 | FALSE
0.63 MVA 10/0.4 kV | 0.1873 | 1.18 | 1.0794 | 0.63 | 0.4 | 10 | 4 | 150 | Dyn5 | hv | 0 | -2 | 2 | 0 | 2.5 | FALSE

## trafo3w_std_types
| sn_hv_mva | sn_mv_mva | sn_lv_mva | vn_hv_kv | vn_mv_kv | vn_lv_kv | vk_hv_percent | vk_mv_percent | vk_lv_percent | vkr_hv_percent | vkr_mv_percent | vkr_lv_percent | pfe_kw | i0_percent | shift_mv_degree | shift_lv_degree | vector_group | tap_side | tap_neutral | tap_min | tap_max | tap_step_percent
63/25/38 MVA 110/20/10 kV | 63 | 25 | 38 | 110 | 20 | 10 | 10.4 | 10.4 | 10.4 | 0.28 | 0.32 | 0.35 | 35 | 0.89 | 0 | 0 | YN0yn0yn0 | hv | 0 | -10 | 10 | 1.2
63/25/38 MVA 110/10/10 kV | 63 | 25 | 38 | 110 | 10 | 10 | 10.4 | 10.4 | 10.4 | 0.28 | 0.32 | 0.35 | 35 | 0.89 | 0 | 0 | YN0yn0yn0 | hv | 0 | -10 | 10 | 1.2

## fuse_std_types
| fuse_type | i_rated_a | t_avg | t_min | t_total | x_avg | x_min | x_total
HV 100A | HV 100A | 100 | 0 | [10.0, 3.64, 0.854, 0.281, 0.1, 0.0531, 0.022, 0.01] | [10.0, 4.267, 1.21, 0.403, 0.1, 0.058, 0.022, 0.01] | 0 | [300.0, 350.0, 450.0, 550.0, 700.0, 850.0, 1200.0, 1752.0] | [600.0, 700.0, 900.0, 1150.0, 1665.0, 2000.0, 3000.0, 4313.0]
HV 10A | HV 10A | 10 | 0 | [10.0, 1675.0, 0.344, 0.156, 0.1, 0.0417, 0.0171, 0.01] | [10.0, 1.3, 0.3, 0.155, 0.1, 0.0555, 0.023, 0.01] | 0 | [30.0, 32.0, 35.0, 37.0, 39.0, 50.0, 70.0, 88.0] | [60.0, 70.0, 80.0, 87.0, 94.0, 110.0, 150.0, 216.0]
HV 125A | HV 125A | 125 | 0 | [10.0, 1.82, 0.344, 0.1, 0.0467, 0.0269, 0.01] | [10.0, 2.478, 0.426, 0.1, 0.0427, 0.0211, 0.01] | 0 | [375.0, 500.0, 700.0, 925.0, 1200.0, 1500.0, 2341.0] | [750.0, 1000.0, 1500.0, 2200.0, 3000.0, 4000.0, 5765.0]
HV 160A | HV 160A | 160 | 0 | [10.0, 4.15, 1.03, 0.198, 0.1, 0.051, 0.0172, 0.01] | [10.0, 2.3, 0.734, 0.274, 0.1, 0.046, 0.0177, 0.01] | 0 | [480.0, 550.0, 700.0, 1000.0, 1260.0, 1600.0, 2500.0, 3227.0] | [960.0, 1300.0, 1700.0, 2200.0, 2996.0, 4000.0, 6000.0, 7946.0]
HV 16A | HV 16A | 16 | 0 | [10.0, 0.352, 0.164, 0.1, 0.0649, 0.0342, 0.01] | [10.0, 2.34, 0.722, 0.181, 0.1, 0.055, 0.0296, 0.01] | 0 | [48.0, 60.0, 65.0, 71.0, 80.0, 100.0, 162.0] | [96.0, 110.0, 125.0, 150.0, 168.0, 200.0, 250.0, 398.0]
HV 200A | HV 200A | 200 | 0 | [10.0, 4.267, 1.21, 0.403, 0.1, 0.058, 0.022, 0.01] | [10.0, 3.73, 1.654, 0.328, 0.1, 0.0531, 0.019, 0.01] | 0 | [600.0, 700.0, 900.0, 1150.0, 1665.0, 2000.0, 3000.0, 4313.0] | [1200.0, 1500.0, 1800.0, 2700.0, 3960.0, 5000.0, 7500.0, 10620.0]
HV 20A | HV 20A | 20 | 0 | [10.0, 1.3, 0.3, 0.155, 0.1, 0.0555, 0.023, 0.01] | [10.0, 1.3, 0.161, 0.1, 0.0611, 0.0399, 0.0141, 0.01] | 0 | [60.0, 70.0, 80.0, 87.0, 94.0, 110.0, 150.0, 216.0] | [120.0, 150.0, 200.0, 223.0, 260.0, 300.0, 450.0, 532.0]
HV 25A | HV 25A | 25 | 0 | [10.0, 2.512, 0.833, 0.299, 0.1, 0.0372, 0.0223, 0.01] | [10.0, 3.125, 0.597, 0.198, 0.1, 0.0378, 0.022, 0.01] | 0 | [75.0, 82.0, 90.0, 100.0, 124.0, 170.0, 200.0, 289.0] | [150.0, 170.0, 210.0, 250.0, 294.0, 400.0, 500.0, 711.0]
HV 31.5A | HV 31.5A | 31.5 | 0 | [10.0, 2.34, 0.722, 0.181, 0.1, 0.055, 0.0296, 0.01] | [10.0, 2.84, 0.368, 0.164, 0.1, 0.0621, 0.0378, 0.0195, 0.01] | 0 | [95.0, 110.0, 125.0, 150.0, 165.0, 200.0, 250.0, 390.0] | [189.0, 220.0, 300.0, 350.0, 393.0, 450.0, 530.0, 700.0, 960.0]
HV 40A | HV 40A | 40 | 0 | [10.0, 1.3, 0.161, 0.1, 0.0611, 0.0399, 0.0141, 0.01] | [10.0, 2.05, 0.369, 0.198, 0.1, 0.051, 0.0298, 0.01] | 0 | [120.0, 150.0, 200.0, 223.0, 260.0, 300.0, 450.0, 532.0] | [240.0, 300.0, 400.0, 450.0, 530.0, 650.0, 800.0, 1311.0]
HV 50A | HV 50A | 50 | 0 | [10.0, 3.215, 0.597, 0.198, 0.1, 0.0378, 0.022, 0.01] | [10.0, 3.64, 0.854, 0.281, 0.1, 0.0531, 0.022, 0.01] | 0 | [150.0, 170.0, 210.0, 250.0, 294.0, 400.0, 500.0, 711.0] | [300.0, 350.0, 450.0, 550.0, 700.0, 850.0, 1200.0, 1752.0]
HV 6.3A | HV 6.3A | 6.3 | 0 | [10.0, 1.39, 0.344, 0.168, 0.1, 0.056, 0.0263, 0.01] | [10.0, 1.711, 0.516, 0.198, 0.1, 0.0634, 0.0303, 0.01] | 0 | [19.0, 19.5, 20.4, 20.8, 22.0, 25.0, 32.0, 48.0] | [38.0, 40.0, 43.0, 48.0, 53.0, 60.0, 75.0, 118.0]
HV 63A | HV 63A | 63 | 0 | [10.0, 2.84, 0.368, 0.164, 0.1, 0.0621, 0.0378, 0.0195, 0.01] | [10.0, 1.82, 0.344, 0.1, 0.0467, 0.0269, 0.01] | 0 | [189.0, 220.0, 300.0, 350.0, 393.0, 450.0, 530.0, 700.0, 961.0] | [378.0, 500.0, 700.0, 934.0, 1200.0, 1500.0, 2366.0]
HV 80A | HV 80A | 80 | 0 | [10.0, 2.05, 0.369, 0.198, 0.1, 0.051, 0.0298, 0.01] | [10.0, 4.15, 1.03, 0.198, 0.1, 0.051, 0.0172, 0.01] | 0 | [240.0, 300.0, 400.0, 450.0, 530.0, 650.0, 800.0, 1311.0] | [480.0, 550.0, 700.0, 1000.0, 1260.0, 1600.0, 2500.0, 3227.0]
Siemens NH-1-100 | Siemens NH-1-100 | 100 | [5400.0, 2000.0, 400.0, 20.0, 1.0, 0.2, 0.012, 0.004] | 0 | 0 | [150.0, 190.0, 250.0, 430.0, 900.0, 1250.0, 2700.0, 3600.0] | 0 | 0
Siemens NH-1-125 | Siemens NH-1-125 | 125 | [4800.0, 120.0, 7.0, 0.1, 0.004] | 0 | 0 | [180.0, 400.0, 740.0, 2000.0, 4250.0] | 0 | 0
Siemens NH-1-16 | Siemens NH-1-16 | 16 | [4000.0, 400.0, 2.0, 0.1, 0.04, 0.01] | 0 | 0 | [26.0, 35.0, 75.0, 150.0, 200.0, 300.0] | 0 | 0
Siemens NH-1-160 | Siemens NH-1-160 | 160 | [4800.0, 120.0, 7.0, 0.1, 0.004] | 0 | 0 | [210.0, 500.0, 900.0, 2300.0, 5000.0] | 0 | 0
Siemens NH-1-25 | Siemens NH-1-25 | 25 | [4000.0, 1000.0, 10.0, 0.2, 0.02, 0.01] | 0 | 0 | [40.0, 50.0, 100.0, 210.0, 400.0, 500.0] | 0 | 0
Siemens NH-1-50 | Siemens NH-1-50 | 50 | [4000.0, 40.0, 4.0, 1.0, 0.02, 0.01] | 0 | 0 | [86.0, 200.0, 300.0, 400.0, 1000.0, 1280.0] | 0 | 0
Siemens NH-1-63 | Siemens NH-1-63 | 63 | [4000.0, 100.0, 10.0, 2.0, 0.04, 0.01] | 0 | 0 | [100.0, 200.0, 300.0, 400.0, 1000.0, 1500.0] | 0 | 0
Siemens NH-1-80 | Siemens NH-1-80 | 80 | [4800.0, 120.0, 7.0, 0.1, 0.01] | 0 | 0 | [150.58, 250.0, 450.0, 1150.0, 2470.0] | 0 | 0
Siemens NH-2-1000 | Siemens NH-2-1000 | 1000 | [4800.0, 120.0, 7.0, 0.1, 0.004] | 0 | 0 | [1900.0, 3500.0, 8400.0, 24000.0, 52000.0] | 0 | 0
Siemens NH-2-200 | Siemens NH-2-200 | 200 | [4800.0, 120.0, 7.0, 0.1, 0.004] | 0 | 0 | [280.0, 650.0, 1200.0, 3000.0, 7000.0] | 0 | 0
Siemens NH-2-224 | Siemens NH-2-224 | 224 | [4800.0, 120.0, 7.0, 0.2, 0.04, 0.004] | 0 | 0 | [400.0, 750.0, 1453.0, 3025.0, 4315.0, 7600.0] | 0 | 0
Siemens NH-2-250 | Siemens NH-2-250 | 250 | [4800.0, 120.0, 7.0, 0.1, 0.004] | 0 | 0 | [450.0, 800.0, 1650.0, 4000.0, 8500.0] | 0 | 0
Siemens NH-2-315 | Siemens NH-2-315 | 315 | [4800.0, 120.0, 7.0, 0.1, 0.004] | 0 | 0 | [550.0, 920.0, 1900.0, 5000.0, 11000.0] | 0 | 0
Siemens NH-2-355 | Siemens NH-2-355 | 355 | [4800.0, 120.0, 6.0, 0.1, 0.004] | 0 | 0 | [650.0, 1116.27, 2350.0, 5840.0, 12790.0] | 0 | 0
Siemens NH-2-400 | Siemens NH-2-400 | 400 | [4800.0, 120.0, 7.0, 0.1, 0.004] | 0 | 0 | [720.0, 1350.0, 2800.0, 6500.0, 15000.0] | 0 | 0
Siemens NH-2-425 | Siemens NH-2-425 | 425 | [4800.0, 120.0, 7.0, 0.1, 0.004] | 0 | 0 | [850.0, 1500.0, 3050.0, 7500.0, 16500.0] | 0 | 0
Siemens NH-2-630 | Siemens NH-2-630 | 630 | [4800.0, 120.0, 7.0, 0.1, 0.004] | 0 | 0 | [1200.0, 2000.0, 4800.0, 12000.0, 26000.0] | 0 | 0

## res_bus
| vm_pu | va_degree | p_mw | q_mvar
0 | 0.99437 | -0.10772 | 0.0033352 | 0.00083588
1 | 0.99376 | -0.11942 | 0.0065012 | 0.0016294
2 | 0.99481 | -0.099197 | 0.0048356 | 0.0012119
3 | 0.99327 | -0.12874 | 0.0043003 | 0.0010778
4 | 0.99482 | -0.099015 | 0.0033295 | 0.00083444
5 | 0.99059 | -0.18044 | 0 | 0
6 | 0.99518 | -0.092132 | 0.0036444 | 0.00091338
7 | 0.99055 | -0.18126 | 0 | 0
8 | 0.98968 | -0.198 | 0.0045427 | 0.0011385
9 | 0.98987 | -0.19437 | 0.003134 | 0.00078545
10 | 0.9953 | -0.089845 | 0.0048279 | 0.00121
11 | 0.99428 | -0.10976 | 0.0039283 | 0.00098453
12 | 0.9951 | -0.093853 | 0.0060499 | 0.0015162
13 | 0.99382 | -0.11857 | 0.0039253 | 0.00098377
14 | 0.9952 | -0.091887 | 0.013073 | 0.0032764
15 | 0.99364 | -0.12211 | 0.015922 | 0.0039905
16 | 0.99659 | -0.065177 | 0 | 0
17 | 0.99344 | -0.12597 | 0.0038951 | 0.0009762
18 | 0.99559 | -0.084367 | 0.0038565 | 0.00096654
19 | 0.99821 | -0.034125 | 0.0027852 | 0.00069804
20 | 0.99613 | -0.073977 | 0.0086259 | 0.0021619
21 | 0.99317 | -0.13121 | 0.0050531 | 0.0012664
22 | 0.99858 | -0.027 | 0.0040357 | 0.0010114
23 | 0.99612 | -0.074278 | 0.0055911 | 0.0014013
24 | 0.99877 | -0.023436 | 0.0027697 | 0.00069416
25 | 0.99594 | -0.077787 | 0.0032458 | 0.00081349
26 | 0.99295 | -0.13533 | 0.005066 | 0.0012697
27 | 0.9928 | -0.13832 | 0 | 0
28 | 0.99276 | -0.13909 | 0.0050576 | 0.0012676
29 | 0.99265 | -0.14115 | 0.0045143 | 0.0011314
30 | 0.99256 | -0.14286 | 0.0036602 | 0.00091734
31 | 0.99253 | -0.14351 | 0.0044437 | 0.0011137
32 | 0.99052 | -0.18192 | 0.0049244 | 0.0012342
33 | 0.99268 | -0.14055 | 0.0055919 | 0.0014015
34 | 0.98889 | -0.21344 | 0.0034035 | 0.00085301
35 | 0.98983 | -0.19518 | 0.0072879 | 0.0018265
36 | 0.9883 | -0.22485 | 0.0037804 | 0.00094746
37 | 0.98961 | -0.19942 | 0.0045295 | 0.0011352
38 | 0.98581 | -0.27315 | 0.0012493 | 0.00031311
39 | 0.98582 | -0.27296 | 0.0012346 | 0.00030942
40 | 0.98381 | -0.3122 | 0.03978 | 0.0099698
41 | 0.98554 | -0.27839 | 0 | 0
42 | 0.99265 | -0.14128 | 0.0048289 | 0.0012102
43 | 0.99601 | -0.076423 | 0.0037843 | 0.00094842
44 | 0.99604 | -0.075758 | 0.0037828 | 0.00094806
45 | 0.99613 | -0.074084 | 0.0045319 | 0.0011358
46 | 0.99626 | -0.071607 | 0 | 0
47 | 0.99541 | -0.087859 | 0.0042816 | 0.0010731
48 | 0.99525 | -0.091018 | 0.0059055 | 0.0014801
49 | 0.99803 | -0.037549 | 0.003026 | 0.00075837
50 | 1 | 0 | -0.61008 | -0.15424
51 | 0.99992 | -0.0014329 | 0.0027777 | 0.00069615
52 | 0.99947 | -0.010129 | 0.002778 | 0.00069624
53 | 0.99934 | -0.01255 | 0.0027789 | 0.00069646
54 | 0.99927 | -0.013955 | 0.0030122 | 0.00075494
55 | 0.99931 | -0.013228 | 0.0037609 | 0.00094258
56 | 0.9987 | -0.024898 | 0.0031903 | 0.00079958
57 | 0.99866 | -0.025578 | 0.0029983 | 0.00075143
58 | 0.99521 | -0.09184 | 0.0030058 | 0.00075333
59 | 0.99435 | -0.10836 | 0.005359 | 0.0013431
60 | 0.99495 | -0.096769 | 0.0026987 | 0.00067636
61 | 0.99377 | -0.11952 | 0.0016065 | 0.00040263
62 | 0.99213 | -0.15113 | 0.0072026 | 0.0018051
63 | 0.99208 | -0.15209 | 0.084435 | 0.021161
64 | 0.99288 | -0.13655 | 0.0045788 | 0.0011476
65 | 0.99143 | -0.16458 | 0 | 0
66 | 0.99317 | -0.13109 | 0.0025715 | 0.00064449
67 | 0.99123 | -0.16862 | 0.0026437 | 0.00066257
68 | 0.99067 | -0.17943 | 0.006827 | 0.001711
69 | 0.99374 | -0.11996 | 0.003164 | 0.00079297
70 | 0.99093 | -0.17429 | 0.0027526 | 0.00068986
71 | 0.9903 | -0.18664 | 0.0069529 | 0.0017426
72 | 0.9906 | -0.18074 | 0.0043263 | 0.0010843
73 | 0.98965 | -0.19909 | 0.003285 | 0.00082329
74 | 0.98937 | -0.20469 | 0.029415 | 0.007372
75 | 0.98985 | -0.19535 | 0.0049967 | 0.0012523
76 | 0.99009 | -0.19058 | 0.0036549 | 0.00091601
77 | 0.99032 | -0.18609 | 0.0036618 | 0.00091774
78 | 0.9859 | -0.27139 | 0 | 0
79 | 0.98623 | -0.26509 | 0 | 0
80 | 0.98584 | -0.27258 | 0.0013131 | 0.0003291
81 | 0.98711 | -0.24798 | 0.005027 | 0.0012599
82 | 0.98611 | -0.26727 | 0.0075219 | 0.0018852
83 | 0.98714 | -0.2473 | 0.0046389 | 0.0011626
84 | 0.98823 | -0.22607 | 0.0045765 | 0.001147
85 | 0.98823 | -0.22614 | 0.0017666 | 0.00044275
86 | 0.98945 | -0.20256 | 0.003373 | 0.00084536
87 | 0.98936 | -0.20429 | 0.0056284 | 0.0014106
88 | 0.98932 | -0.20518 | 0.0033638 | 0.00084306
89 | 0.98924 | -0.20675 | 0.004219 | 0.0010574
90 | 0.98923 | -0.20683 | 0.0033627 | 0.00084278
91 | 0.9892 | -0.20752 | 0.004135 | 0.0010363
92 | 0.98763 | -0.23783 | 0.0031281 | 0.00078397
93 | 0.98775 | -0.23551 | 0.0024722 | 0.00061958
94 | 0.99583 | -0.079851 | 0.003716 | 0.00093131
95 | 0.99586 | -0.079292 | 0.003704 | 0.00092832
96 | 0.9949 | -0.097776 | 0.0042915 | 0.0010756
97 | 0.99468 | -0.10212 | 0.0028386 | 0.00071143
98 | 0.99458 | -0.10405 | 0.0042919 | 0.0010757
99 | 0.99449 | -0.10577 | 0.002703 | 0.00067744
100 | 0.99432 | -0.10892 | 0.0042885 | 0.0010748
101 | 0.99429 | -0.1095 | 0.0030905 | 0.00077455
102 | 0.99418 | -0.11174 | 0.002994 | 0.00075037
103 | 0.99415 | -0.11231 | 0.0043176 | 0.0010821
104 | 0.99408 | -0.11353 | 0.0040201 | 0.0010075
105 | 0.99402 | -0.11472 | 0.0036627 | 0.00091797
106 | 0.99399 | -0.11538 | 0.0043283 | 0.0010848
107 | 0.99593 | -0.077924 | 0.0018476 | 0.00046305
108 | 0.99587 | -0.079132 | 0.0032509 | 0.00081474
109 | 0.98915 | -0.20878 | 0.0058277 | 0.0014606
110 | 0.98896 | -0.21249 | 0.0053486 | 0.0013405
111 | 0.9893 | -0.20586 | 0.0036192 | 0.00090706
112 | 0.98881 | -0.21546 | 0.0047222 | 0.0011835
113 | 0.98934 | -0.20522 | 0.013302 | 0.0033337
114 | 0.98871 | -0.21742 | 0.004756 | 0.001192
115 | 0.98865 | -0.21866 | 0.0049382 | 0.0012376
116 | 0.98862 | -0.21916 | 0.0031879 | 0.00079897
117 | 0.99998 | 149.9956 | 0 | 0

## res_line
| p_from_mw | q_from_mvar | p_to_mw | q_to_mvar | pl_mw | ql_mvar | i_from_ka | i_to_ka | i_ka | vm_from_pu | va_from_degree | vm_to_pu | va_to_degree | loading_percent
0 | 0.14007 | 0.035441 | -0.13999 | -0.035391 | 7.8571e-05 | 5.0224e-05 | 0.20972 | 0.20972 | 0.20972 | 0.99437 | -0.10772 | 0.99376 | -0.11942 | 57.6165
1 | -0.1434 | -0.036277 | 0.14346 | 0.036314 | 5.8663e-05 | 3.7368e-05 | 0.21471 | 0.21471 | 0.21471 | 0.99437 | -0.10772 | 0.99481 | -0.099197 | 29.4938
2 | 0.13349 | 0.033762 | -0.13343 | -0.033724 | 5.968e-05 | 3.8144e-05 | 0.19999 | 0.19999 | 0.19999 | 0.99376 | -0.11942 | 0.99327 | -0.12874 | 54.9421
3 | -0.1483 | -0.037526 | 0.1483 | 0.037527 | 1.2948e-06 | 8.205e-07 | 0.22195 | 0.22195 | 0.22195 | 0.99481 | -0.099197 | 0.99482 | -0.099015 | 20.3249
4 | 0.12913 | 0.032646 | -0.12881 | -0.032442 | 0.00031932 | 0.00020407 | 0.19355 | 0.19355 | 0.19355 | 0.99327 | -0.12874 | 0.99059 | -0.18044 | 53.1723
5 | -0.15163 | -0.038362 | 0.15168 | 0.038393 | 5.0103e-05 | 3.1762e-05 | 0.22693 | 0.22693 | 0.22693 | 0.99482 | -0.099015 | 0.99518 | -0.092132 | 20.7809
6 | 0.0049248 | 0.0012342 | -0.0049246 | -0.0012342 | 1.9211e-07 | 2.446e-09 | 0.0073977 | 0.0073978 | 0.0073978 | 0.99059 | -0.18044 | 0.99055 | -0.18126 | 2.0324
7 | 0.084811 | 0.0214 | -0.08474 | -0.021355 | 7.1254e-05 | 4.5452e-05 | 0.12745 | 0.12745 | 0.12745 | 0.99059 | -0.18044 | 0.98968 | -0.198 | 35.0138
8 | 0.039073 | 0.0098075 | -0.039047 | -0.0097912 | 2.5945e-05 | 1.6347e-05 | 0.058699 | 0.058699 | 0.058699 | 0.99059 | -0.18044 | 0.98987 | -0.19437 | 16.1262
9 | -0.15532 | -0.039307 | 0.15534 | 0.039318 | 1.7046e-05 | 1.0811e-05 | 0.23238 | 0.23238 | 0.23238 | 0.99518 | -0.092132 | 0.9953 | -0.089845 | 21.2799
10 | 0.0049246 | 0.0012342 | -0.0049244 | -0.0012342 | 1.5383e-07 | 1.967e-09 | 0.0073978 | 0.0073978 | 0.0073978 | 0.99055 | -0.18126 | 0.99052 | -0.18192 | 2.0324
11 | 0.080197 | 0.020216 | -0.080138 | -0.020178 | 5.918e-05 | 3.7736e-05 | 0.12062 | 0.12062 | 0.12062 | 0.98968 | -0.198 | 0.98889 | -0.21344 | 33.1375
12 | 0.035913 | 0.0090057 | -0.035912 | -0.0090049 | 1.3707e-06 | 8.6113e-07 | 0.053988 | 0.053988 | 0.053988 | 0.98987 | -0.19437 | 0.98983 | -0.19518 | 14.8319
13 | -0.16017 | -0.040528 | 0.16021 | 0.040554 | 4.2122e-05 | 2.6729e-05 | 0.23959 | 0.23959 | 0.23959 | 0.9953 | -0.089845 | 0.99559 | -0.084367 | 21.9409
14 | -0.065955 | -0.016555 | 0.066005 | 0.016587 | 5.0091e-05 | 3.188e-05 | 0.098715 | 0.098715 | 0.098715 | 0.99428 | -0.10976 | 0.9951 | -0.093853 | 27.1196
15 | 0.062026 | 0.01557 | -0.062 | -0.015554 | 2.6051e-05 | 1.6568e-05 | 0.092836 | 0.092836 | 0.092836 | 0.99428 | -0.10976 | 0.99382 | -0.11857 | 25.5045
16 | -0.072054 | -0.018103 | 0.072061 | 0.018107 | 6.7621e-06 | 4.3076e-06 | 0.10776 | 0.10776 | 0.10776 | 0.9951 | -0.093853 | 0.9952 | -0.091887 | 29.6049
17 | 0.058075 | 0.01457 | -0.058065 | -0.014564 | 9.7914e-06 | 6.2218e-06 | 0.086959 | 0.086959 | 0.086959 | 0.99382 | -0.11857 | 0.99364 | -0.12211 | 23.8899
18 | -0.085134 | -0.021384 | 0.085243 | 0.021453 | 0.00010866 | 6.931e-05 | 0.12731 | 0.12731 | 0.12731 | 0.9952 | -0.091887 | 0.99659 | -0.065177 | 34.9749
19 | 0.042143 | 0.010573 | -0.042135 | -0.010568 | 7.7526e-06 | 4.8945e-06 | 0.063115 | 0.063115 | 0.063115 | 0.99364 | -0.12211 | 0.99344 | -0.12597 | 17.3392
20 | 0.16422 | 0.041617 | -0.16407 | -0.041521 | 0.00015126 | 9.6023e-05 | 0.24536 | 0.24536 | 0.24536 | 0.99659 | -0.065177 | 0.99559 | -0.084367 | 22.4688
21 | -0.27946 | -0.070594 | 0.27988 | 0.07086 | 0.0004166 | 0.00026587 | 0.41746 | 0.41746 | 0.41746 | 0.99659 | -0.065177 | 0.99821 | -0.034125 | 38.2288
22 | 0.029998 | 0.0075239 | -0.029985 | -0.0075161 | 1.2578e-05 | 7.832e-06 | 0.044792 | 0.044792 | 0.044792 | 0.99659 | -0.065177 | 0.99613 | -0.073977 | 12.3055
23 | 0.03824 | 0.0095922 | -0.03823 | -0.0095862 | 9.5503e-06 | 6.0117e-06 | 0.05728 | 0.057281 | 0.057281 | 0.99344 | -0.12597 | 0.99317 | -0.13121 | 15.7364
24 | -0.28266 | -0.071558 | 0.28276 | 0.071619 | 9.6714e-05 | 6.1726e-05 | 0.42161 | 0.42161 | 0.42161 | 0.99821 | -0.034125 | 0.99858 | -0.027 | 38.609
25 | 0.021359 | 0.0053542 | -0.021359 | -0.005354 | 3.0628e-07 | 1.8558e-07 | 0.031907 | 0.031907 | 0.031907 | 0.99613 | -0.073977 | 0.99612 | -0.074278 | 8.7655
26 | 0.033177 | 0.0083198 | -0.033171 | -0.0083157 | 6.5078e-06 | 4.0741e-06 | 0.04971 | 0.04971 | 0.04971 | 0.99317 | -0.13121 | 0.99295 | -0.13533 | 13.6565
27 | -0.28679 | -0.072631 | 0.28684 | 0.072662 | 4.9094e-05 | 3.1336e-05 | 0.42762 | 0.42762 | 0.42762 | 0.99858 | -0.027 | 0.99877 | -0.023436 | 39.1597
28 | 0.015768 | 0.0039528 | -0.015765 | -0.0039512 | 2.6359e-06 | 1.5221e-06 | 0.023555 | 0.023555 | 0.023555 | 0.99612 | -0.074278 | 0.99594 | -0.077787 | 6.471
29 | -0.28961 | -0.073356 | 0.28975 | 0.073447 | 0.00014207 | 9.0685e-05 | 0.43175 | 0.43175 | 0.43175 | 0.99877 | -0.023436 | 0.99931 | -0.013228 | 39.5376
30 | 0.012519 | 0.0031377 | -0.012519 | -0.0031377 | 8.1608e-08 | 4.4135e-08 | 0.018705 | 0.018705 | 0.018705 | 0.99594 | -0.077787 | 0.99593 | -0.077924 | 5.1387
31 | 0.028105 | 0.0070461 | -0.028101 | -0.0070436 | 4.0025e-06 | 2.4838e-06 | 0.042118 | 0.042118 | 0.042118 | 0.99295 | -0.13533 | 0.9928 | -0.13832 | 11.5709
32 | 0.01548 | 0.00388 | -0.015479 | -0.0038796 | 5.6956e-07 | 3.2804e-07 | 0.023202 | 0.023202 | 0.023202 | 0.9928 | -0.13832 | 0.99276 | -0.13909 | 6.3741
33 | 0.012621 | 0.0031636 | -0.012619 | -0.0031627 | 1.7027e-06 | 9.2567e-07 | 0.018916 | 0.018916 | 0.018916 | 0.9928 | -0.13832 | 0.99265 | -0.14115 | 5.1968
34 | 0.010422 | 0.0026121 | -0.010421 | -0.0026117 | 7.2372e-07 | 3.6092e-07 | 0.015621 | 0.015621 | 0.015621 | 0.99276 | -0.13909 | 0.99268 | -0.14055 | 4.2914
35 | 0.0081048 | 0.0020313 | -0.0081041 | -0.002031 | 6.6097e-07 | 2.6867e-07 | 0.012149 | 0.012149 | 0.012149 | 0.99265 | -0.14115 | 0.99256 | -0.14286 | 3.3377
36 | 0.0044439 | 0.0011137 | -0.0044437 | -0.0011137 | 1.3851e-07 | -1.8911e-08 | 0.0066621 | 0.0066621 | 0.0066621 | 0.99256 | -0.14286 | 0.99253 | -0.14351 | 1.8302
37 | 0.0048291 | 0.0012102 | -0.0048289 | -0.0012102 | 1.6916e-07 | -3.027e-09 | 0.0072387 | 0.0072388 | 0.0072388 | 0.99268 | -0.14055 | 0.99265 | -0.14128 | 1.9887
38 | 0.076735 | 0.019325 | -0.076693 | -0.019299 | 4.1862e-05 | 2.6684e-05 | 0.1155 | 0.1155 | 0.1155 | 0.98889 | -0.21344 | 0.9883 | -0.22485 | 31.7305
39 | 0.028624 | 0.0071784 | -0.028618 | -0.0071748 | 5.7849e-06 | 3.5953e-06 | 0.043032 | 0.043032 | 0.043032 | 0.98983 | -0.19518 | 0.98961 | -0.19942 | 11.8221
40 | 0.072912 | 0.018351 | -0.072908 | -0.018348 | 4.2432e-06 | 2.7036e-06 | 0.10981 | 0.10981 | 0.10981 | 0.9883 | -0.22485 | 0.98823 | -0.22607 | 30.1668
41 | 0.024089 | 0.0060396 | -0.024085 | -0.0060374 | 3.6096e-06 | 2.2159e-06 | 0.036222 | 0.036222 | 0.036222 | 0.98961 | -0.19942 | 0.98945 | -0.20256 | 9.951
42 | -0.0012493 | -0.00031311 | 0.0012493 | 0.000313 | 1.1592e-08 | -1.0342e-07 | 0.0018858 | 0.0018857 | 0.0018858 | 0.98581 | -0.27315 | 0.98582 | -0.27296 | 0.51807
43 | -0.0024839 | -0.00062243 | 0.002484 | 0.00062235 | 4.4786e-08 | -7.9665e-08 | 0.0037493 | 0.0037492 | 0.0037493 | 0.98582 | -0.27296 | 0.98584 | -0.27258 | 1.03
44 | -0.03978 | -0.0099698 | 0.039844 | 0.01001 | 6.4191e-05 | 4.0481e-05 | 0.060167 | 0.060167 | 0.060167 | 0.98381 | -0.3122 | 0.98554 | -0.27839 | 16.5295
45 | -0.039844 | -0.01001 | 0.039857 | 0.010019 | 1.3308e-05 | 8.3921e-06 | 0.060167 | 0.060167 | 0.060167 | 0.98554 | -0.27839 | 0.9859 | -0.27139 | 16.5295
46 | -0.0037843 | -0.00094842 | 0.0037844 | 0.00094837 | 1.1988e-07 | -5.345e-08 | 0.0056536 | 0.0056536 | 0.0056536 | 0.99601 | -0.076423 | 0.99604 | -0.075758 | 1.5532
47 | -0.0075672 | -0.0018964 | 0.0075678 | 0.0018967 | 6.0358e-07 | 2.2235e-07 | 0.011305 | 0.011305 | 0.011305 | 0.99604 | -0.075758 | 0.99613 | -0.074084 | 3.1057
48 | -0.0121 | -0.0030325 | 0.012101 | 0.0030332 | 1.4279e-06 | 7.6211e-07 | 0.018075 | 0.018074 | 0.018075 | 0.99613 | -0.074084 | 0.99626 | -0.071607 | 4.9655
49 | 0.050895 | 0.012786 | -0.050855 | -0.012761 | 3.9445e-05 | 2.5008e-05 | 0.076028 | 0.076028 | 0.076028 | 0.99626 | -0.071607 | 0.99541 | -0.087859 | 20.8868
50 | 0.23015 | 0.058107 | -0.22993 | -0.05797 | 0.00021382 | 0.00013628 | 0.3439 | 0.3439 | 0.3439 | 0.99626 | -0.071607 | 0.99525 | -0.091018 | 31.4926
51 | -0.29314 | -0.073926 | 0.29362 | 0.074232 | 0.00047874 | 0.00030561 | 0.438 | 0.438 | 0.438 | 0.99626 | -0.071607 | 0.99803 | -0.037549 | 40.1101
52 | 0.046574 | 0.011688 | -0.046565 | -0.011683 | 8.8391e-06 | 5.5938e-06 | 0.069628 | 0.069628 | 0.069628 | 0.99541 | -0.087859 | 0.99521 | -0.09184 | 19.1285
53 | 0.22403 | 0.05649 | -0.22384 | -0.056372 | 0.00018574 | 0.00011836 | 0.33507 | 0.33507 | 0.33507 | 0.99525 | -0.091018 | 0.99435 | -0.10836 | 30.6841
54 | -0.29665 | -0.07499 | 0.29682 | 0.075099 | 0.0001704 | 0.00010878 | 0.44251 | 0.44251 | 0.44251 | 0.99803 | -0.037549 | 0.99866 | -0.025578 | 40.5232
55 | 0.29926 | 0.075903 | -0.29924 | -0.07589 | 2.0616e-05 | 1.3161e-05 | 0.44562 | 0.44562 | 0.44562 | 1 | 0 | 0.99992 | -0.0014329 | 40.8078
56 | 0.30917 | 0.078341 | -0.30902 | -0.078245 | 0.00015038 | 9.6018e-05 | 0.46036 | 0.46036 | 0.46036 | 1 | 0 | 0.99947 | -0.010129 | 42.1571
57 | 0.29646 | 0.075193 | -0.2963 | -0.075092 | 0.00015836 | 0.0001011 | 0.44149 | 0.44149 | 0.44149 | 0.99992 | -0.0014329 | 0.99934 | -0.01255 | 40.4293
58 | 0.30624 | 0.077549 | -0.30619 | -0.077513 | 5.6251e-05 | 3.5916e-05 | 0.45622 | 0.45622 | 0.45622 | 0.99947 | -0.010129 | 0.99927 | -0.013955 | 41.7783
59 | 0.29352 | 0.074396 | -0.29351 | -0.07439 | 9.5664e-06 | 6.1068e-06 | 0.43735 | 0.43735 | 0.43735 | 0.99934 | -0.01255 | 0.99931 | -0.013228 | 40.0504
60 | 0.30318 | 0.076758 | -0.30302 | -0.076656 | 0.00015919 | 0.00010164 | 0.45173 | 0.45173 | 0.45173 | 0.99927 | -0.013955 | 0.9987 | -0.024898 | 41.3676
61 | 0.29983 | 0.075857 | -0.29982 | -0.07585 | 9.7814e-06 | 6.2447e-06 | 0.44698 | 0.44698 | 0.44698 | 0.9987 | -0.024898 | 0.99866 | -0.025578 | 40.9323
62 | 0.043559 | 0.010929 | -0.043549 | -0.010923 | 1.0234e-05 | 6.4665e-06 | 0.065133 | 0.065133 | 0.065133 | 0.99521 | -0.09184 | 0.99495 | -0.096769 | 17.8938
63 | 0.21848 | 0.055029 | -0.21837 | -0.054955 | 0.00011661 | 7.4289e-05 | 0.32705 | 0.32705 | 0.32705 | 0.99435 | -0.10836 | 0.99377 | -0.11952 | 29.9497
64 | 0.04085 | 0.010246 | -0.040848 | -0.010245 | 1.9612e-06 | 1.237e-06 | 0.061097 | 0.061097 | 0.061097 | 0.99495 | -0.096769 | 0.9949 | -0.097776 | 16.785
65 | 0.21676 | 0.054552 | -0.21676 | -0.054549 | 4.4888e-06 | 2.8596e-06 | 0.32465 | 0.32465 | 0.32465 | 0.99377 | -0.11952 | 0.99374 | -0.11996 | 29.7294
66 | 0.19893 | 0.04996 | -0.19892 | -0.049954 | 9.0452e-06 | 5.775e-06 | 0.29839 | 0.29839 | 0.29839 | 0.99213 | -0.15113 | 0.99208 | -0.15209 | 40.9877
67 | -0.20613 | -0.051765 | 0.20627 | 0.051857 | 0.00014355 | 9.1408e-05 | 0.30919 | 0.30919 | 0.30919 | 0.99213 | -0.15113 | 0.99288 | -0.13655 | 28.3144
68 | 0.11448 | 0.028793 | -0.11441 | -0.028749 | 6.8269e-05 | 4.3612e-05 | 0.17175 | 0.17175 | 0.17175 | 0.99208 | -0.15209 | 0.99143 | -0.16458 | 47.1832
69 | -0.21085 | -0.053004 | 0.21091 | 0.053039 | 5.4952e-05 | 3.4999e-05 | 0.31606 | 0.31606 | 0.31606 | 0.99288 | -0.13655 | 0.99317 | -0.13109 | 28.9428
70 | 0.051528 | 0.012943 | -0.051518 | -0.012937 | 9.9291e-06 | 6.2976e-06 | 0.077347 | 0.077347 | 0.077347 | 0.99143 | -0.16458 | 0.99123 | -0.16862 | 21.2492
71 | 0.062886 | 0.015806 | -0.062841 | -0.015778 | 4.4551e-05 | 2.8341e-05 | 0.0944 | 0.0944 | 0.0944 | 0.99143 | -0.16458 | 0.99067 | -0.17943 | 25.934
72 | -0.21348 | -0.053684 | 0.21359 | 0.053756 | 0.00011359 | 7.2354e-05 | 0.31991 | 0.31991 | 0.31991 | 0.99317 | -0.13109 | 0.99374 | -0.11996 | 29.2956
73 | 0.048874 | 0.012274 | -0.048861 | -0.012266 | 1.3226e-05 | 8.3802e-06 | 0.073378 | 0.073378 | 0.073378 | 0.99123 | -0.16862 | 0.99093 | -0.17429 | 20.1589
74 | 0.056014 | 0.014067 | -0.055995 | -0.014054 | 1.9261e-05 | 1.2234e-05 | 0.084146 | 0.084146 | 0.084146 | 0.99067 | -0.17943 | 0.9903 | -0.18664 | 23.1169
75 | 0.046108 | 0.011576 | -0.046094 | -0.011567 | 1.4182e-05 | 8.9752e-06 | 0.069245 | 0.069245 | 0.069245 | 0.99093 | -0.17429 | 0.9906 | -0.18074 | 19.0234
76 | 0.049042 | 0.012312 | -0.049013 | -0.012293 | 2.9119e-05 | 1.8452e-05 | 0.073698 | 0.073698 | 0.073698 | 0.9903 | -0.18664 | 0.98965 | -0.19909 | 20.2468
77 | 0.041768 | 0.010483 | -0.041757 | -0.010476 | 1.0646e-05 | 6.7206e-06 | 0.062746 | 0.062747 | 0.062747 | 0.9906 | -0.18074 | 0.99032 | -0.18609 | 17.2381
78 | 0.045728 | 0.01147 | -0.045715 | -0.011462 | 1.3361e-05 | 8.4543e-06 | 0.068759 | 0.068759 | 0.068759 | 0.98965 | -0.19909 | 0.98934 | -0.20522 | 18.8899
79 | -0.029415 | -0.007372 | 0.029428 | 0.0073802 | 1.3096e-05 | 8.1523e-06 | 0.04424 | 0.04424 | 0.04424 | 0.98937 | -0.20469 | 0.98985 | -0.19535 | 12.1539
80 | -0.034425 | -0.0086325 | 0.034432 | 0.0086374 | 7.8274e-06 | 4.9093e-06 | 0.051752 | 0.051751 | 0.051752 | 0.98985 | -0.19535 | 0.99009 | -0.19058 | 14.2174
81 | -0.038087 | -0.0095534 | 0.038095 | 0.0095585 | 8.1628e-06 | 5.1387e-06 | 0.057244 | 0.057244 | 0.057244 | 0.99009 | -0.19058 | 0.99032 | -0.18609 | 15.7265
82 | -0.043655 | -0.01097 | 0.043668 | 0.010978 | 1.3143e-05 | 8.3088e-06 | 0.065898 | 0.065898 | 0.065898 | 0.9859 | -0.27139 | 0.98623 | -0.26509 | 18.1039
83 | 0.0037973 | 0.00095136 | -0.0037971 | -0.00095144 | 2.1487e-07 | -8.4921e-08 | 0.0057311 | 0.0057312 | 0.0057312 | 0.9859 | -0.27139 | 0.98584 | -0.27258 | 1.5745
84 | -0.051191 | -0.012864 | 0.051232 | 0.01289 | 4.1828e-05 | 2.6531e-05 | 0.077248 | 0.077248 | 0.077248 | 0.98623 | -0.26509 | 0.98711 | -0.24798 | 21.2221
85 | 0.0075227 | 0.0018855 | -0.0075219 | -0.0018852 | 7.8334e-07 | 2.9446e-07 | 0.01135 | 0.01135 | 0.01135 | 0.98623 | -0.26509 | 0.98611 | -0.26727 | 3.1182
86 | -0.056259 | -0.01415 | 0.056261 | 0.014151 | 1.8501e-06 | 1.1753e-06 | 0.084826 | 0.084826 | 0.084826 | 0.98711 | -0.24798 | 0.98714 | -0.2473 | 23.304
87 | -0.0609 | -0.015314 | 0.060928 | 0.015332 | 2.7552e-05 | 1.7522e-05 | 0.091819 | 0.091819 | 0.091819 | 0.98714 | -0.2473 | 0.98763 | -0.23783 | 25.225
88 | 0.068332 | 0.017201 | -0.068331 | -0.017201 | 2.271e-07 | 1.4462e-07 | 0.10292 | 0.10292 | 0.10292 | 0.98823 | -0.22607 | 0.98823 | -0.22614 | 28.2737
89 | 0.066565 | 0.016759 | -0.066535 | -0.01674 | 2.9794e-05 | 1.8967e-05 | 0.10026 | 0.10026 | 0.10026 | 0.98823 | -0.22614 | 0.98775 | -0.23551 | 27.5429
90 | 0.020712 | 0.005192 | -0.020711 | -0.005191 | 1.7057e-06 | 1.0314e-06 | 0.031149 | 0.031149 | 0.031149 | 0.98945 | -0.20256 | 0.98936 | -0.20429 | 8.5575
91 | 0.015082 | 0.0037803 | -0.015082 | -0.00378 | 6.4193e-07 | 3.6812e-07 | 0.022684 | 0.022684 | 0.022684 | 0.98936 | -0.20429 | 0.98932 | -0.20518 | 6.2319
92 | 0.011718 | 0.0029369 | -0.011717 | -0.0029365 | 8.7502e-07 | 4.6356e-07 | 0.017625 | 0.017625 | 0.017625 | 0.98932 | -0.20518 | 0.98924 | -0.20675 | 4.8419
93 | 0.0074979 | 0.0018791 | -0.0074978 | -0.0018791 | 2.9556e-08 | 1.0961e-08 | 0.011278 | 0.011278 | 0.011278 | 0.98924 | -0.20675 | 0.98923 | -0.20683 | 3.0984
94 | 0.0041351 | 0.0010363 | -0.004135 | -0.0010363 | 1.3551e-07 | -3.3179e-08 | 0.0062201 | 0.0062201 | 0.0062201 | 0.98923 | -0.20683 | 0.9892 | -0.20752 | 1.7088
95 | -0.064056 | -0.016115 | 0.064063 | 0.01612 | 7.1046e-06 | 4.5209e-06 | 0.096532 | 0.096532 | 0.096532 | 0.98763 | -0.23783 | 0.98775 | -0.23551 | 26.5198
96 | -0.003716 | -0.00093131 | 0.0037161 | 0.00093126 | 9.9083e-08 | -4.8085e-08 | 0.0055526 | 0.0055526 | 0.0055526 | 0.99583 | -0.079851 | 0.99586 | -0.079292 | 1.5254
97 | -0.0074201 | -0.0018596 | 0.0074202 | 0.0018596 | 5.6402e-08 | 2.0178e-08 | 0.011087 | 0.011087 | 0.011087 | 0.99586 | -0.079292 | 0.99587 | -0.079132 | 3.0459
98 | 0.036557 | 0.0091697 | -0.036549 | -0.0091649 | 7.5716e-06 | 4.7581e-06 | 0.054679 | 0.054679 | 0.054679 | 0.9949 | -0.097776 | 0.99468 | -0.10212 | 15.0216
99 | 0.033711 | 0.0084535 | -0.033708 | -0.0084516 | 3.0967e-06 | 1.9398e-06 | 0.050432 | 0.050432 | 0.050432 | 0.99468 | -0.10212 | 0.99458 | -0.10405 | 13.855
100 | 0.029416 | 0.0073759 | -0.029413 | -0.0073744 | 2.4149e-06 | 1.5024e-06 | 0.044011 | 0.044011 | 0.044011 | 0.99458 | -0.10405 | 0.99449 | -0.10577 | 12.0909
101 | 0.02671 | 0.006697 | -0.026706 | -0.0066945 | 4.0016e-06 | 2.4744e-06 | 0.039967 | 0.039967 | 0.039967 | 0.99449 | -0.10577 | 0.99432 | -0.10892 | 10.9798
102 | 0.022418 | 0.0056197 | -0.022417 | -0.0056193 | 6.2435e-07 | 3.804e-07 | 0.033549 | 0.033549 | 0.033549 | 0.99432 | -0.10892 | 0.99429 | -0.1095 | 9.2167
103 | 0.019327 | 0.0048448 | -0.019325 | -0.0048435 | 2.0604e-06 | 1.2335e-06 | 0.028924 | 0.028924 | 0.028924 | 0.99429 | -0.1095 | 0.99418 | -0.11174 | 7.9461
104 | 0.016331 | 0.0040932 | -0.01633 | -0.0040929 | 4.4111e-07 | 2.5678e-07 | 0.024443 | 0.024443 | 0.024443 | 0.99418 | -0.11174 | 0.99415 | -0.11231 | 6.715
105 | 0.012012 | 0.0030108 | -0.012012 | -0.0030104 | 7.0127e-07 | 3.7382e-07 | 0.01798 | 0.01798 | 0.01798 | 0.99415 | -0.11231 | 0.99408 | -0.11353 | 4.9396
106 | 0.0079916 | 0.0020029 | -0.0079912 | -0.0020027 | 4.526e-07 | 1.8033e-07 | 0.011962 | 0.011962 | 0.011962 | 0.99408 | -0.11353 | 0.99402 | -0.11472 | 3.2864
107 | 0.0043284 | 0.0010847 | -0.0043283 | -0.0010848 | 1.3608e-07 | -2.4948e-08 | 0.0064795 | 0.0064795 | 0.0064795 | 0.99402 | -0.11472 | 0.99399 | -0.11538 | 1.7801
108 | 0.010672 | 0.0026747 | -0.010671 | -0.0026743 | 6.1407e-07 | 3.0919e-07 | 0.015945 | 0.015945 | 0.015945 | 0.99593 | -0.077924 | 0.99587 | -0.079132 | 4.3804
109 | 0.022961 | 0.0057573 | -0.022957 | -0.0057548 | 4.0593e-06 | 2.4815e-06 | 0.034542 | 0.034542 | 0.034542 | 0.98915 | -0.20878 | 0.98896 | -0.21249 | 9.4896
110 | -0.028789 | -0.0072179 | 0.028793 | 0.0072203 | 3.9967e-06 | 2.4849e-06 | 0.043309 | 0.043309 | 0.043309 | 0.98915 | -0.20878 | 0.9893 | -0.20586 | 11.8981
111 | 0.017609 | 0.0044143 | -0.017606 | -0.0044128 | 2.4928e-06 | 1.4739e-06 | 0.026495 | 0.026495 | 0.026495 | 0.98896 | -0.21249 | 0.98881 | -0.21546 | 7.2788
112 | -0.032412 | -0.0081274 | 0.032413 | 0.008128 | 9.8943e-07 | 6.1898e-07 | 0.048753 | 0.048753 | 0.048753 | 0.9893 | -0.20586 | 0.98934 | -0.20522 | 13.3936
113 | 0.012884 | 0.0032294 | -0.012883 | -0.0032287 | 1.2014e-06 | 6.5959e-07 | 0.019388 | 0.019389 | 0.019389 | 0.98881 | -0.21546 | 0.98871 | -0.21742 | 5.3265
114 | 0.0081267 | 0.0020367 | -0.0081262 | -0.0020365 | 4.8272e-07 | 1.9859e-07 | 0.012231 | 0.012231 | 0.012231 | 0.98871 | -0.21742 | 0.98865 | -0.21866 | 3.3601
115 | 0.003188 | 0.00079891 | -0.0031879 | -0.00079897 | 7.6071e-08 | -6.4294e-08 | 0.0047982 | 0.0047983 | 0.0047983 | 0.98865 | -0.21866 | 0.98862 | -0.21916 | 1.3182

## res_trafo
| p_hv_mw | q_hv_mvar | p_lv_mw | q_lv_mvar | pl_mw | ql_mvar | i_hv_ka | i_lv_ka | vm_hv_pu | va_hv_degree | vm_lv_pu | va_lv_degree | loading_percent
0 | -1.2729e-15 | -1.3162e-15 | 0.00165 | 1.2699e-07 | 0.00165 | 1.2699e-07 | 5.2857e-17 | 0.0023815 | 0.99998 | 149.9956 | 1 | 0 | 0.2619

## res_ext_grid
| p_mw | q_mvar
0 | 0.61329 | 0.15505

## res_load
| p_mw | q_mvar
0 | 0.0033352 | 0.00083588
1 | 0.0065012 | 0.0016294
2 | 0.0048356 | 0.0012119
3 | 0.0043003 | 0.0010778
4 | 0.0033295 | 0.00083444
5 | 0.0036444 | 0.00091338
6 | 0.0045427 | 0.0011385
7 | 0.003134 | 0.00078545
8 | 0.0048279 | 0.00121
9 | 0.0039283 | 0.00098453
10 | 0.0060499 | 0.0015162
11 | 0.0039253 | 0.00098377
12 | 0.013073 | 0.0032764
13 | 0.015922 | 0.0039905
14 | 0.0038951 | 0.0009762
15 | 0.0038565 | 0.00096654
16 | 0.0027852 | 0.00069804
17 | 0.0086259 | 0.0021619
18 | 0.0050531 | 0.0012664
19 | 0.0040357 | 0.0010114
20 | 0.0055911 | 0.0014013
21 | 0.0027697 | 0.00069416
22 | 0.0032458 | 0.00081349
23 | 0.005066 | 0.0012697
24 | 0.0050576 | 0.0012676
25 | 0.0045143 | 0.0011314
26 | 0.0036602 | 0.00091734
27 | 0.0044437 | 0.0011137
28 | 0.0049244 | 0.0012342
29 | 0.0055919 | 0.0014015
30 | 0.0034035 | 0.00085301
31 | 0.0072879 | 0.0018265
32 | 0.0037804 | 0.00094746
33 | 0.0045295 | 0.0011352
34 | 0.0012493 | 0.00031311
35 | 0.0012346 | 0.00030942
36 | 0.03978 | 0.0099698
37 | 0.0048289 | 0.0012102
38 | 0.0037843 | 0.00094842
39 | 0.0037828 | 0.00094806
40 | 0.0045319 | 0.0011358
41 | 0.0042816 | 0.0010731
42 | 0.0059055 | 0.0014801
43 | 0.003026 | 0.00075837
44 | 0.0032083 | 0.00080408
45 | 0.0027777 | 0.00069615
46 | 0.002778 | 0.00069624
47 | 0.0027789 | 0.00069646
48 | 0.0030122 | 0.00075494
49 | 0.0037609 | 0.00094258
50 | 0.0031903 | 0.00079958
51 | 0.0029983 | 0.00075143
52 | 0.0030058 | 0.00075333
53 | 0.005359 | 0.0013431
54 | 0.0026987 | 0.00067636
55 | 0.0016065 | 0.00040263
56 | 0.0072026 | 0.0018051
57 | 0.084435 | 0.021161
58 | 0.0045788 | 0.0011476
59 | 0.0025715 | 0.00064449
60 | 0.0026437 | 0.00066257
61 | 0.006827 | 0.001711
62 | 0.003164 | 0.00079297
63 | 0.0027526 | 0.00068986
64 | 0.0069529 | 0.0017426
65 | 0.0043263 | 0.0010843
66 | 0.003285 | 0.00082329
67 | 0.029415 | 0.007372
68 | 0.0049967 | 0.0012523
69 | 0.0036549 | 0.00091601
70 | 0.0036618 | 0.00091774
71 | 0.0013131 | 0.0003291
72 | 0.005027 | 0.0012599
73 | 0.0075219 | 0.0018852
74 | 0.0046389 | 0.0011626
75 | 0.0045765 | 0.001147
76 | 0.0017666 | 0.00044275
77 | 0.003373 | 0.00084536
78 | 0.0056284 | 0.0014106
79 | 0.0033638 | 0.00084306
80 | 0.004219 | 0.0010574
81 | 0.0033627 | 0.00084278
82 | 0.004135 | 0.0010363
83 | 0.0031281 | 0.00078397
84 | 0.0024722 | 0.00061958
85 | 0.003716 | 0.00093131
86 | 0.003704 | 0.00092832
87 | 0.0042915 | 0.0010756
88 | 0.0028386 | 0.00071143
89 | 0.0042919 | 0.0010757
90 | 0.002703 | 0.00067744
91 | 0.0042885 | 0.0010748
92 | 0.0030905 | 0.00077455
93 | 0.002994 | 0.00075037
94 | 0.0043176 | 0.0010821
95 | 0.0040201 | 0.0010075
96 | 0.0036627 | 0.00091797
97 | 0.0043283 | 0.0010848
98 | 0.0018476 | 0.00046305
99 | 0.0032509 | 0.00081474
100 | 0.0058277 | 0.0014606
101 | 0.0053486 | 0.0013405
102 | 0.0036192 | 0.00090706
103 | 0.0047222 | 0.0011835
104 | 0.013302 | 0.0033337
105 | 0.004756 | 0.001192
106 | 0.0049382 | 0.0012376
107 | 0.0031879 | 0.00079897

## dtypes
| element | column | dtype
0 | bus | name | object
1 | bus | vn_kv | float64
2 | bus | type | object
3 | bus | zone | object
4 | bus | in_service | bool
5 | load | name | object
6 | load | bus | uint32
7 | load | p_mw | float64
8 | load | q_mvar | float64
9 | load | const_z_percent | float64
10 | load | const_i_percent | float64
11 | load | sn_mva | float64
12 | load | scaling | float64
13 | load | in_service | bool
14 | load | type | object
15 | ext_grid | name | object
16 | ext_grid | bus | uint32
17 | ext_grid | vm_pu | float64
18 | ext_grid | va_degree | float64
19 | ext_grid | slack_weight | float64
20 | ext_grid | in_service | bool
21 | line | name | object
22 | line | std_type | object
23 | line | from_bus | uint32
24 | line | to_bus | uint32
25 | line | length_km | float64
26 | line | r_ohm_per_km | float64
27 | line | x_ohm_per_km | float64
28 | line | c_nf_per_km | float64
29 | line | g_us_per_km | float64
30 | line | max_i_ka | float64
31 | line | df | float64
32 | line | parallel | uint32
33 | line | type | object
34 | line | in_service | bool
35 | trafo | name | object
36 | trafo | std_type | object
37 | trafo | hv_bus | uint32
38 | trafo | lv_bus | uint32
39 | trafo | sn_mva | float64
40 | trafo | vn_hv_kv | float64
41 | trafo | vn_lv_kv | float64
42 | trafo | vk_percent | float64
43 | trafo | vkr_percent | float64
44 | trafo | pfe_kw | float64
45 | trafo | i0_percent | float64
46 | trafo | shift_degree | float64
47 | trafo | tap_side | object
48 | trafo | tap_neutral | int32
49 | trafo | tap_min | int32
50 | trafo | tap_max | int32
51 | trafo | tap_step_percent | float64
52 | trafo | tap_step_degree | float64
53 | trafo | tap_pos | int32
54 | trafo | tap_phase_shifter | bool
55 | trafo | parallel | uint32
56 | trafo | df | float64
57 | trafo | in_service | bool
58 | line_geodata | coords | object
59 | bus_geodata | x | float64
60 | bus_geodata | y | float64
61 | bus_geodata | coords | object
62 | res_bus | vm_pu | float64
63 | res_bus | va_degree | float64
64 | res_bus | p_mw | float64
65 | res_bus | q_mvar | float64
66 | res_line | p_from_mw | float64
67 | res_line | q_from_mvar | float64
68 | res_line | p_to_mw | float64
69 | res_line | q_to_mvar | float64
70 | res_line | pl_mw | float64
71 | res_line | ql_mvar | float64
72 | res_line | i_from_ka | float64
73 | res_line | i_to_ka | float64
74 | res_line | i_ka | float64
75 | res_line | vm_from_pu | float64
76 | res_line | va_from_degree | float64
77 | res_line | vm_to_pu | float64
78 | res_line | va_to_degree | float64
79 | res_line | loading_percent | float64
80 | res_trafo | p_hv_mw | float64
81 | res_trafo | q_hv_mvar | float64
82 | res_trafo | p_lv_mw | float64
83 | res_trafo | q_lv_mvar | float64
84 | res_trafo | pl_mw | float64
85 | res_trafo | ql_mvar | float64
86 | res_trafo | i_hv_ka | float64
87 | res_trafo | i_lv_ka | float64
88 | res_trafo | vm_hv_pu | float64
89 | res_trafo | va_hv_degree | float64
90 | res_trafo | vm_lv_pu | float64
91 | res_trafo | va_lv_degree | float64
92 | res_trafo | loading_percent | float64
93 | res_ext_grid | p_mw | float64
94 | res_ext_grid | q_mvar | float64
95 | res_load | p_mw | float64
96 | res_load | q_mvar | float64

## parameters
| version | format_version | converged | OPF_converged | name | f_hz | sn_mva
0 | 2.14.6 | 2.14.0 | TRUE | FALSE |  | 50 | 1