## bus
| name | vn_kv | type | zone | in_service
0 | bus_LV_2701-349_0_8_node_0 | 0.4 | n |  | TRUE
1 | bus_LV_2701-349_0_8_node_1 | 0.4 | n |  | TRUE
2 | bus_LV_2701-349_0_8_node_2 | 0.4 | n |  | TRUE
3 | bus_LV_2701-349_0_8_node_3 | 0.4 | n |  | TRUE
4 | bus_LV_2701-349_0_8_node_4 | 0.4 | n |  | TRUE
5 | bus_LV_2701-349_0_8_node_30 | 0.4 | n |  | TRUE
6 | bus_LV_2701-349_0_8_node_70 | 0.4 | n |  | TRUE
7 | bus_LV_2701-349_0_8_node_15 | 0.4 | n |  | TRUE
8 | bus_LV_2701-349_0_8_node_71 | 0.4 | n |  | TRUE
9 | bus_LV_2701-349_0_8_node_5 | 0.4 | n |  | TRUE
10 | bus_LV_2701-349_0_8_node_6 | 0.4 | n |  | TRUE
11 | bus_LV_2701-349_0_8_node_7 | 0.4 | n |  | TRUE
12 | bus_LV_2701-349_0_8_node_8 | 0.4 | n |  | TRUE
13 | bus_LV_2701-349_0_8_node_9 | 0.4 | n |  | TRUE
14 | bus_LV_2701-349_0_8_node_10 | 0.4 | n |  | TRUE
15 | bus_LV_2701-349_0_8_node_157 | 0.4 | n |  | TRUE
16 | bus_LV_2701-349_0_8_node_43 | 0.4 | n |  | TRUE
17 | bus_LV_2701-349_0_8_node_64 | 0.4 | n |  | TRUE
18 | bus_LV_2701-349_0_8_node_72 | 0.4 | n |  | TRUE
19 | bus_LV_2701-349_0_8_node_156 | 0.4 | n |  | TRUE
20 | bus_LV_2701-349_0_8_node_42 | 0.4 | n |  | TRUE
21 | bus_LV_2701-349_0_8_node_62 | 0.4 | n |  | TRUE
22 | bus_LV_2701-349_0_8_node_11 | 0.4 | n |  | TRUE
23 | bus_LV_2701-349_0_8_node_12 | 0.4 | n |  | TRUE
24 | bus_LV_2701-349_0_8_node_13 | 0.4 | n |  | TRUE
25 | bus_LV_2701-349_0_8_node_14 | 0.4 | n |  | TRUE
26 | bus_LV_2701-349_0_8_node_28 | 0.4 | n |  | TRUE
27 | bus_LV_2701-349_0_8_node_25 | 0.4 | n |  | TRUE
28 | bus_LV_2701-349_0_8_node_16 | 0.4 | n |  | TRUE
29 | bus_LV_2701-349_0_8_node_17 | 0.4 | n |  | TRUE
30 | bus_LV_2701-349_0_8_node_18 | 0.4 | n |  | TRUE
31 | bus_LV_2701-349_0_8_node_19 | 0.4 | n |  | TRUE
32 | bus_LV_2701-349_0_8_node_20 | 0.4 | n |  | TRUE
33 | bus_LV_2701-349_0_8_node_21 | 0.4 | n |  | TRUE
34 | bus_LV_2701-349_0_8_node_54 | 0.4 | n |  | TRUE
35 | bus_LV_2701-349_0_8_node_22 | 0.4 | n |  | TRUE
36 | bus_LV_2701-349_0_8_node_55 | 0.4 | n |  | TRUE
37 | bus_LV_2701-349_0_8_node_135 | 0.4 | n |  | TRUE
38 | bus_LV_2701-349_0_8_node_136 | 0.4 | n |  | TRUE
39 | bus_LV_2701-349_0_8_node_23 | 0.4 | n |  | TRUE
40 | bus_LV_2701-349_0_8_node_24 | 0.4 | n |  | TRUE
41 | bus_LV_2701-349_0_8_node_26 | 0.4 | n |  | TRUE
42 | bus_LV_2701-349_0_8_node_27 | 0.4 | n |  | TRUE
43 | bus_LV_2701-349_0_8_node_29 | 0.4 | n |  | TRUE
44 | bus_LV_2701-349_0_8_node_41 | 0.4 | n |  | TRUE
45 | bus_LV_2701-349_0_8_node_73 | 0.4 | n |  | TRUE
46 | bus_LV_2701-349_0_8_node_69 | 0.4 | n |  | TRUE
47 | bus_LV_2701-349_0_8_node_74 | 0.4 | n |  | TRUE
48 | bus_LV_2701-349_0_8_node_31 | 0.4 | n |  | TRUE
49 | bus_LV_2701-349_0_8_node_32 | 0.4 | n |  | TRUE
50 | bus_LV_2701-349_0_8_node_33 | 0.4 | n |  | TRUE
51 | bus_LV_2701-349_0_8_node_34 | 0.4 | n |  | TRUE
52 | bus_LV_2701-349_0_8_node_35 | 0.4 | n |  | TRUE
53 | bus_LV_2701-349_0_8_node_79 | 0.4 | n |  | TRUE
54 | bus_LV_2701-349_0_8_node_139 | 0.4 | n |  | TRUE
55 | bus_LV_2701-349_0_8_node_77 | 0.4 | n |  | TRUE
56 | bus_LV_2701-349_0_8_node_140 | 0.4 | n |  | TRUE
57 | bus_LV_2701-349_0_8_node_36 | 0.4 | n |  | TRUE
58 | bus_LV_2701-349_0_8_node_37 | 0.4 | n |  | TRUE
59 | bus_LV_2701-349_0_8_node_39 | 0.4 | n |  | TRUE
60 | bus_LV_2701-349_0_8_node_47 | 0.4 | n |  | TRUE
61 | bus_LV_2701-349_0_8_node_40 | 0.4 | n |  | TRUE
62 | bus_LV_2701-349_0_8_node_142 | 0.4 | n |  | TRUE
63 | bus_LV_2701-349_0_8_node_134 | 0.4 | n |  | TRUE
64 | bus_LV_2701-349_0_8_node_48 | 0.4 | n |  | TRUE
65 | bus_LV_2701-349_0_8_node_68 | 0.4 | n |  | TRUE
66 | bus_LV_2701-349_0_8_node_45 | 0.4 | n |  | TRUE
67 | bus_LV_2701-349_0_8_node_99 | 0.4 | n |  | TRUE
68 | bus_LV_2701-349_0_8_node_46 | 0.4 | n |  | TRUE
69 | bus_LV_2701-349_0_8_node_152 | 0.4 | n |  | TRUE
70 | bus_LV_2701-349_0_8_node_100 | 0.4 | n |  | TRUE
71 | bus_LV_2701-349_0_8_node_153 | 0.4 | n |  | TRUE
72 | bus_LV_2701-349_0_8_node_127 | 0.4 | n |  | TRUE
73 | bus_LV_2701-349_0_8_node_126 | 0.4 | n |  | TRUE
74 | bus_LV_2701-349_0_8_node_49 | 0.4 | n |  | TRUE
75 | bus_LV_2701-349_0_8_node_50 | 0.4 | n |  | TRUE
76 | bus_LV_2701-349_0_8_node_51 | 0.4 | n |  | TRUE
77 | bus_LV_2701-349_0_8_node_52 | 0.4 | n |  | TRUE
78 | bus_LV_2701-349_0_8_node_53 | 0.4 | n |  | TRUE
79 | bus_LV_2701-349_0_8_node_91 | 0.4 | n |  | TRUE
80 | bus_LV_2701-349_0_8_node_75 | 0.4 | n |  | TRUE
81 | bus_LV_2701-349_0_8_node_92 | 0.4 | n |  | TRUE
82 | bus_LV_2701-349_0_8_node_76 | 0.4 | n |  | TRUE
83 | bus_LV_2701-349_0_8_node_56 | 0.4 | n |  | TRUE
84 | bus_LV_2701-349_0_8_node_57 | 0.4 | n |  | TRUE
85 | bus_LV_2701-349_0_8_node_58 | 0.4 | n |  | TRUE
86 | bus_LV_2701-349_0_8_node_59 | 0.4 | n |  | TRUE
87 | bus_LV_2701-349_0_8_node_60 | 0.4 | n |  | TRUE
88 | bus_LV_2701-349_0_8_node_61 | 0.4 | n |  | TRUE
89 | bus_LV_2701-349_0_8_node_162 | 0.4 | n |  | TRUE
90 | bus_LV_2701-349_0_8_node_159 | 0.4 | n |  | TRUE
91 | bus_LV_2701-349_0_8_node_63 | 0.4 | n |  | TRUE
92 | bus_LV_2701-349_0_8_node_65 | 0.4 | n |  | TRUE
93 | bus_LV_2701-349_0_8_node_67 | 0.4 | n |  | TRUE
94 | bus_LV_2701-349_0_8_node_66 | 0.4 | n |  | TRUE
95 | bus_LV_2701-349_0_8_node_95 | 0.4 | n |  | TRUE
96 | bus_LV_2701-349_0_8_node_96 | 0.4 | n |  | TRUE
97 | bus_LV_2701-349_0_8_node_160 | 0.4 | n |  | TRUE
98 | bus_LV_2701-349_0_8_node_161 | 0.4 | n |  | TRUE
99 | bus_LV_2701-349_0_8_node_78 | 0.4 | n |  | TRUE
100 | bus_LV_2701-349_0_8_node_80 | 0.4 | n |  | TRUE
101 | bus_LV_2701-349_0_8_node_118 | 0.4 | n |  | TRUE
102 | bus_LV_2701-349_0_8_node_116 | 0.4 | n |  | TRUE
103 | bus_LV_2701-349_0_8_node_81 | 0.4 | n |  | TRUE
104 | bus_LV_2701-349_0_8_node_82 | 0.4 | n |  | TRUE
105 | bus_LV_2701-349_0_8_node_83 | 0.4 | n |  | TRUE
106 | bus_LV_2701-349_0_8_node_84 | 0.4 | n |  | TRUE
107 | bus_LV_2701-349_0_8_node_85 | 0.4 | n |  | TRUE
108 | bus_LV_2701-349_0_8_node_137 | 0.4 | n |  | TRUE
109 | bus_LV_2701-349_0_8_node_149 | 0.4 | n |  | TRUE
110 | bus_LV_2701-349_0_8_node_86 | 0.4 | n |  | TRUE
111 | bus_LV_2701-349_0_8_node_88 | 0.4 | n |  | TRUE
112 | bus_LV_2701-349_0_8_node_89 | 0.4 | n |  | TRUE
113 | bus_LV_2701-349_0_8_node_188 | 0.4 | n |  | TRUE
114 | bus_LV_2701-349_0_8_node_87 | 0.4 | n |  | TRUE
115 | bus_LV_2701-349_0_8_node_105 | 0.4 | n |  | TRUE
116 | bus_LV_2701-349_0_8_node_103 | 0.4 | n |  | TRUE
117 | bus_LV_2701-349_0_8_node_104 | 0.4 | n |  | TRUE
118 | bus_LV_2701-349_0_8_node_183 | 0.4 | n |  | TRUE
119 | bus_LV_2701-349_0_8_node_90 | 0.4 | n |  | TRUE
120 | bus_LV_2701-349_0_8_node_158 | 0.4 | n |  | TRUE
121 | bus_LV_2701-349_0_8_node_167 | 0.4 | n |  | TRUE
122 | bus_LV_2701-349_0_8_node_138 | 0.4 | n |  | TRUE
123 | bus_LV_2701-349_0_8_node_150 | 0.4 | n |  | TRUE
124 | bus_LV_2701-349_0_8_node_189 | 0.4 | n |  | TRUE
125 | bus_LV_2701-349_0_8_node_112 | 0.4 | n |  | TRUE
126 | bus_LV_2701-349_0_8_node_182 | 0.4 | n |  | TRUE
127 | bus_LV_2701-349_0_8_node_151 | 0.4 | n |  | TRUE
128 | bus_LV_2701-349_0_8_node_165 | 0.4 | n |  | TRUE
129 | bus_LV_2701-349_0_8_node_93 | 0.4 | n |  | TRUE
130 | bus_LV_2701-349_0_8_node_94 | 0.4 | n |  | TRUE
131 | bus_LV_2701-349_0_8_node_97 | 0.4 | n |  | TRUE
132 | bus_LV_2701-349_0_8_node_98 | 0.4 | n |  | TRUE
133 | bus_LV_2701-349_0_8_node_147 | 0.4 | n |  | TRUE
134 | bus_LV_2701-349_0_8_node_148 | 0.4 | n |  | TRUE
135 | bus_LV_2701-349_0_8_node_141 | 0.4 | n |  | TRUE
136 | bus_LV_2701-349_0_8_node_146 | 0.4 | n |  | TRUE
137 | bus_LV_2701-349_0_8_node_145 | 0.4 | n |  | TRUE
138 | bus_LV_2701-349_0_8_node_101 | 0.4 | n |  | TRUE
139 | bus_LV_2701-349_0_8_node_102 | 0.4 | n |  | TRUE
140 | bus_LV_2701-349_0_8_node_110 | 0.4 | n |  | TRUE
141 | bus_LV_2701-349_0_8_node_154 | 0.4 | n |  | TRUE
142 | bus_LV_2701-349_0_8_node_107 | 0.4 | n |  | TRUE
143 | bus_LV_2701-349_0_8_node_113 | 0.4 | n |  | TRUE
144 | bus_LV_2701-349_0_8_node_106 | 0.4 | n |  | TRUE
145 | bus_LV_2701-349_0_8_node_109 | 0.4 | n |  | TRUE
146 | bus_LV_2701-349_0_8_node_131 | 0.4 | n |  | TRUE
147 | bus_LV_2701-349_0_8_node_132 | 0.4 | n |  | TRUE
148 | bus_LV_2701-349_0_8_node_155 | 0.4 | n |  | TRUE
149 | bus_LV_2701-349_0_8_node_114 | 0.4 | n |  | TRUE
150 | bus_LV_2701-349_0_8_node_125 | 0.4 | n |  | TRUE
151 | bus_LV_2701-349_0_8_node_124 | 0.4 | n |  | TRUE
152 | bus_LV_2701-349_0_8_node_115 | 0.4 | n |  | TRUE
153 | bus_LV_2701-349_0_8_node_117 | 0.4 | n |  | TRUE
154 | bus_LV_2701-349_0_8_node_119 | 0.4 | n |  | TRUE
155 | bus_LV_2701-349_0_8_node_120 | 0.4 | n |  | TRUE
156 | bus_LV_2701-349_0_8_node_121 | 0.4 | n |  | TRUE
157 | bus_LV_2701-349_0_8_node_122 | 0.4 | n |  | TRUE
158 | bus_LV_2701-349_0_8_node_123 | 0.4 | n |  | TRUE
159 | bus_LV_2701-349_0_8_node_130 | 0.4 | n |  | TRUE
160 | bus_LV_2701-349_0_8_node_133 | 0.4 | n |  | TRUE
161 | bus_LV_2701-349_0_8_node_128 | 0.4 | n |  | TRUE
162 | bus_LV_2701-349_0_8_node_129 | 0.4 | n |  | TRUE
163 | bus_LV_2701-349_0_8_node_144 | 0.4 | n |  | TRUE
164 | bus_LV_2701-349_0_8_node_143 | 0.4 | n |  | TRUE
165 | bus_LV_2701-349_0_8_node_163 | 0.4 | n |  | TRUE
166 | bus_LV_2701-349_0_8_node_164 | 0.4 | n |  | TRUE
167 | bus_LV_2701-349_0_8_node_166 | 0.4 | n |  | TRUE
168 | bus_LV_2701-349_0_8_node_172 | 0.4 | n |  | TRUE
169 | bus_LV_2701-349_0_8_node_171 | 0.4 | n |  | TRUE
170 | bus_LV_2701-349_0_8_node_173 | 0.4 | n |  | TRUE
171 | bus_LV_2701-349_0_8_node_170 | 0.4 | n |  | TRUE
172 | bus_LV_2701-349_0_8_node_184 | 0.4 | n |  | TRUE
173 | bus_LV_2701-349_0_8_node_185 | 0.4 | n |  | TRUE
174 | bus_LV_2701-349_0_8_node_176 | 0.4 | n |  | TRUE
175 | bus_LV_2701-349_0_8_node_177 | 0.4 | n |  | TRUE
176 | bus_LV_2701-349_0_8_node_178 | 0.4 | n |  | TRUE
177 | bus_LV_2701-349_0_8_node_179 | 0.4 | n |  | TRUE
178 | bus_LV_2701-349_0_8_node_180 | 0.4 | n |  | TRUE
179 | bus_LV_2701-349_0_8_node_181 | 0.4 | n |  | TRUE
180 | bus_LV_2701-349_0_8_node_186 | 0.4 | n |  | TRUE
181 | bus_LV_2701-349_0_8_node_187 | 0.4 | n |  | TRUE
182 | bus_LV_2701-349_0_8_node_190 | 0.4 | n |  | TRUE
183 | bus_LV_2701-349_0_8_node_195 | 0.4 | n |  | TRUE
184 | bus_LV_2701-349_0_8_node_194 | 0.4 | n |  | TRUE
185 | bus_LV_2701-349_0_8_node_191 | 0.4 | n |  | TRUE
186 | bus_LV_2701-349_0_8_node_192 | 0.4 | n |  | TRUE
187 | bus_MV_569_0_node_131 | 20 | n |  | TRUE

## load
| name | bus | p_mw | q_mvar | const_z_percent | const_i_percent | sn_mva | scaling | in_service | type
0 | LV_2701-349_0_8_load_0 | 0 | 0.0023932 | 0.0005998 | 0 | 0 |  | 1 | TRUE | wye
1 | LV_2701-349_0_8_load_1 | 1 | 0.001822 | 0.00045663 | 0 | 0 |  | 1 | TRUE | wye
2 | LV_2701-349_0_8_load_2 | 2 | 0.0012121 | 0.00030379 | 0 | 0 |  | 1 | TRUE | wye
3 | LV_2701-349_0_8_load_3 | 3 | 0.0014227 | 0.00035657 | 0 | 0 |  | 1 | TRUE | wye
4 | LV_2701-349_0_8_load_4 | 4 | 0.0012119 | 0.00030372 | 0 | 0 |  | 1 | TRUE | wye
5 | LV_2701-349_0_8_load_30 | 5 | 0.0020099 | 0.00050372 | 0 | 0 |  | 1 | TRUE | wye
6 | LV_2701-349_0_8_load_70 | 6 | 0.0019178 | 0.00048064 | 0 | 0 |  | 1 | TRUE | wye
7 | LV_2701-349_0_8_load_15 | 7 | 0.0015043 | 0.00037702 | 0 | 0 |  | 1 | TRUE | wye
8 | LV_2701-349_0_8_load_71 | 8 | 0.0012293 | 0.0003081 | 0 | 0 |  | 1 | TRUE | wye
9 | LV_2701-349_0_8_load_5 | 9 | 0.001587 | 0.00039773 | 0 | 0 |  | 1 | TRUE | wye
10 | LV_2701-349_0_8_load_6 | 10 | 0.0013888 | 0.00034808 | 0 | 0 |  | 1 | TRUE | wye
11 | LV_2701-349_0_8_load_8 | 12 | 0.0014501 | 0.00036343 | 0 | 0 |  | 1 | TRUE | wye
12 | LV_2701-349_0_8_load_9 | 13 | 0.0020641 | 0.00051731 | 0 | 0 |  | 1 | TRUE | wye
13 | LV_2701-349_0_8_load_157 | 15 | 0.0015535 | 0.00038935 | 0 | 0 |  | 1 | TRUE | wye
14 | LV_2701-349_0_8_load_43 | 16 | 0.0013334 | 0.00033419 | 0 | 0 |  | 1 | TRUE | wye
15 | LV_2701-349_0_8_load_64 | 17 | 0.0012147 | 0.00030444 | 0 | 0 |  | 1 | TRUE | wye
16 | LV_2701-349_0_8_load_72 | 18 | 0.0013334 | 0.00033418 | 0 | 0 |  | 1 | TRUE | wye
17 | LV_2701-349_0_8_load_156 | 19 | 0.0013217 | 0.00033124 | 0 | 0 |  | 1 | TRUE | wye
18 | LV_2701-349_0_8_load_42 | 20 | 0.0019324 | 0.0004843 | 0 | 0 |  | 1 | TRUE | wye
19 | LV_2701-349_0_8_load_62 | 21 | 0.0024787 | 0.00062121 | 0 | 0 |  | 1 | TRUE | wye
20 | LV_2701-349_0_8_load_11 | 22 | 0.0012419 | 0.00031125 | 0 | 0 |  | 1 | TRUE | wye
21 | LV_2701-349_0_8_load_12 | 23 | 0.0018595 | 0.00046603 | 0 | 0 |  | 1 | TRUE | wye
22 | LV_2701-349_0_8_load_13 | 24 | 0.0012406 | 0.00031092 | 0 | 0 |  | 1 | TRUE | wye
23 | LV_2701-349_0_8_load_14 | 25 | 0.00099293 | 0.00024885 | 0 | 0 |  | 1 | TRUE | wye
24 | LV_2701-349_0_8_load_28 | 26 | 0.00099094 | 0.00024835 | 0 | 0 |  | 1 | TRUE | wye
25 | LV_2701-349_0_8_load_16 | 28 | 0.0018755 | 0.00047005 | 0 | 0 |  | 1 | TRUE | wye
26 | LV_2701-349_0_8_load_17 | 29 | 0.001429 | 0.00035815 | 0 | 0 |  | 1 | TRUE | wye
27 | LV_2701-349_0_8_load_18 | 30 | 0.0066907 | 0.0016768 | 0 | 0 |  | 1 | TRUE | wye
28 | LV_2701-349_0_8_load_19 | 31 | 0.0014221 | 0.0003564 | 0 | 0 |  | 1 | TRUE | wye
29 | LV_2701-349_0_8_load_20 | 32 | 0.0018965 | 0.00047531 | 0 | 0 |  | 1 | TRUE | wye
30 | LV_2701-349_0_8_load_21 | 33 | 0.002791 | 0.00069948 | 0 | 0 |  | 1 | TRUE | wye
31 | LV_2701-349_0_8_load_54 | 34 | 0.0014327 | 0.00035906 | 0 | 0 |  | 1 | TRUE | wye
32 | LV_2701-349_0_8_load_22 | 35 | 0.0015279 | 0.00038292 | 0 | 0 |  | 1 | TRUE | wye
33 | LV_2701-349_0_8_load_55 | 36 | 0.0018384 | 0.00046074 | 0 | 0 |  | 1 | TRUE | wye
34 | LV_2701-349_0_8_load_135 | 37 | 0.0021638 | 0.0005423 | 0 | 0 |  | 1 | TRUE | wye
35 | LV_2701-349_0_8_load_136 | 38 | 0.0018089 | 0.00045334 | 0 | 0 |  | 1 | TRUE | wye
36 | LV_2701-349_0_8_load_23 | 39 | 0.0015167 | 0.00038011 | 0 | 0 |  | 1 | TRUE | wye
37 | LV_2701-349_0_8_load_24 | 40 | 0.0023581 | 0.00059099 | 0 | 0 |  | 1 | TRUE | wye
38 | LV_2701-349_0_8_load_26 | 41 | 0.0058447 | 0.0014648 | 0 | 0 |  | 1 | TRUE | wye
39 | LV_2701-349_0_8_load_27 | 42 | 0.0018379 | 0.00046062 | 0 | 0 |  | 1 | TRUE | wye
40 | LV_2701-349_0_8_load_29 | 43 | 0.0032311 | 0.00080978 | 0 | 0 |  | 1 | TRUE | wye
41 | LV_2701-349_0_8_load_73 | 45 | 0.002006 | 0.00050274 | 0 | 0 |  | 1 | TRUE | wye
42 | LV_2701-349_0_8_load_69 | 46 | 0.0019631 | 0.00049201 | 0 | 0 |  | 1 | TRUE | wye
43 | LV_2701-349_0_8_load_74 | 47 | 0.0014176 | 0.0003553 | 0 | 0 |  | 1 | TRUE | wye
44 | LV_2701-349_0_8_load_31 | 48 | 0.0028646 | 0.00071795 | 0 | 0 |  | 1 | TRUE | wye
45 | LV_2701-349_0_8_load_32 | 49 | 0.0021676 | 0.00054326 | 0 | 0 |  | 1 | TRUE | wye
46 | LV_2701-349_0_8_load_33 | 50 | 0.0034237 | 0.00085807 | 0 | 0 |  | 1 | TRUE | wye
47 | LV_2701-349_0_8_load_34 | 51 | 0.0022042 | 0.00055243 | 0 | 0 |  | 1 | TRUE | wye
48 | LV_2701-349_0_8_load_35 | 52 | 0.0028049 | 0.00070299 | 0 | 0 |  | 1 | TRUE | wye
49 | LV_2701-349_0_8_load_79 | 53 | 0.0024275 | 0.00060838 | 0 | 0 |  | 1 | TRUE | wye
50 | LV_2701-349_0_8_load_139 | 54 | 0.0021706 | 0.00054401 | 0 | 0 |  | 1 | TRUE | wye
51 | LV_2701-349_0_8_load_77 | 55 | 0.0015633 | 0.0003918 | 0 | 0 |  | 1 | TRUE | wye
52 | LV_2701-349_0_8_load_140 | 56 | 0.0080169 | 0.0020092 | 0 | 0 |  | 1 | TRUE | wye
53 | LV_2701-349_0_8_load_36 | 57 | 0.0032907 | 0.00082473 | 0 | 0 |  | 1 | TRUE | wye
54 | LV_2701-349_0_8_load_37 | 58 | 0.0060231 | 0.0015095 | 0 | 0 |  | 1 | TRUE | wye
55 | LV_2701-349_0_8_load_39 | 59 | 0.0032816 | 0.00082244 | 0 | 0 |  | 1 | TRUE | wye
56 | LV_2701-349_0_8_load_47 | 60 | 0.0028021 | 0.00070227 | 0 | 0 |  | 1 | TRUE | wye
57 | LV_2701-349_0_8_load_142 | 62 | 0.0066974 | 0.0016785 | 0 | 0 |  | 1 | TRUE | wye
58 | LV_2701-349_0_8_load_134 | 63 | 0.0052651 | 0.0013196 | 0 | 0 |  | 1 | TRUE | wye
59 | LV_2701-349_0_8_load_48 | 64 | 0.0011782 | 0.00029528 | 0 | 0 |  | 1 | TRUE | wye
60 | LV_2701-349_0_8_load_68 | 65 | 0.0019585 | 0.00049085 | 0 | 0 |  | 1 | TRUE | wye
61 | LV_2701-349_0_8_load_45 | 66 | 0.0031522 | 0.00079001 | 0 | 0 |  | 1 | TRUE | wye
62 | LV_2701-349_0_8_load_99 | 67 | 0.0017131 | 0.00042934 | 0 | 0 |  | 1 | TRUE | wye
63 | LV_2701-349_0_8_load_46 | 68 | 0.0020297 | 0.0005087 | 0 | 0 |  | 1 | TRUE | wye
64 | LV_2701-349_0_8_load_152 | 69 | 0.0017373 | 0.0004354 | 0 | 0 |  | 1 | TRUE | wye
65 | LV_2701-349_0_8_load_100 | 70 | 0.0017076 | 0.00042797 | 0 | 0 |  | 1 | TRUE | wye
66 | LV_2701-349_0_8_load_153 | 71 | 0.0017447 | 0.00043726 | 0 | 0 |  | 1 | TRUE | wye
67 | LV_2701-349_0_8_load_127 | 72 | 0.001127 | 0.00028245 | 0 | 0 |  | 1 | TRUE | wye
68 | LV_2701-349_0_8_load_126 | 73 | 0.0010423 | 0.00026123 | 0 | 0 |  | 1 | TRUE | wye
69 | LV_2701-349_0_8_load_49 | 74 | 0.0016136 | 0.00040439 | 0 | 0 |  | 1 | TRUE | wye
70 | LV_2701-349_0_8_load_53 | 78 | 0.004823 | 0.0012088 | 0 | 0 |  | 1 | TRUE | wye
71 | LV_2701-349_0_8_load_91 | 79 | 0.0016578 | 0.00041548 | 0 | 0 |  | 1 | TRUE | wye
72 | LV_2701-349_0_8_load_75 | 80 | 0.0054357 | 0.0013623 | 0 | 0 |  | 1 | TRUE | wye
73 | LV_2701-349_0_8_load_56 | 83 | 0.0027874 | 0.00069859 | 0 | 0 |  | 1 | TRUE | wye
74 | LV_2701-349_0_8_load_57 | 84 | 0.0024242 | 0.00060755 | 0 | 0 |  | 1 | TRUE | wye
75 | LV_2701-349_0_8_load_59 | 86 | 0.0017472 | 0.00043788 | 0 | 0 |  | 1 | TRUE | wye
76 | LV_2701-349_0_8_load_60 | 87 | 0.0017368 | 0.00043528 | 0 | 0 |  | 1 | TRUE | wye
77 | LV_2701-349_0_8_load_61 | 88 | 0.0028788 | 0.0007215 | 0 | 0 |  | 1 | TRUE | wye
78 | LV_2701-349_0_8_load_162 | 89 | 0.0024245 | 0.00060764 | 0 | 0 |  | 1 | TRUE | wye
79 | LV_2701-349_0_8_load_159 | 90 | 0.0024242 | 0.00060756 | 0 | 0 |  | 1 | TRUE | wye
80 | LV_2701-349_0_8_load_63 | 91 | 0.0020219 | 0.00050675 | 0 | 0 |  | 1 | TRUE | wye
81 | LV_2701-349_0_8_load_67 | 93 | 0.0016068 | 0.0004027 | 0 | 0 |  | 1 | TRUE | wye
82 | LV_2701-349_0_8_load_66 | 94 | 0.0025484 | 0.00063869 | 0 | 0 |  | 1 | TRUE | wye
83 | LV_2701-349_0_8_load_160 | 97 | 0.0055481 | 0.0013905 | 0 | 0 |  | 1 | TRUE | wye
84 | LV_2701-349_0_8_load_161 | 98 | 0.0027246 | 0.00068285 | 0 | 0 |  | 1 | TRUE | wye
85 | LV_2701-349_0_8_load_78 | 99 | 0.0021696 | 0.00054375 | 0 | 0 |  | 1 | TRUE | wye
86 | LV_2701-349_0_8_load_80 | 100 | 0.002253 | 0.00056466 | 0 | 0 |  | 1 | TRUE | wye
87 | LV_2701-349_0_8_load_118 | 101 | 0.0015343 | 0.00038453 | 0 | 0 |  | 1 | TRUE | wye
88 | LV_2701-349_0_8_load_116 | 102 | 0.0011671 | 0.00029251 | 0 | 0 |  | 1 | TRUE | wye
89 | LV_2701-349_0_8_load_81 | 103 | 0.0048167 | 0.0012072 | 0 | 0 |  | 1 | TRUE | wye
90 | LV_2701-349_0_8_load_82 | 104 | 0.0022121 | 0.00055442 | 0 | 0 |  | 1 | TRUE | wye
91 | LV_2701-349_0_8_load_84 | 106 | 0.0018287 | 0.00045832 | 0 | 0 |  | 1 | TRUE | wye
92 | LV_2701-349_0_8_load_85 | 107 | 0.0022881 | 0.00057344 | 0 | 0 |  | 1 | TRUE | wye
93 | LV_2701-349_0_8_load_137 | 108 | 0.0023783 | 0.00059605 | 0 | 0 |  | 1 | TRUE | wye
94 | LV_2701-349_0_8_load_149 | 109 | 0.0021161 | 0.00053033 | 0 | 0 |  | 1 | TRUE | wye
95 | LV_2701-349_0_8_load_188 | 113 | 0.0018229 | 0.00045685 | 0 | 0 |  | 1 | TRUE | wye
96 | LV_2701-349_0_8_load_105 | 115 | 0.0021801 | 0.00054637 | 0 | 0 |  | 1 | TRUE | wye
97 | LV_2701-349_0_8_load_103 | 116 | 0.007227 | 0.0018113 | 0 | 0 |  | 1 | TRUE | wye
98 | LV_2701-349_0_8_load_183 | 118 | 0.016181 | 0.0040553 | 0 | 0 |  | 1 | TRUE | wye
99 | LV_2701-349_0_8_load_167 | 121 | 0.018894 | 0.0047353 | 0 | 0 |  | 1 | TRUE | wye
100 | LV_2701-349_0_8_load_138 | 122 | 0.0025883 | 0.0006487 | 0 | 0 |  | 1 | TRUE | wye
101 | LV_2701-349_0_8_load_150 | 123 | 0.0024652 | 0.00061784 | 0 | 0 |  | 1 | TRUE | wye
102 | LV_2701-349_0_8_load_189 | 124 | 0.0022911 | 0.0005742 | 0 | 0 |  | 1 | TRUE | wye
103 | LV_2701-349_0_8_load_112 | 125 | 0.0020484 | 0.00051338 | 0 | 0 |  | 1 | TRUE | wye
104 | LV_2701-349_0_8_load_182 | 126 | 0.016179 | 0.0040549 | 0 | 0 |  | 1 | TRUE | wye
105 | LV_2701-349_0_8_load_151 | 127 | 0.0030707 | 0.00076958 | 0 | 0 |  | 1 | TRUE | wye
106 | LV_2701-349_0_8_load_165 | 128 | 0.0024234 | 0.00060736 | 0 | 0 |  | 1 | TRUE | wye
107 | LV_2701-349_0_8_load_93 | 129 | 0.0032051 | 0.00080328 | 0 | 0 |  | 1 | TRUE | wye
108 | LV_2701-349_0_8_load_94 | 130 | 0.00089932 | 0.00022539 | 0 | 0 |  | 1 | TRUE | wye
109 | LV_2701-349_0_8_load_97 | 131 | 0.00087369 | 0.00021897 | 0 | 0 |  | 1 | TRUE | wye
110 | LV_2701-349_0_8_load_98 | 132 | 0.00087306 | 0.00021881 | 0 | 0 |  | 1 | TRUE | wye
111 | LV_2701-349_0_8_load_141 | 135 | 0.0022518 | 0.00056436 | 0 | 0 |  | 1 | TRUE | wye
112 | LV_2701-349_0_8_load_146 | 136 | 0.0010072 | 0.00025242 | 0 | 0 |  | 1 | TRUE | wye
113 | LV_2701-349_0_8_load_145 | 137 | 0.0028844 | 0.00072289 | 0 | 0 |  | 1 | TRUE | wye
114 | LV_2701-349_0_8_load_101 | 138 | 0.001351 | 0.00033859 | 0 | 0 |  | 1 | TRUE | wye
115 | LV_2701-349_0_8_load_102 | 139 | 0.0015696 | 0.00039338 | 0 | 0 |  | 1 | TRUE | wye
116 | LV_2701-349_0_8_load_154 | 141 | 0.0013489 | 0.00033807 | 0 | 0 |  | 1 | TRUE | wye
117 | LV_2701-349_0_8_load_113 | 143 | 0.0020462 | 0.00051282 | 0 | 0 |  | 1 | TRUE | wye
118 | LV_2701-349_0_8_load_106 | 144 | 0.0028712 | 0.0007196 | 0 | 0 |  | 1 | TRUE | wye
119 | LV_2701-349_0_8_load_131 | 146 | 0.0052869 | 0.001325 | 0 | 0 |  | 1 | TRUE | wye
120 | LV_2701-349_0_8_load_132 | 147 | 0.0017521 | 0.00043911 | 0 | 0 |  | 1 | TRUE | wye
121 | LV_2701-349_0_8_load_155 | 148 | 0.0012895 | 0.00032318 | 0 | 0 |  | 1 | TRUE | wye
122 | LV_2701-349_0_8_load_114 | 149 | 0.0028826 | 0.00072244 | 0 | 0 |  | 1 | TRUE | wye
123 | LV_2701-349_0_8_load_125 | 150 | 0.0028789 | 0.00072151 | 0 | 0 |  | 1 | TRUE | wye
124 | LV_2701-349_0_8_load_124 | 151 | 0.0020516 | 0.00051417 | 0 | 0 |  | 1 | TRUE | wye
125 | LV_2701-349_0_8_load_115 | 152 | 0.0023463 | 0.00058803 | 0 | 0 |  | 1 | TRUE | wye
126 | LV_2701-349_0_8_load_117 | 153 | 0.0011656 | 0.00029213 | 0 | 0 |  | 1 | TRUE | wye
127 | LV_2701-349_0_8_load_119 | 154 | 0.0021691 | 0.00054364 | 0 | 0 |  | 1 | TRUE | wye
128 | LV_2701-349_0_8_load_120 | 155 | 0.0022415 | 0.00056176 | 0 | 0 |  | 1 | TRUE | wye
129 | LV_2701-349_0_8_load_121 | 156 | 0.001815 | 0.00045489 | 0 | 0 |  | 1 | TRUE | wye
130 | LV_2701-349_0_8_load_122 | 157 | 0.0020546 | 0.00051493 | 0 | 0 |  | 1 | TRUE | wye
131 | LV_2701-349_0_8_load_123 | 158 | 0.0016788 | 0.00042075 | 0 | 0 |  | 1 | TRUE | wye
132 | LV_2701-349_0_8_load_130 | 159 | 0.0018296 | 0.00045854 | 0 | 0 |  | 1 | TRUE | wye
133 | LV_2701-349_0_8_load_133 | 160 | 0.0016783 | 0.00042061 | 0 | 0 |  | 1 | TRUE | wye
134 | LV_2701-349_0_8_load_128 | 161 | 0.0028082 | 0.0007038 | 0 | 0 |  | 1 | TRUE | wye
135 | LV_2701-349_0_8_load_129 | 162 | 0.0010415 | 0.00026101 | 0 | 0 |  | 1 | TRUE | wye
136 | LV_2701-349_0_8_load_144 | 163 | 0.0010643 | 0.00026675 | 0 | 0 |  | 1 | TRUE | wye
137 | LV_2701-349_0_8_load_143 | 164 | 0.00090843 | 0.00022767 | 0 | 0 |  | 1 | TRUE | wye
138 | LV_2701-349_0_8_load_163 | 165 | 0.005682 | 0.001424 | 0 | 0 |  | 1 | TRUE | wye
139 | LV_2701-349_0_8_load_164 | 166 | 0.0028441 | 0.0007128 | 0 | 0 |  | 1 | TRUE | wye
140 | LV_2701-349_0_8_load_172 | 168 | 0.014037 | 0.0035179 | 0 | 0 |  | 1 | TRUE | wye
141 | LV_2701-349_0_8_load_171 | 169 | 0.0027214 | 0.00068204 | 0 | 0 |  | 1 | TRUE | wye
142 | LV_2701-349_0_8_load_173 | 170 | 0.013869 | 0.003476 | 0 | 0 |  | 1 | TRUE | wye
143 | LV_2701-349_0_8_load_170 | 171 | 0.0034069 | 0.00085385 | 0 | 0 |  | 1 | TRUE | wye
144 | LV_2701-349_0_8_load_184 | 172 | 0.0018735 | 0.00046954 | 0 | 0 |  | 1 | TRUE | wye
145 | LV_2701-349_0_8_load_176 | 174 | 0.0057084 | 0.0014307 | 0 | 0 |  | 1 | TRUE | wye
146 | LV_2701-349_0_8_load_177 | 175 | 0.001098 | 0.00027518 | 0 | 0 |  | 1 | TRUE | wye
147 | LV_2701-349_0_8_load_179 | 177 | 0.0013281 | 0.00033284 | 0 | 0 |  | 1 | TRUE | wye
148 | LV_2701-349_0_8_load_180 | 178 | 0.0013161 | 0.00032985 | 0 | 0 |  | 1 | TRUE | wye
149 | LV_2701-349_0_8_load_181 | 179 | 0.0065791 | 0.0016489 | 0 | 0 |  | 1 | TRUE | wye
150 | LV_2701-349_0_8_load_186 | 180 | 0.0051523 | 0.0012913 | 0 | 0 |  | 1 | TRUE | wye
151 | LV_2701-349_0_8_load_187 | 181 | 0.0054776 | 0.0013728 | 0 | 0 |  | 1 | TRUE | wye
152 | LV_2701-349_0_8_load_190 | 182 | 0.0018977 | 0.00047562 | 0 | 0 |  | 1 | TRUE | wye
153 | LV_2701-349_0_8_load_195 | 183 | 0.0015615 | 0.00039134 | 0 | 0 |  | 1 | TRUE | wye
154 | LV_2701-349_0_8_load_194 | 184 | 0.0020121 | 0.00050427 | 0 | 0 |  | 1 | TRUE | wye
155 | LV_2701-349_0_8_load_191 | 185 | 0.003534 | 0.00088569 | 0 | 0 |  | 1 | TRUE | wye
156 | LV_2701-349_0_8_load_192 | 186 | 0.0030534 | 0.00076526 | 0 | 0 |  | 1 | TRUE | wye

## ext_grid
| name | bus | vm_pu | va_degree | slack_weight | in_service
0 |  | 105 | 1 | 0 | 1 | TRUE

## line
| name | std_type | from_bus | to_bus | length_km | r_ohm_per_km | x_ohm_per_km | c_nf_per_km | g_us_per_km | max_i_ka | df | parallel | type | in_service
0 | LV_2701-349_0_8_line_0 |  | 0 | 1 | 0.0041318 | 0.125 | 0.08 | 261 | 0 | 0.364 | 1 | 1 | cs | TRUE
1 | LV_2701-349_0_8_line_1 |  | 0 | 2 | 0.0035468 | 0.125 | 0.08 | 261 | 0 | 0.364 | 1 | 1 | cs | TRUE
2 | LV_2701-349_0_8_line_2 |  | 1 | 3 | 0.0043622 | 0.125 | 0.08 | 261 | 0 | 0.364 | 1 | 1 | cs | TRUE
3 | LV_2701-349_0_8_line_3 |  | 2 | 4 | 0.0066952 | 0.125 | 0.08 | 261 | 0 | 0.364 | 1 | 1 | cs | TRUE
4 | LV_2701-349_0_8_line_4 |  | 3 | 5 | 0.0069386 | 0.125 | 0.08 | 261 | 0 | 0.364 | 1 | 1 | cs | TRUE
5 | LV_2701-349_0_8_line_5 |  | 4 | 6 | 0.00023567 | 0.125 | 0.08 | 261 | 0 | 0.364 | 1 | 1 | cs | TRUE
6 | LV_2701-349_0_8_line_6 |  | 5 | 7 | 0.0024059 | 0.125 | 0.08 | 261 | 0 | 0.364 | 1 | 1 | cs | TRUE
7 | LV_2701-349_0_8_line_7 |  | 6 | 8 | 0.0075044 | 0.125 | 0.08 | 261 | 0 | 0.364 | 1 | 1 | cs | TRUE
8 | LV_2701-349_0_8_line_8 |  | 7 | 24 | 0.0044081 | 0.125 | 0.08 | 261 | 0 | 0.364 | 1 | 1 | cs | TRUE
9 | LV_2701-349_0_8_line_9 |  | 8 | 18 | 0.0062526 | 0.125 | 0.08 | 261 | 0 | 0.364 | 1 | 1 | cs | TRUE
10 | LV_2701-349_0_8_line_10 |  | 9 | 10 | 0.0080813 | 0.125 | 0.08 | 261 | 0 | 0.364 | 1 | 1 | cs | TRUE
11 | LV_2701-349_0_8_line_11 |  | 9 | 11 | 0.0060554 | 0.125 | 0.08 | 261 | 0 | 0.364 | 1 | 1 | cs | TRUE
12 | LV_2701-349_0_8_line_12 |  | 10 | 12 | 0.0022651 | 0.125 | 0.08 | 261 | 0 | 0.364 | 1 | 1 | cs | TRUE
13 | LV_2701-349_0_8_line_13 |  | 11 | 13 | 0.014689 | 0.125 | 0.08 | 261 | 0 | 0.364 | 1 | 1 | cs | TRUE
14 | LV_2701-349_0_8_line_14 |  | 11 | 14 | 0.016225 | 0.125 | 0.08 | 261 | 0 | 0.364 | 1 | 1 | cs | TRUE
15 | LV_2701-349_0_8_line_15 |  | 12 | 15 | 0.0043237 | 0.125 | 0.08 | 261 | 0 | 0.364 | 1 | 1 | cs | TRUE
16 | LV_2701-349_0_8_line_16 |  | 13 | 16 | 0.0017934 | 0.125 | 0.08 | 261 | 0 | 0.364 | 1 | 1 | cs | TRUE
17 | LV_2701-349_0_8_line_17 |  | 14 | 17 | 0.014307 | 0.125 | 0.08 | 261 | 0 | 0.364 | 1 | 1 | cs | TRUE
18 | LV_2701-349_0_8_line_18 |  | 14 | 18 | 0.0040844 | 0.125 | 0.08 | 261 | 0 | 0.364 | 1 | 1 | cs | TRUE
19 | LV_2701-349_0_8_line_19 |  | 15 | 19 | 0.0021431 | 0.125 | 0.08 | 261 | 0 | 0.364 | 1 | 1 | cs | TRUE
20 | LV_2701-349_0_8_line_20 |  | 16 | 20 | 0.00010447 | 0.125 | 0.08 | 261 | 0 | 0.364 | 1 | 1 | cs | TRUE
21 | LV_2701-349_0_8_line_21 |  | 17 | 21 | 0.0038159 | 0.125 | 0.08 | 261 | 0 | 0.364 | 1 | 1 | cs | TRUE
22 | LV_2701-349_0_8_line_22 |  | 19 | 148 | 0.006489 | 0.125 | 0.08 | 261 | 0 | 0.364 | 1 | 1 | cs | TRUE
23 | LV_2701-349_0_8_line_23 |  | 22 | 23 | 0.0063402 | 0.125 | 0.08 | 261 | 0 | 0.364 | 1 | 1 | cs | TRUE
24 | LV_2701-349_0_8_line_24 |  | 22 | 24 | 0.0026522 | 0.125 | 0.08 | 261 | 0 | 0.364 | 1 | 1 | cs | TRUE
25 | LV_2701-349_0_8_line_25 |  | 23 | 25 | 0.00076283 | 0.125 | 0.08 | 261 | 0 | 0.364 | 1 | 1 | cs | TRUE
26 | LV_2701-349_0_8_line_26 |  | 25 | 26 | 0.0066926 | 0.125 | 0.08 | 261 | 0 | 0.364 | 1 | 1 | cs | TRUE
27 | LV_2701-349_0_8_line_27 |  | 26 | 27 | 0.021351 | 0.125 | 0.08 | 261 | 0 | 0.364 | 1 | 1 | cs | TRUE
28 | LV_2701-349_0_8_line_28 |  | 27 | 42 | 0.015986 | 0.125 | 0.08 | 261 | 0 | 0.364 | 1 | 1 | cs | TRUE
29 | LV_2701-349_0_8_line_29 |  | 27 | 43 | 0.053935 | 0.125 | 0.08 | 261 | 0 | 0.364 | 1 | 1 | cs | TRUE
30 | LV_2701-349_0_8_line_30 |  | 27 | 39 | 0.018635 | 0.125 | 0.08 | 261 | 0 | 0.364 | 1 | 1 | cs | TRUE
31 | LV_2701-349_0_8_line_31 |  | 28 | 29 | 0.0078295 | 0.125 | 0.08 | 261 | 0 | 0.364 | 1 | 1 | cs | TRUE
32 | LV_2701-349_0_8_line_32 |  | 28 | 30 | 0.0015194 | 0.125 | 0.08 | 261 | 0 | 0.364 | 1 | 1 | cs | TRUE
33 | LV_2701-349_0_8_line_33 |  | 29 | 31 | 0.006513 | 0.125 | 0.08 | 261 | 0 | 0.364 | 1 | 1 | cs | TRUE
34 | LV_2701-349_0_8_line_34 |  | 30 | 32 | 0.0098462 | 0.125 | 0.08 | 261 | 0 | 0.364 | 1 | 1 | cs | TRUE
35 | LV_2701-349_0_8_line_35 |  | 31 | 33 | 0.0076571 | 0.125 | 0.08 | 261 | 0 | 0.364 | 1 | 1 | cs | TRUE
36 | LV_2701-349_0_8_line_36 |  | 32 | 34 | 0.0077315 | 0.125 | 0.08 | 261 | 0 | 0.364 | 1 | 1 | cs | TRUE
37 | LV_2701-349_0_8_line_37 |  | 33 | 35 | 0.0002499 | 0.125 | 0.08 | 261 | 0 | 0.364 | 1 | 1 | cs | TRUE
38 | LV_2701-349_0_8_line_38 |  | 34 | 36 | 0.007378 | 0.125 | 0.08 | 261 | 0 | 0.364 | 1 | 1 | cs | TRUE
39 | LV_2701-349_0_8_line_39 |  | 35 | 37 | 0.0074539 | 0.125 | 0.08 | 261 | 0 | 0.364 | 1 | 1 | cs | TRUE
40 | LV_2701-349_0_8_line_40 |  | 36 | 62 | 0.0038509 | 0.125 | 0.08 | 261 | 0 | 0.364 | 1 | 1 | cs | TRUE
41 | LV_2701-349_0_8_line_41 |  | 37 | 38 | 0.0029392 | 0.125 | 0.08 | 261 | 0 | 0.364 | 1 | 1 | cs | TRUE
42 | LV_2701-349_0_8_line_42 |  | 38 | 154 | 0.0036782 | 0.125 | 0.08 | 261 | 0 | 0.364 | 1 | 1 | cs | TRUE
43 | LV_2701-349_0_8_line_43 |  | 39 | 40 | 0.038404 | 0.125 | 0.08 | 261 | 0 | 0.364 | 1 | 1 | cs | TRUE
44 | LV_2701-349_0_8_line_44 |  | 40 | 41 | 0.021703 | 0.125 | 0.08 | 261 | 0 | 0.364 | 1 | 1 | cs | TRUE
45 | LV_2701-349_0_8_line_45 |  | 41 | 44 | 0.023241 | 0.125 | 0.08 | 261 | 0 | 0.364 | 1 | 1 | cs | TRUE
46 | LV_2701-349_0_8_line_46 |  | 42 | 45 | 0.0026669 | 0.125 | 0.08 | 261 | 0 | 0.364 | 1 | 1 | cs | TRUE
47 | LV_2701-349_0_8_line_47 |  | 44 | 46 | 0.040531 | 0.125 | 0.08 | 261 | 0 | 0.364 | 1 | 1 | cs | TRUE
48 | LV_2701-349_0_8_line_48 |  | 45 | 47 | 0.016011 | 0.125 | 0.08 | 261 | 0 | 0.364 | 1 | 1 | cs | TRUE
49 | LV_2701-349_0_8_line_49 |  | 46 | 65 | 0.0082961 | 0.125 | 0.08 | 261 | 0 | 0.364 | 1 | 1 | cs | TRUE
50 | LV_2701-349_0_8_line_50 |  | 47 | 87 | 0.0082247 | 0.125 | 0.08 | 261 | 0 | 0.364 | 1 | 1 | cs | TRUE
51 | LV_2701-349_0_8_line_51 |  | 48 | 49 | 0.0076473 | 0.125 | 0.08 | 261 | 0 | 0.364 | 1 | 1 | cs | TRUE
52 | LV_2701-349_0_8_line_52 |  | 48 | 50 | 0.00082033 | 0.125 | 0.08 | 261 | 0 | 0.364 | 1 | 1 | cs | TRUE
53 | LV_2701-349_0_8_line_53 |  | 49 | 51 | 0.00082642 | 0.125 | 0.08 | 261 | 0 | 0.364 | 1 | 1 | cs | TRUE
54 | LV_2701-349_0_8_line_54 |  | 50 | 52 | 0.010356 | 0.125 | 0.08 | 261 | 0 | 0.364 | 1 | 1 | cs | TRUE
55 | LV_2701-349_0_8_line_55 |  | 51 | 53 | 0.0045763 | 0.125 | 0.08 | 261 | 0 | 0.364 | 1 | 1 | cs | TRUE
56 | LV_2701-349_0_8_line_56 |  | 52 | 54 | 0.0077132 | 0.125 | 0.08 | 261 | 0 | 0.364 | 1 | 1 | cs | TRUE
57 | LV_2701-349_0_8_line_57 |  | 53 | 55 | 0.0048936 | 0.125 | 0.08 | 261 | 0 | 0.364 | 1 | 1 | cs | TRUE
58 | LV_2701-349_0_8_line_58 |  | 54 | 56 | 0.0025923 | 0.125 | 0.08 | 261 | 0 | 0.364 | 1 | 1 | cs | TRUE
59 | LV_2701-349_0_8_line_59 |  | 55 | 99 | 0.0017455 | 0.125 | 0.08 | 261 | 0 | 0.364 | 1 | 1 | cs | TRUE
60 | LV_2701-349_0_8_line_60 |  | 56 | 135 | 0.0093688 | 0.125 | 0.08 | 261 | 0 | 0.364 | 1 | 1 | cs | TRUE
61 | LV_2701-349_0_8_line_61 |  | 57 | 58 | 0.007882 | 0.125 | 0.08 | 261 | 0 | 0.364 | 1 | 1 | cs | TRUE
62 | LV_2701-349_0_8_line_62 |  | 58 | 59 | 0.0087338 | 0.125 | 0.08 | 261 | 0 | 0.364 | 1 | 1 | cs | TRUE
63 | LV_2701-349_0_8_line_63 |  | 59 | 60 | 0.018235 | 0.125 | 0.08 | 261 | 0 | 0.364 | 1 | 1 | cs | TRUE
64 | LV_2701-349_0_8_line_64 |  | 60 | 64 | 0.00099671 | 0.125 | 0.08 | 261 | 0 | 0.364 | 1 | 1 | cs | TRUE
65 | LV_2701-349_0_8_line_65 |  | 61 | 62 | 0.020578 | 0.125 | 0.08 | 261 | 0 | 0.364 | 1 | 1 | cs | TRUE
66 | LV_2701-349_0_8_line_66 |  | 61 | 63 | 0.039614 | 0.125 | 0.08 | 261 | 0 | 0.364 | 1 | 1 | cs | TRUE
67 | LV_2701-349_0_8_line_67 |  | 64 | 72 | 0.0073017 | 0.125 | 0.08 | 261 | 0 | 0.364 | 1 | 1 | cs | TRUE
68 | LV_2701-349_0_8_line_68 |  | 65 | 94 | 0.018028 | 0.125 | 0.08 | 261 | 0 | 0.364 | 1 | 1 | cs | TRUE
69 | LV_2701-349_0_8_line_69 |  | 66 | 67 | 0.017201 | 0.125 | 0.08 | 261 | 0 | 0.364 | 1 | 1 | cs | TRUE
70 | LV_2701-349_0_8_line_70 |  | 67 | 70 | 0.011089 | 0.125 | 0.08 | 261 | 0 | 0.364 | 1 | 1 | cs | TRUE
71 | LV_2701-349_0_8_line_71 |  | 68 | 69 | 0.0071429 | 0.125 | 0.08 | 261 | 0 | 0.364 | 1 | 1 | cs | TRUE
72 | LV_2701-349_0_8_line_72 |  | 69 | 71 | 0.0066943 | 0.125 | 0.08 | 261 | 0 | 0.364 | 1 | 1 | cs | TRUE
73 | LV_2701-349_0_8_line_73 |  | 70 | 138 | 0.0011917 | 0.125 | 0.08 | 261 | 0 | 0.364 | 1 | 1 | cs | TRUE
74 | LV_2701-349_0_8_line_74 |  | 71 | 86 | 0.0070964 | 0.125 | 0.08 | 261 | 0 | 0.364 | 1 | 1 | cs | TRUE
75 | LV_2701-349_0_8_line_75 |  | 72 | 73 | 0.0068593 | 0.125 | 0.08 | 261 | 0 | 0.364 | 1 | 1 | cs | TRUE
76 | LV_2701-349_0_8_line_76 |  | 73 | 161 | 0.0061487 | 0.125 | 0.08 | 261 | 0 | 0.364 | 1 | 1 | cs | TRUE
77 | LV_2701-349_0_8_line_77 |  | 74 | 75 | 0.028216 | 0.125 | 0.08 | 261 | 0 | 0.364 | 1 | 1 | cs | TRUE
78 | LV_2701-349_0_8_line_78 |  | 74 | 76 | 0.018232 | 0.125 | 0.08 | 261 | 0 | 0.364 | 1 | 1 | cs | TRUE
79 | LV_2701-349_0_8_line_79 |  | 75 | 77 | 0.009392 | 0.125 | 0.08 | 261 | 0 | 0.364 | 1 | 1 | cs | TRUE
80 | LV_2701-349_0_8_line_80 |  | 76 | 78 | 0.019618 | 0.125 | 0.08 | 261 | 0 | 0.364 | 1 | 1 | cs | TRUE
81 | LV_2701-349_0_8_line_81 |  | 77 | 79 | 0.024348 | 0.125 | 0.08 | 261 | 0 | 0.364 | 1 | 1 | cs | TRUE
82 | LV_2701-349_0_8_line_82 |  | 78 | 80 | 0.033598 | 0.125 | 0.08 | 261 | 0 | 0.364 | 1 | 1 | cs | TRUE
83 | LV_2701-349_0_8_line_83 |  | 79 | 81 | 0.019424 | 0.125 | 0.08 | 261 | 0 | 0.364 | 1 | 1 | cs | TRUE
84 | LV_2701-349_0_8_line_84 |  | 80 | 82 | 0.049243 | 0.125 | 0.08 | 261 | 0 | 0.364 | 1 | 2 | cs | TRUE
85 | LV_2701-349_0_8_line_85 |  | 81 | 129 | 0.017171 | 0.125 | 0.08 | 261 | 0 | 0.364 | 1 | 1 | cs | TRUE
86 | LV_2701-349_0_8_line_86 |  | 81 | 130 | 0.014467 | 0.125 | 0.08 | 261 | 0 | 0.364 | 1 | 1 | cs | TRUE
87 | LV_2701-349_0_8_line_87 |  | 82 | 95 | 0.021225 | 0.125 | 0.08 | 261 | 0 | 0.364 | 1 | 4 | cs | TRUE
88 | LV_2701-349_0_8_line_88 |  | 83 | 84 | 0.014975 | 0.125 | 0.08 | 261 | 0 | 0.364 | 1 | 1 | cs | TRUE
89 | LV_2701-349_0_8_line_89 |  | 83 | 85 | 0.01756 | 0.125 | 0.08 | 261 | 0 | 0.364 | 1 | 1 | cs | TRUE
90 | LV_2701-349_0_8_line_90 |  | 84 | 86 | 0.0070661 | 0.125 | 0.08 | 261 | 0 | 0.364 | 1 | 1 | cs | TRUE
91 | LV_2701-349_0_8_line_91 |  | 85 | 87 | 0.0040313 | 0.125 | 0.08 | 261 | 0 | 0.364 | 1 | 1 | cs | TRUE
92 | LV_2701-349_0_8_line_92 |  | 85 | 88 | 0.023312 | 0.125 | 0.08 | 261 | 0 | 0.364 | 1 | 1 | cs | TRUE
93 | LV_2701-349_0_8_line_93 |  | 88 | 89 | 0.0092249 | 0.125 | 0.08 | 261 | 0 | 0.364 | 1 | 1 | cs | TRUE
94 | LV_2701-349_0_8_line_94 |  | 89 | 90 | 0.0054283 | 0.125 | 0.08 | 261 | 0 | 0.364 | 1 | 1 | cs | TRUE
95 | LV_2701-349_0_8_line_95 |  | 90 | 120 | 0.015709 | 0.125 | 0.08 | 261 | 0 | 0.364 | 1 | 1 | cs | TRUE
96 | LV_2701-349_0_8_line_96 |  | 91 | 92 | 0.017277 | 0.125 | 0.08 | 261 | 0 | 0.364 | 1 | 1 | cs | TRUE
97 | LV_2701-349_0_8_line_97 |  | 92 | 93 | 0.021679 | 0.125 | 0.08 | 261 | 0 | 0.364 | 1 | 1 | cs | TRUE
98 | LV_2701-349_0_8_line_98 |  | 93 | 94 | 0.01501 | 0.125 | 0.08 | 261 | 0 | 0.364 | 1 | 1 | cs | TRUE
99 | LV_2701-349_0_8_line_99 |  | 95 | 96 | 0.008546 | 0.125 | 0.08 | 261 | 0 | 0.364 | 1 | 4 | cs | TRUE
100 | LV_2701-349_0_8_line_100 |  | 95 | 97 | 0.025279 | 0.125 | 0.08 | 261 | 0 | 0.364 | 1 | 3 | cs | TRUE
101 | LV_2701-349_0_8_line_101 |  | 96 | 98 | 0.0087315 | 0.125 | 0.08 | 261 | 0 | 0.364 | 1 | 4 | cs | TRUE
102 | LV_2701-349_0_8_line_102 |  | 97 | 134 | 0.012658 | 0.125 | 0.08 | 261 | 0 | 0.364 | 1 | 1 | cs | TRUE
103 | LV_2701-349_0_8_line_103 |  | 98 | 111 | 0.0063899 | 0.125 | 0.08 | 261 | 0 | 0.364 | 1 | 4 | cs | TRUE
104 | LV_2701-349_0_8_line_104 |  | 99 | 100 | 0.0067383 | 0.125 | 0.08 | 261 | 0 | 0.364 | 1 | 1 | cs | TRUE
105 | LV_2701-349_0_8_line_105 |  | 100 | 101 | 0.0028458 | 0.125 | 0.08 | 261 | 0 | 0.364 | 1 | 1 | cs | TRUE
106 | LV_2701-349_0_8_line_106 |  | 101 | 102 | 0.0077992 | 0.125 | 0.08 | 261 | 0 | 0.364 | 1 | 1 | cs | TRUE
107 | LV_2701-349_0_8_line_107 |  | 102 | 152 | 0.004422 | 0.125 | 0.08 | 261 | 0 | 0.364 | 1 | 1 | cs | TRUE
108 | LV_2701-349_0_8_line_108 |  | 103 | 104 | 0.013712 | 0.125 | 0.08 | 261 | 0 | 0.364 | 1 | 4 | cs | TRUE
109 | LV_2701-349_0_8_line_109 |  | 103 | 105 | 0.013532 | 0.125 | 0.08 | 261 | 0 | 0.364 | 1 | 4 | cs | TRUE
110 | LV_2701-349_0_8_line_110 |  | 104 | 106 | 0.0068795 | 0.125 | 0.08 | 261 | 0 | 0.364 | 1 | 4 | cs | TRUE
111 | LV_2701-349_0_8_line_111 |  | 105 | 107 | 0.018129 | 0.125 | 0.08 | 261 | 0 | 0.364 | 1 | 4 | cs | TRUE
112 | LV_2701-349_0_8_line_112 |  | 106 | 108 | 0.0071731 | 0.125 | 0.08 | 261 | 0 | 0.364 | 1 | 4 | cs | TRUE
113 | LV_2701-349_0_8_line_113 |  | 107 | 109 | 0.0074696 | 0.125 | 0.08 | 261 | 0 | 0.364 | 1 | 4 | cs | TRUE
114 | LV_2701-349_0_8_line_114 |  | 108 | 122 | 0.017636 | 0.125 | 0.08 | 261 | 0 | 0.364 | 1 | 4 | cs | TRUE
115 | LV_2701-349_0_8_line_115 |  | 109 | 123 | 0.0070982 | 0.125 | 0.08 | 261 | 0 | 0.364 | 1 | 4 | cs | TRUE
116 | LV_2701-349_0_8_line_116 |  | 110 | 111 | 0.021862 | 0.125 | 0.08 | 261 | 0 | 0.364 | 1 | 1 | cs | TRUE
117 | LV_2701-349_0_8_line_117 |  | 110 | 112 | 0.011725 | 0.125 | 0.08 | 261 | 0 | 0.364 | 1 | 1 | cs | TRUE
118 | LV_2701-349_0_8_line_118 |  | 110 | 113 | 0.019919 | 0.125 | 0.08 | 261 | 0 | 0.364 | 1 | 1 | cs | TRUE
119 | LV_2701-349_0_8_line_119 |  | 111 | 117 | 0.004803 | 0.125 | 0.08 | 261 | 0 | 0.364 | 1 | 4 | cs | TRUE
120 | LV_2701-349_0_8_line_120 |  | 112 | 118 | 0.029496 | 0.125 | 0.08 | 261 | 0 | 0.364 | 1 | 1 | cs | TRUE
121 | LV_2701-349_0_8_line_121 |  | 113 | 124 | 0.026887 | 0.125 | 0.08 | 261 | 0 | 0.364 | 1 | 1 | cs | TRUE
122 | LV_2701-349_0_8_line_122 |  | 114 | 115 | 0.037489 | 0.125 | 0.08 | 261 | 0 | 0.364 | 1 | 4 | cs | TRUE
123 | LV_2701-349_0_8_line_123 |  | 114 | 116 | 0.010478 | 0.125 | 0.08 | 261 | 0 | 0.364 | 1 | 4 | cs | TRUE
124 | LV_2701-349_0_8_line_124 |  | 115 | 125 | 0.0068058 | 0.125 | 0.08 | 261 | 0 | 0.364 | 1 | 4 | cs | TRUE
125 | LV_2701-349_0_8_line_125 |  | 116 | 117 | 0.012773 | 0.125 | 0.08 | 261 | 0 | 0.364 | 1 | 4 | cs | TRUE
126 | LV_2701-349_0_8_line_126 |  | 118 | 126 | 0.016379 | 0.125 | 0.08 | 261 | 0 | 0.364 | 1 | 1 | cs | TRUE
127 | LV_2701-349_0_8_line_127 |  | 119 | 120 | 0.013727 | 0.125 | 0.08 | 261 | 0 | 0.364 | 1 | 1 | cs | TRUE
128 | LV_2701-349_0_8_line_128 |  | 119 | 121 | 0.02041 | 0.125 | 0.08 | 261 | 0 | 0.364 | 1 | 1 | cs | TRUE
129 | LV_2701-349_0_8_line_129 |  | 120 | 127 | 0.0092231 | 0.125 | 0.08 | 261 | 0 | 0.364 | 1 | 2 | cs | TRUE
130 | LV_2701-349_0_8_line_130 |  | 121 | 128 | 0.0086329 | 0.125 | 0.08 | 261 | 0 | 0.364 | 1 | 1 | cs | TRUE
131 | LV_2701-349_0_8_line_131 |  | 122 | 141 | 0.010396 | 0.125 | 0.08 | 261 | 0 | 0.364 | 1 | 4 | cs | TRUE
132 | LV_2701-349_0_8_line_132 |  | 123 | 127 | 0.0090102 | 0.125 | 0.08 | 261 | 0 | 0.364 | 1 | 4 | cs | TRUE
133 | LV_2701-349_0_8_line_133 |  | 124 | 182 | 0.022766 | 0.125 | 0.08 | 261 | 0 | 0.364 | 1 | 1 | cs | TRUE
134 | LV_2701-349_0_8_line_134 |  | 125 | 143 | 0.0065879 | 0.125 | 0.08 | 261 | 0 | 0.364 | 1 | 4 | cs | TRUE
135 | LV_2701-349_0_8_line_135 |  | 126 | 177 | 0.0040268 | 0.125 | 0.08 | 261 | 0 | 0.364 | 1 | 1 | cs | TRUE
136 | LV_2701-349_0_8_line_136 |  | 128 | 165 | 0.00088409 | 0.125 | 0.08 | 261 | 0 | 0.364 | 1 | 1 | cs | TRUE
137 | LV_2701-349_0_8_line_137 |  | 129 | 131 | 0.0015239 | 0.125 | 0.08 | 261 | 0 | 0.364 | 1 | 1 | cs | TRUE
138 | LV_2701-349_0_8_line_138 |  | 131 | 132 | 0.0065527 | 0.125 | 0.08 | 261 | 0 | 0.364 | 1 | 1 | cs | TRUE
139 | LV_2701-349_0_8_line_139 |  | 132 | 136 | 0.0064691 | 0.125 | 0.08 | 261 | 0 | 0.364 | 1 | 1 | cs | TRUE
140 | LV_2701-349_0_8_line_140 |  | 133 | 134 | 0.01924 | 0.125 | 0.08 | 261 | 0 | 0.364 | 1 | 1 | cs | TRUE
141 | LV_2701-349_0_8_line_141 |  | 133 | 135 | 0.006382 | 0.125 | 0.08 | 261 | 0 | 0.364 | 1 | 1 | cs | TRUE
142 | LV_2701-349_0_8_line_142 |  | 136 | 137 | 0.0058861 | 0.125 | 0.08 | 261 | 0 | 0.364 | 1 | 1 | cs | TRUE
143 | LV_2701-349_0_8_line_143 |  | 137 | 164 | 0.00080791 | 0.125 | 0.08 | 261 | 0 | 0.364 | 1 | 1 | cs | TRUE
144 | LV_2701-349_0_8_line_144 |  | 138 | 139 | 0.0010127 | 0.125 | 0.08 | 261 | 0 | 0.364 | 1 | 1 | cs | TRUE
145 | LV_2701-349_0_8_line_145 |  | 139 | 140 | 0.023586 | 0.125 | 0.08 | 261 | 0 | 0.364 | 1 | 1 | cs | TRUE
146 | LV_2701-349_0_8_line_146 |  | 140 | 141 | 0.030196 | 0.125 | 0.08 | 261 | 0 | 0.364 | 1 | 4 | cs | TRUE
147 | LV_2701-349_0_8_line_147 |  | 140 | 142 | 0.024056 | 0.125 | 0.08 | 261 | 0 | 0.364 | 1 | 4 | cs | TRUE
148 | LV_2701-349_0_8_line_148 |  | 142 | 145 | 0.017879 | 0.125 | 0.08 | 261 | 0 | 0.364 | 1 | 4 | cs | TRUE
149 | LV_2701-349_0_8_line_149 |  | 142 | 144 | 0.01186 | 0.125 | 0.08 | 261 | 0 | 0.364 | 1 | 1 | cs | TRUE
150 | LV_2701-349_0_8_line_150 |  | 143 | 149 | 0.0080676 | 0.125 | 0.08 | 261 | 0 | 0.364 | 1 | 4 | cs | TRUE
151 | LV_2701-349_0_8_line_151 |  | 145 | 146 | 0.017421 | 0.125 | 0.08 | 261 | 0 | 0.364 | 1 | 4 | cs | TRUE
152 | LV_2701-349_0_8_line_152 |  | 146 | 147 | 0.021006 | 0.125 | 0.08 | 261 | 0 | 0.364 | 1 | 4 | cs | TRUE
153 | LV_2701-349_0_8_line_153 |  | 147 | 160 | 0.0056752 | 0.125 | 0.08 | 261 | 0 | 0.364 | 1 | 4 | cs | TRUE
154 | LV_2701-349_0_8_line_154 |  | 149 | 150 | 0.010145 | 0.125 | 0.08 | 261 | 0 | 0.364 | 1 | 4 | cs | TRUE
155 | LV_2701-349_0_8_line_155 |  | 150 | 151 | 0.0080615 | 0.125 | 0.08 | 261 | 0 | 0.364 | 1 | 4 | cs | TRUE
156 | LV_2701-349_0_8_line_156 |  | 151 | 157 | 0.0053915 | 0.125 | 0.08 | 261 | 0 | 0.364 | 1 | 4 | cs | TRUE
157 | LV_2701-349_0_8_line_157 |  | 152 | 153 | 0.0021933 | 0.125 | 0.08 | 261 | 0 | 0.364 | 1 | 1 | cs | TRUE
158 | LV_2701-349_0_8_line_158 |  | 153 | 154 | 0.0047025 | 0.125 | 0.08 | 261 | 0 | 0.364 | 1 | 1 | cs | TRUE
159 | LV_2701-349_0_8_line_159 |  | 155 | 156 | 0.021732 | 0.125 | 0.08 | 261 | 0 | 0.364 | 1 | 4 | cs | TRUE
160 | LV_2701-349_0_8_line_160 |  | 155 | 157 | 0.006905 | 0.125 | 0.08 | 261 | 0 | 0.364 | 1 | 4 | cs | TRUE
161 | LV_2701-349_0_8_line_161 |  | 156 | 158 | 0.0068609 | 0.125 | 0.08 | 261 | 0 | 0.364 | 1 | 4 | cs | TRUE
162 | LV_2701-349_0_8_line_162 |  | 158 | 159 | 0.006064 | 0.125 | 0.08 | 261 | 0 | 0.364 | 1 | 4 | cs | TRUE
163 | LV_2701-349_0_8_line_163 |  | 159 | 160 | 0.0069043 | 0.125 | 0.08 | 261 | 0 | 0.364 | 1 | 4 | cs | TRUE
164 | LV_2701-349_0_8_line_164 |  | 161 | 162 | 0.00081541 | 0.125 | 0.08 | 261 | 0 | 0.364 | 1 | 1 | cs | TRUE
165 | LV_2701-349_0_8_line_165 |  | 162 | 163 | 0.0070342 | 0.125 | 0.08 | 261 | 0 | 0.364 | 1 | 1 | cs | TRUE
166 | LV_2701-349_0_8_line_166 |  | 163 | 164 | 0.012894 | 0.125 | 0.08 | 261 | 0 | 0.364 | 1 | 1 | cs | TRUE
167 | LV_2701-349_0_8_line_167 |  | 165 | 166 | 0.0063074 | 0.125 | 0.08 | 261 | 0 | 0.364 | 1 | 1 | cs | TRUE
168 | LV_2701-349_0_8_line_168 |  | 166 | 167 | 0.033844 | 0.125 | 0.08 | 261 | 0 | 0.364 | 1 | 1 | cs | TRUE
169 | LV_2701-349_0_8_line_169 |  | 167 | 168 | 0.005556 | 0.125 | 0.08 | 261 | 0 | 0.364 | 1 | 1 | cs | TRUE
170 | LV_2701-349_0_8_line_170 |  | 167 | 169 | 0.026952 | 0.125 | 0.08 | 261 | 0 | 0.364 | 1 | 1 | cs | TRUE
171 | LV_2701-349_0_8_line_171 |  | 168 | 170 | 0.021897 | 0.125 | 0.08 | 261 | 0 | 0.364 | 1 | 1 | cs | TRUE
172 | LV_2701-349_0_8_line_172 |  | 169 | 171 | 0.002212 | 0.125 | 0.08 | 261 | 0 | 0.364 | 1 | 1 | cs | TRUE
173 | LV_2701-349_0_8_line_173 |  | 172 | 173 | 0.017112 | 0.125 | 0.08 | 261 | 0 | 0.364 | 1 | 1 | cs | TRUE
174 | LV_2701-349_0_8_line_174 |  | 173 | 179 | 0.0060608 | 0.125 | 0.08 | 261 | 0 | 0.364 | 1 | 1 | cs | TRUE
175 | LV_2701-349_0_8_line_175 |  | 174 | 175 | 0.01843 | 0.125 | 0.08 | 261 | 0 | 0.364 | 1 | 1 | cs | TRUE
176 | LV_2701-349_0_8_line_176 |  | 174 | 176 | 0.0017644 | 0.125 | 0.08 | 261 | 0 | 0.364 | 1 | 1 | cs | TRUE
177 | LV_2701-349_0_8_line_177 |  | 175 | 177 | 0.006869 | 0.125 | 0.08 | 261 | 0 | 0.364 | 1 | 1 | cs | TRUE
178 | LV_2701-349_0_8_line_178 |  | 176 | 178 | 0.014179 | 0.125 | 0.08 | 261 | 0 | 0.364 | 1 | 1 | cs | TRUE
179 | LV_2701-349_0_8_line_179 |  | 176 | 179 | 0.021978 | 0.125 | 0.08 | 261 | 0 | 0.364 | 1 | 1 | cs | TRUE
180 | LV_2701-349_0_8_line_180 |  | 178 | 180 | 0.049752 | 0.125 | 0.08 | 261 | 0 | 0.364 | 1 | 1 | cs | TRUE
181 | LV_2701-349_0_8_line_181 |  | 180 | 181 | 0.018969 | 0.125 | 0.08 | 261 | 0 | 0.364 | 1 | 1 | cs | TRUE
182 | LV_2701-349_0_8_line_182 |  | 182 | 183 | 0.0061679 | 0.125 | 0.08 | 261 | 0 | 0.364 | 1 | 1 | cs | TRUE
183 | LV_2701-349_0_8_line_183 |  | 183 | 184 | 0.016345 | 0.125 | 0.08 | 261 | 0 | 0.364 | 1 | 1 | cs | TRUE
184 | LV_2701-349_0_8_line_184 |  | 184 | 186 | 0.023987 | 0.125 | 0.08 | 261 | 0 | 0.364 | 1 | 1 | cs | TRUE
185 | LV_2701-349_0_8_line_185 |  | 185 | 186 | 0.022756 | 0.125 | 0.08 | 261 | 0 | 0.364 | 1 | 1 | cs | TRUE

## trafo
| name | std_type | hv_bus | lv_bus | sn_mva | vn_hv_kv | vn_lv_kv | vk_percent | vkr_percent | pfe_kw | i0_percent | shift_degree | tap_side | tap_neutral | tap_min | tap_max | tap_step_percent | tap_step_degree | tap_pos | tap_phase_shifter | parallel | df | in_service
0 | LV_2701-349_0_8_trafo_83 | 0.63 MVA 20/0.4 kV | 187 | 105 | 0.63 | 20 | 0.4 | 6 | 1.206 | 1.65 | 0.2619 | 150 | hv | 0 | -2 | 2 | 2.5 | 0 | 0 | FALSE | 1 | 1 | TRUE

## line_geodata
| x0 | y0 | x1 | y1 | x2 | y2 | x3 | y3 | x4 | y4 | x5 | y5 | x6 | y6 | x7 | y7 | x8 | y8
0 | 2611090.6817 | 1264918.9646 | 2611089.0569 | 1264915.1656
1 | 2611090.6817 | 1264918.9646 | 2611092.0764 | 1264922.2257
2 | 2611089.0569 | 1264915.1656 | 2611087.3416 | 1264911.1548
3 | 2611092.0764 | 1264922.2257 | 2611094.7091 | 1264928.3816
4 | 2611084.6132 | 1264904.7751 | 2611087.3416 | 1264911.1548
5 | 2611094.8018 | 1264928.5982 | 2611094.7091 | 1264928.3816
6 | 2611083.6671 | 1264902.5631 | 2611084.6132 | 1264904.7751
7 | 2611094.8018 | 1264928.5982 | 2611097.7527 | 1264935.4981
8 | 2611083.6671 | 1264902.5631 | 2611081.9338 | 1264898.5101
9 | 2611097.7527 | 1264935.4981 | 2611100.2113 | 1264941.247
10 | 2611110.4925 | 1264965.5314 | 2611113.6862 | 1264972.9548
11 | 2611108.0994 | 1264959.9689 | 2611110.4925 | 1264965.5314
12 | 2611113.6862 | 1264972.9548 | 2611114.5813 | 1264975.0355
13 | 2611108.0994 | 1264959.9689 | 2611121.6179 | 1264954.2225
14 | 2611101.8174 | 1264945.0024 | 2611108.0994 | 1264959.9689
15 | 2611116.29 | 1264979.0072 | 2611114.5813 | 1264975.0355
16 | 2611121.6179 | 1264954.2225 | 2611123.2684 | 1264953.5209
17 | 2611101.8174 | 1264945.0024 | 2611090.354 | 1264953.5631
18 | 2611101.8174 | 1264945.0024 | 2611100.2113 | 1264941.247
19 | 2611116.29 | 1264979.0072 | 2611117.137 | 1264980.9759
20 | 2611123.3645 | 1264953.48 | 2611123.2684 | 1264953.5209
21 | 2611087.2966 | 1264955.8464 | 2611090.354 | 1264953.5631
22 | 2611119.7014 | 1264986.9367 | 2611117.137 | 1264980.9759
23 | 2611080.8909 | 1264896.0715 | 2611078.3977 | 1264890.2421
24 | 2611080.8909 | 1264896.0715 | 2611081.9338 | 1264898.5101
25 | 2611078.3977 | 1264890.2421 | 2611078.0978 | 1264889.5407
26 | 2611078.0978 | 1264889.5407 | 2611075.4661 | 1264883.3872
27 | 2611066.7667 | 1264863.892 | 2611071.1692 | 1264873.3401 | 2611075.4661 | 1264883.3872
28 | 2611066.7667 | 1264863.892 | 2611081.5299 | 1264857.7598
29 | 2611066.7667 | 1264863.892 | 2611057.801 | 1264846.4077 | 2611049.459 | 1264833.65 | 2611038.8574 | 1264817.831
30 | 2611066.7667 | 1264863.892 | 2611049.4851 | 1264870.8631
31 | 2611301.5747 | 1264911.6129 | 2611299.8824 | 1264903.9685
32 | 2611301.9031 | 1264913.0963 | 2611301.5747 | 1264911.6129
33 | 2611298.4747 | 1264897.6094 | 2611299.8824 | 1264903.9685
34 | 2611301.9031 | 1264913.0963 | 2611304.0313 | 1264922.7098
35 | 2611296.8196 | 1264890.1333 | 2611298.4747 | 1264897.6094
36 | 2611304.0313 | 1264922.7098 | 2611305.7024 | 1264930.2586
37 | 2611296.8196 | 1264890.1333 | 2611296.7656 | 1264889.8893
38 | 2611307.2971 | 1264937.4621 | 2611305.7024 | 1264930.2586
39 | 2611296.7656 | 1264889.8893 | 2611295.1545 | 1264882.6116
40 | 2611307.2971 | 1264937.4621 | 2611307.2971 | 1264937.4621 | 2611307.71 | 1264941.2909
41 | 2611294.5192 | 1264879.7419 | 2611295.1545 | 1264882.6116
42 | 2611294.5192 | 1264879.7419 | 2611293.7242 | 1264876.1506
43 | 2611049.4851 | 1264870.8631 | 2611013.8694 | 1264885.2299
44 | 2610993.7419 | 1264893.349 | 2611013.8694 | 1264885.2299
45 | 2610972.1886 | 1264902.0432 | 2610993.7419 | 1264893.349
46 | 2611081.5299 | 1264857.7598 | 2611083.9928 | 1264856.7368
47 | 2610972.1886 | 1264902.0432 | 2610988.7147 | 1264939.0521
48 | 2611098.7788 | 1264850.5951 | 2611083.9928 | 1264856.7368
49 | 2610992.0778 | 1264946.636 | 2610989.1134 | 1264939.9451 | 2610988.7147 | 1264939.0521
50 | 2611098.7788 | 1264850.5951 | 2611106.3743 | 1264847.4401
51 | 2611285.1892 | 1264836.3216 | 2611284.1107 | 1264828.7507
52 | 2611284.1107 | 1264828.7507 | 2611283.995 | 1264827.9385
53 | 2611285.3058 | 1264837.1397 | 2611285.1892 | 1264836.3216
54 | 2611283.995 | 1264827.9385 | 2611282.5345 | 1264817.6865
55 | 2611285.3058 | 1264837.1397 | 2611285.6987 | 1264839.898 | 2611286.0856 | 1264841.6458
56 | 2611282.5345 | 1264817.6865 | 2611281.4467 | 1264810.0504
57 | 2611287.1434 | 1264846.4238 | 2611286.0856 | 1264841.6458
58 | 2611281.0811 | 1264807.484 | 2611281.4467 | 1264810.0504
59 | 2611287.1434 | 1264846.4238 | 2611287.5206 | 1264848.128
60 | 2611281.0811 | 1264807.484 | 2611280.616 | 1264804.2193 | 2611281.9525 | 1264798.2971
61 | 2611370.1803 | 1264876.9581 | 2611372.2059 | 1264884.5753
62 | 2611368.2133 | 1264868.4559 | 2611368.8206 | 1264871.8452 | 2611370.1803 | 1264876.9581
63 | 2611368.2133 | 1264868.4559 | 2611364.997 | 1264850.5067
64 | 2611364.8212 | 1264849.5256 | 2611364.997 | 1264850.5067
65 | 2611309.9164 | 1264961.7506 | 2611307.71 | 1264941.2909
66 | 2611309.9164 | 1264961.7506 | 2611273.0977 | 1264976.3665
67 | 2611364.8212 | 1264849.5256 | 2611363.5333 | 1264842.3383
68 | 2610999.3806 | 1264963.1187 | 2610992.0778 | 1264946.636
69 | 2611163.4785 | 1264928.9035 | 2611171.5036 | 1264926.0754 | 2611180.0883 | 1264927.4404
70 | 2611191.04 | 1264929.1817 | 2611180.0883 | 1264927.4404
71 | 2611134.2957 | 1264901.3745 | 2611131.486 | 1264894.8074
72 | 2611128.8528 | 1264888.6528 | 2611131.486 | 1264894.8074
73 | 2611191.04 | 1264929.1817 | 2611192.217 | 1264929.3689
74 | 2611128.8528 | 1264888.6528 | 2611126.0614 | 1264882.1284
75 | 2611362.3235 | 1264835.5865 | 2611363.5333 | 1264842.3383
76 | 2611361.239 | 1264829.5342 | 2611362.3235 | 1264835.5865
77 | 2611389.6495 | 1264745.4976 | 2611383.9738 | 1264740.55 | 2611379.4663 | 1264738.9847 | 2611363.5529 | 1264738.7774
78 | 2611345.897 | 1264735.2513 | 2611354.3247 | 1264738.3362 | 2611356.4626 | 1264738.685 | 2611363.5529 | 1264738.7774
79 | 2611390.8967 | 1264754.8065 | 2611389.6495 | 1264745.4976
80 | 2611345.897 | 1264735.2513 | 2611335.4709 | 1264737.6109 | 2611326.6407 | 1264738.9292
81 | 2611390.8967 | 1264754.8065 | 2611378.6524 | 1264762.922 | 2611369.4039 | 1264765.7071
82 | 2611326.6407 | 1264738.9292 | 2611293.4113 | 1264743.8903
83 | 2611350.8055 | 1264771.3079 | 2611369.4039 | 1264765.7071
84 | 2611244.8051 | 1264751.6262 | 2611248.8432 | 1264750.5442 | 2611293.4113 | 1264743.8903
85 | 2611350.8055 | 1264771.3079 | 2611353.834 | 1264788.2093
86 | 2611350.8055 | 1264771.3079 | 2611336.5347 | 1264773.6818
87 | 2611232.5335 | 1264766.3243 | 2611234.8184 | 1264760.5802 | 2611238.4401 | 1264756.7399 | 2611245.4413 | 1264753.6844 | 2611244.8051 | 1264751.6262
88 | 2611123.2819 | 1264875.632 | 2611117.3915 | 1264861.8643
89 | 2611110.0973 | 1264845.8937 | 2611115.2723 | 1264856.911 | 2611117.3915 | 1264861.8643
90 | 2611123.2819 | 1264875.632 | 2611126.0614 | 1264882.1284
91 | 2611110.0973 | 1264845.8937 | 2611106.3743 | 1264847.4401
92 | 2611110.0973 | 1264845.8937 | 2611128.6538 | 1264831.784
93 | 2611128.6538 | 1264831.784 | 2611135.997 | 1264826.2005
94 | 2611140.318 | 1264822.9149 | 2611135.997 | 1264826.2005
95 | 2611152.8227 | 1264813.4068 | 2611140.318 | 1264822.9149
96 | 2611014.4139 | 1264996.5867 | 2611030.1091 | 1264989.3648
97 | 2611014.4139 | 1264996.5867 | 2611005.5071 | 1264976.8215
98 | 2610999.3806 | 1264963.1187 | 2611002.2132 | 1264969.512 | 2611005.5071 | 1264976.8215
99 | 2611232.5335 | 1264766.3243 | 2611224.7315 | 1264762.7849
100 | 2611232.5335 | 1264766.3243 | 2611254.2267 | 1264779.3027
101 | 2611224.7315 | 1264762.7849 | 2611220.0565 | 1264770.1593
102 | 2611265.1847 | 1264785.5994 | 2611264.1162 | 1264785.2193 | 2611254.2267 | 1264779.3027
103 | 2611216.6352 | 1264775.5562 | 2611220.0565 | 1264770.1593
104 | 2611287.5206 | 1264848.128 | 2611288.9771 | 1264854.707
105 | 2611289.5922 | 1264857.4855 | 2611288.9771 | 1264854.707
106 | 2611289.5922 | 1264857.4855 | 2611291.2779 | 1264865.1003
107 | 2611292.2337 | 1264869.4178 | 2611291.2779 | 1264865.1003
108 | 2611202.9902 | 1264848.8028 | 2611204.7561 | 1264853.7323 | 2611206.8932 | 1264861.9346
109 | 2611198.4266 | 1264836.0637 | 2611202.9902 | 1264848.8028
110 | 2611208.6278 | 1264868.5919 | 2611206.8932 | 1264861.9346
111 | 2611198.4266 | 1264836.0637 | 2611182.1298 | 1264828.1219
112 | 2611208.6278 | 1264868.5919 | 2611210.4364 | 1264875.5333
113 | 2611182.1298 | 1264828.1219 | 2611175.4151 | 1264824.8497
114 | 2611213.9213 | 1264892.8116 | 2611211.5964 | 1264879.9856 | 2611210.4364 | 1264875.5333
115 | 2611169.0343 | 1264821.7402 | 2611175.4151 | 1264824.8497
116 | 2611198.7826 | 1264763.025 | 2611206.2335 | 1264769.0432 | 2611209.3924 | 1264771.0172 | 2611210.3176 | 1264771.5526 | 2611211.3629 | 1264772.2551 | 2611213.664 | 1264773.905 | 2611215.033 | 1264774.6637 | 2611216.3945 | 1264775.4223 | 2611216.6352 | 1264775.5562
117 | 2611188.7787 | 1264769.1882 | 2611198.7826 | 1264763.025
118 | 2611198.7826 | 1264763.025 | 2611202.8415 | 1264758.9298 | 2611207.1971 | 1264757.2035 | 2611211.9729 | 1264752.298 | 2611213.8913 | 1264750.511
119 | 2611214.3156 | 1264779.7658 | 2611216.6352 | 1264775.5562
120 | 2611188.7787 | 1264769.1882 | 2611187.1148 | 1264761.0795 | 2611186.4768 | 1264739.8704
121 | 2611213.8913 | 1264750.511 | 2611219.3351 | 1264745.4405 | 2611228.2244 | 1264739.4309 | 2611236.233 | 1264735.9884
122 | 2611203.4188 | 1264800.2039 | 2611202.4814 | 1264806.1284 | 2611203.8495 | 1264811.368 | 2611207.2903 | 1264823.5829 | 2611211.0031 | 1264835.2424 | 2611211.3845 | 1264836.3259
123 | 2611203.4188 | 1264800.2039 | 2611205.3342 | 1264794.7482 | 2611207.7484 | 1264790.7209
124 | 2611213.644 | 1264842.7457 | 2611211.3845 | 1264836.3259
125 | 2611214.3156 | 1264779.7658 | 2611207.7484 | 1264790.7209
126 | 2611186.0418 | 1264723.4987 | 2611186.0093 | 1264724.3297 | 2611186.4768 | 1264739.8704
127 | 2611165.108 | 1264807.3367 | 2611158.7933 | 1264809.7599 | 2611152.8227 | 1264813.4068
128 | 2611165.108 | 1264807.3367 | 2611157.632 | 1264798.6167 | 2611150.5761 | 1264793.153
129 | 2611152.8227 | 1264813.4068 | 2611159.9011 | 1264817.2894 | 2611160.9347 | 1264817.7931
130 | 2611150.5761 | 1264793.153 | 2611143.7504 | 1264787.8675
131 | 2611213.9213 | 1264892.8116 | 2611215.2778 | 1264900.2955 | 2611215.491 | 1264903.0776
132 | 2611169.0343 | 1264821.7402 | 2611160.9347 | 1264817.7931
133 | 2611258.4826 | 1264731.3242 | 2611251.1966 | 1264732.5251 | 2611237.4186 | 1264735.4788 | 2611236.233 | 1264735.9884
134 | 2611213.644 | 1264842.7457 | 2611215.8312 | 1264848.9599
135 | 2611186.0418 | 1264723.4987 | 2611186.1995 | 1264719.4749
136 | 2611143.7504 | 1264787.8675 | 2611143.0514 | 1264787.3262
137 | 2611353.834 | 1264788.2093 | 2611354.1028 | 1264789.7093
138 | 2611355.2585 | 1264796.1592 | 2611354.1028 | 1264789.7093
139 | 2611355.2585 | 1264796.1592 | 2611356.3996 | 1264802.5269
140 | 2611283.3574 | 1264792.0716 | 2611265.1847 | 1264785.5994
141 | 2611283.3574 | 1264792.0716 | 2611281.9525 | 1264798.2971
142 | 2611357.4378 | 1264808.3207 | 2611356.3996 | 1264802.5269
143 | 2611357.4378 | 1264808.3207 | 2611357.5803 | 1264809.116
144 | 2611193.2171 | 1264929.5279 | 2611192.217 | 1264929.3689
145 | 2611216.5108 | 1264933.2317 | 2611193.2171 | 1264929.5279
146 | 2611216.5108 | 1264933.2317 | 2611216.5933 | 1264917.4654 | 2611215.491 | 1264903.0776
147 | 2611216.5108 | 1264933.2317 | 2611213.499 | 1264957.0981
148 | 2611213.499 | 1264957.0981 | 2611217.4571 | 1264962.4315 | 2611220.2364 | 1264966.017 | 2611224.3527 | 1264971.3284
149 | 2611213.499 | 1264957.0981 | 2611210.9661 | 1264968.6848
150 | 2611218.5097 | 1264856.5699 | 2611215.8312 | 1264848.9599
151 | 2611224.3527 | 1264971.3284 | 2611225.4273 | 1264960.5119 | 2611226.4676 | 1264954.0436
152 | 2611226.4676 | 1264954.0436 | 2611227.6673 | 1264946.5842 | 2611228.8436 | 1264933.1851
153 | 2611228.8436 | 1264933.1851 | 2611228.9448 | 1264932.0321 | 2611228.9533 | 1264927.5143
154 | 2611221.6218 | 1264866.2186 | 2611220.7698 | 1264862.9911 | 2611218.5097 | 1264856.5699
155 | 2611221.6218 | 1264866.2186 | 2611223.6794 | 1264874.0131
156 | 2611223.6794 | 1264874.0131 | 2611223.865 | 1264874.7162 | 2611224.6124 | 1264879.3202
157 | 2611292.2337 | 1264869.4178 | 2611292.7078 | 1264871.5593
158 | 2611293.7242 | 1264876.1506 | 2611292.7078 | 1264871.5593
159 | 2611225.7188 | 1264886.136 | 2611226.5967 | 1264891.5441 | 2611228.2321 | 1264906.7244 | 2611228.2959 | 1264907.7071
160 | 2611225.7188 | 1264886.136 | 2611224.6124 | 1264879.3202
161 | 2611228.2959 | 1264907.7071 | 2611228.7407 | 1264914.5535
162 | 2611228.9664 | 1264920.61 | 2611228.9711 | 1264918.1003 | 2611228.7407 | 1264914.5535
163 | 2611228.9533 | 1264927.5143 | 2611228.9664 | 1264920.61
164 | 2611361.0952 | 1264828.7316 | 2611361.239 | 1264829.5342
165 | 2611361.0952 | 1264828.7316 | 2611359.8545 | 1264821.8077
166 | 2611357.5803 | 1264809.116 | 2611359.8545 | 1264821.8077
167 | 2611143.0514 | 1264787.3262 | 2611142.3458 | 1264786.7798 | 2611137.7486 | 1264783.9183
168 | 2611111.4871 | 1264763.0057 | 2611122.046 | 1264774.1442 | 2611137.7486 | 1264783.9183
169 | 2611111.4871 | 1264763.0057 | 2611108.6401 | 1264758.2346
170 | 2611111.4871 | 1264763.0057 | 2611102.8618 | 1264768.9158 | 2611087.3954 | 1264774.652
171 | 2611108.6401 | 1264758.2346 | 2611097.4195 | 1264739.4311
172 | 2611085.3214 | 1264775.4212 | 2611087.3954 | 1264774.652
173 | 2611188.3585 | 1264664.415 | 2611171.9857 | 1264659.4381
174 | 2611188.3585 | 1264664.415 | 2611188.1208 | 1264670.4711
175 | 2611187.19 | 1264694.1953 | 2611186.4684 | 1264712.6112
176 | 2611187.2591 | 1264692.4323 | 2611187.19 | 1264694.1953
177 | 2611186.1995 | 1264719.4749 | 2611186.4684 | 1264712.6112
178 | 2611187.2591 | 1264692.4323 | 2611201.4158 | 1264693.2324
179 | 2611187.2591 | 1264692.4323 | 2611188.1208 | 1264670.4711
180 | 2611201.4158 | 1264693.2324 | 2611237.728 | 1264695.2849 | 2611239.1693 | 1264693.6643 | 2611239.5369 | 1264682.4573
181 | 2611257.4668 | 1264682.1132 | 2611257.5363 | 1264681.1904 | 2611239.5369 | 1264682.4573
182 | 2611258.4826 | 1264731.3242 | 2611264.5684 | 1264730.3211
183 | 2611280.6953 | 1264727.6631 | 2611264.5684 | 1264730.3211
184 | 2611304.3681 | 1264723.7912 | 2611286.4107 | 1264726.7211 | 2611280.6953 | 1264727.6631
185 | 2611326.8274 | 1264720.1268 | 2611304.3681 | 1264723.7912

## bus_geodata
| x | y | coords
0 | 2611090.6817 | 1264918.9646
1 | 2611089.0569 | 1264915.1656
2 | 2611092.0764 | 1264922.2257
3 | 2611087.3416 | 1264911.1548
4 | 2611094.7091 | 1264928.3816
5 | 2611084.6132 | 1264904.7751
6 | 2611094.8018 | 1264928.5982
7 | 2611083.6671 | 1264902.5631
8 | 2611097.7527 | 1264935.4981
9 | 2611110.4925 | 1264965.5314
10 | 2611113.6862 | 1264972.9548
11 | 2611108.0994 | 1264959.9689
12 | 2611114.5813 | 1264975.0355
13 | 2611121.6179 | 1264954.2225
14 | 2611101.8174 | 1264945.0024
15 | 2611116.29 | 1264979.0072
16 | 2611123.2684 | 1264953.5209
17 | 2611090.354 | 1264953.5631
18 | 2611100.2113 | 1264941.247
19 | 2611117.137 | 1264980.9759
20 | 2611123.3645 | 1264953.4801
21 | 2611087.2966 | 1264955.8464
22 | 2611080.8909 | 1264896.0715
23 | 2611078.3977 | 1264890.2421
24 | 2611081.9338 | 1264898.5101
25 | 2611078.0978 | 1264889.5407
26 | 2611075.4661 | 1264883.3872
27 | 2611066.7667 | 1264863.892
28 | 2611301.5747 | 1264911.6129
29 | 2611299.8824 | 1264903.9685
30 | 2611301.9031 | 1264913.0963
31 | 2611298.4747 | 1264897.6094
32 | 2611304.0313 | 1264922.7098
33 | 2611296.8196 | 1264890.1333
34 | 2611305.7024 | 1264930.2586
35 | 2611296.7656 | 1264889.8893
36 | 2611307.2971 | 1264937.4621
37 | 2611295.1545 | 1264882.6116
38 | 2611294.5192 | 1264879.7419
39 | 2611049.4851 | 1264870.8631
40 | 2611013.8694 | 1264885.2299
41 | 2610993.7419 | 1264893.349
42 | 2611081.5299 | 1264857.7598
43 | 2611038.8574 | 1264817.831
44 | 2610972.1886 | 1264902.0432
45 | 2611083.9928 | 1264856.7368
46 | 2610988.7147 | 1264939.0521
47 | 2611098.7788 | 1264850.5951
48 | 2611284.1107 | 1264828.7507
49 | 2611285.1892 | 1264836.3216
50 | 2611283.995 | 1264827.9385
51 | 2611285.3058 | 1264837.1397
52 | 2611282.5345 | 1264817.6865
53 | 2611286.0856 | 1264841.6458
54 | 2611281.4467 | 1264810.0504
55 | 2611287.1434 | 1264846.4238
56 | 2611281.0811 | 1264807.484
57 | 2611372.2059 | 1264884.5753
58 | 2611370.1803 | 1264876.9581
59 | 2611368.2133 | 1264868.4559
60 | 2611364.997 | 1264850.5067
61 | 2611309.9164 | 1264961.7506
62 | 2611307.71 | 1264941.2909
63 | 2611273.0977 | 1264976.3665
64 | 2611364.8212 | 1264849.5256
65 | 2610992.0778 | 1264946.636
66 | 2611163.4785 | 1264928.9035
67 | 2611180.0883 | 1264927.4404
68 | 2611134.2957 | 1264901.3745
69 | 2611131.486 | 1264894.8074
70 | 2611191.04 | 1264929.1817
71 | 2611128.8528 | 1264888.6528
72 | 2611363.5333 | 1264842.3383
73 | 2611362.3235 | 1264835.5865
74 | 2611363.553 | 1264738.7774
75 | 2611389.6495 | 1264745.4976
76 | 2611345.897 | 1264735.2513
77 | 2611390.8967 | 1264754.8065
78 | 2611326.6407 | 1264738.9292
79 | 2611369.4039 | 1264765.7071
80 | 2611293.4113 | 1264743.8903
81 | 2611350.8055 | 1264771.3079
82 | 2611244.8051 | 1264751.6262
83 | 2611117.3915 | 1264861.8643
84 | 2611123.2819 | 1264875.632
85 | 2611110.0973 | 1264845.8937
86 | 2611126.0614 | 1264882.1284
87 | 2611106.3743 | 1264847.4401
88 | 2611128.6538 | 1264831.784
89 | 2611135.997 | 1264826.2005
90 | 2611140.318 | 1264822.9149
91 | 2611030.1091 | 1264989.3648
92 | 2611014.4139 | 1264996.5867
93 | 2611005.5071 | 1264976.8215
94 | 2610999.3806 | 1264963.1187
95 | 2611232.5335 | 1264766.3243
96 | 2611224.7315 | 1264762.7849
97 | 2611254.2267 | 1264779.3027
98 | 2611220.0565 | 1264770.1593
99 | 2611287.5206 | 1264848.128
100 | 2611288.9771 | 1264854.707
101 | 2611289.5922 | 1264857.4855
102 | 2611291.2779 | 1264865.1003
103 | 2611202.9902 | 1264848.8028
104 | 2611206.8932 | 1264861.9346
105 | 2611198.4266 | 1264836.0637
106 | 2611208.6278 | 1264868.5919
107 | 2611182.1298 | 1264828.1219
108 | 2611210.4364 | 1264875.5333
109 | 2611175.4151 | 1264824.8497
110 | 2611198.7826 | 1264763.025
111 | 2611216.6352 | 1264775.5562
112 | 2611188.7787 | 1264769.1882
113 | 2611213.8913 | 1264750.511
114 | 2611203.4188 | 1264800.2039
115 | 2611211.3845 | 1264836.3259
116 | 2611207.7484 | 1264790.7209
117 | 2611214.3156 | 1264779.7658
118 | 2611186.4768 | 1264739.8704
119 | 2611165.108 | 1264807.3367
120 | 2611152.8227 | 1264813.4068
121 | 2611150.5761 | 1264793.153
122 | 2611213.9213 | 1264892.8116
123 | 2611169.0343 | 1264821.7402
124 | 2611236.233 | 1264735.9884
125 | 2611213.644 | 1264842.7457
126 | 2611186.0418 | 1264723.4987
127 | 2611160.9347 | 1264817.7931
128 | 2611143.7504 | 1264787.8675
129 | 2611353.834 | 1264788.2093
130 | 2611336.5347 | 1264773.6818
131 | 2611354.1028 | 1264789.7093
132 | 2611355.2585 | 1264796.1592
133 | 2611283.3574 | 1264792.0716
134 | 2611265.1847 | 1264785.5994
135 | 2611281.9525 | 1264798.2971
136 | 2611356.3996 | 1264802.5269
137 | 2611357.4378 | 1264808.3207
138 | 2611192.217 | 1264929.3689
139 | 2611193.2171 | 1264929.5279
140 | 2611216.5108 | 1264933.2317
141 | 2611215.491 | 1264903.0776
142 | 2611213.499 | 1264957.0981
143 | 2611215.8312 | 1264848.9599
144 | 2611210.9661 | 1264968.6848
145 | 2611224.3527 | 1264971.3284
146 | 2611226.4676 | 1264954.0436
147 | 2611228.8436 | 1264933.1851
148 | 2611119.7014 | 1264986.9367
149 | 2611218.5097 | 1264856.5699
150 | 2611221.6218 | 1264866.2186
151 | 2611223.6794 | 1264874.0131
152 | 2611292.2337 | 1264869.4178
153 | 2611292.7078 | 1264871.5593
154 | 2611293.7242 | 1264876.1506
155 | 2611225.7188 | 1264886.136
156 | 2611228.2959 | 1264907.7071
157 | 2611224.6124 | 1264879.3202
158 | 2611228.7407 | 1264914.5535
159 | 2611228.9664 | 1264920.61
160 | 2611228.9533 | 1264927.5143
161 | 2611361.239 | 1264829.5342
162 | 2611361.0952 | 1264828.7316
163 | 2611359.8545 | 1264821.8077
164 | 2611357.5803 | 1264809.116
165 | 2611143.0514 | 1264787.3262
166 | 2611137.7486 | 1264783.9183
167 | 2611111.4871 | 1264763.0057
168 | 2611108.6401 | 1264758.2346
169 | 2611087.3954 | 1264774.652
170 | 2611097.4195 | 1264739.4311
171 | 2611085.3214 | 1264775.4212
172 | 2611171.9857 | 1264659.4381
173 | 2611188.3585 | 1264664.415
174 | 2611187.19 | 1264694.1953
175 | 2611186.4684 | 1264712.6112
176 | 2611187.2591 | 1264692.4323
177 | 2611186.1995 | 1264719.4749
178 | 2611201.4158 | 1264693.2324
179 | 2611188.1208 | 1264670.4711
180 | 2611239.5369 | 1264682.4573
181 | 2611257.4668 | 1264682.1132
182 | 2611258.4826 | 1264731.3242
183 | 2611264.5684 | 1264730.3211
184 | 2611280.6953 | 1264727.6631
185 | 2611326.8274 | 1264720.1268
186 | 2611304.3681 | 1264723.7912
187 | 2611188.5028 | 1264803.756

## line_std_types
| c_nf_per_km | r_ohm_per_km | x_ohm_per_km | max_i_ka | type | q_mm2 | alpha | voltage_rating
NAYY 4x50 SE | 210 | 0.642 | 0.083 | 0.142 | cs | 50 | 0.00403 | LV
NAYY 4x120 SE | 264 | 0.225 | 0.08 | 0.242 | cs | 120 | 0.00403 | LV
NAYY 4x150 SE | 261 | 0.208 | 0.08 | 0.27 | cs | 150 | 0.00403 | LV
NA2XS2Y 1x95 RM/25 12/20 kV | 216 | 0.313 | 0.132 | 0.252 | cs | 95 | 0.00403 | MV
NA2XS2Y 1x185 RM/25 12/20 kV | 273 | 0.161 | 0.117 | 0.362 | cs | 185 | 0.00403 | MV
NA2XS2Y 1x240 RM/25 12/20 kV | 304 | 0.122 | 0.112 | 0.421 | cs | 240 | 0.00403 | MV
NA2XS2Y 1x95 RM/25 6/10 kV | 315 | 0.313 | 0.123 | 0.249 | cs | 95 | 0.00403 | MV
NA2XS2Y 1x185 RM/25 6/10 kV | 406 | 0.161 | 0.11 | 0.358 | cs | 185 | 0.00403 | MV
NA2XS2Y 1x240 RM/25 6/10 kV | 456 | 0.122 | 0.105 | 0.416 | cs | 240 | 0.00403 | MV
NA2XS2Y 1x150 RM/25 12/20 kV | 250 | 0.206 | 0.116 | 0.319 | cs | 150 | 0.00403 | MV
NA2XS2Y 1x120 RM/25 12/20 kV | 230 | 0.253 | 0.119 | 0.283 | cs | 120 | 0.00403 | MV
NA2XS2Y 1x70 RM/25 12/20 kV | 190 | 0.443 | 0.132 | 0.22 | cs | 70 | 0.00403 | MV
NA2XS2Y 1x150 RM/25 6/10 kV | 360 | 0.206 | 0.11 | 0.315 | cs | 150 | 0.00403 | MV
NA2XS2Y 1x120 RM/25 6/10 kV | 340 | 0.253 | 0.113 | 0.28 | cs | 120 | 0.00403 | MV
NA2XS2Y 1x70 RM/25 6/10 kV | 280 | 0.443 | 0.123 | 0.217 | cs | 70 | 0.00403 | MV
N2XS(FL)2Y 1x120 RM/35 64/110 kV | 112 | 0.153 | 0.166 | 0.366 | cs | 120 | 0.00393 | HV
N2XS(FL)2Y 1x185 RM/35 64/110 kV | 125 | 0.099 | 0.156 | 0.457 | cs | 185 | 0.00393 | HV
N2XS(FL)2Y 1x240 RM/35 64/110 kV | 135 | 0.075 | 0.149 | 0.526 | cs | 240 | 0.00393 | HV
N2XS(FL)2Y 1x300 RM/35 64/110 kV | 144 | 0.06 | 0.144 | 0.588 | cs | 300 | 0.00393 | HV
15-AL1/3-ST1A 0.4 | 11 | 1.8769 | 0.35 | 0.105 | ol | 16 | 0.00403 | LV
24-AL1/4-ST1A 0.4 | 11.25 | 1.2012 | 0.335 | 0.14 | ol | 24 | 0.00403 | LV
48-AL1/8-ST1A 0.4 | 12.2 | 0.5939 | 0.3 | 0.21 | ol | 48 | 0.00403 | LV
94-AL1/15-ST1A 0.4 | 13.2 | 0.306 | 0.29 | 0.35 | ol | 94 | 0.00403 | LV
34-AL1/6-ST1A 10.0 | 9.7 | 0.8342 | 0.36 | 0.17 | ol | 34 | 0.00403 | MV
48-AL1/8-ST1A 10.0 | 10.1 | 0.5939 | 0.35 | 0.21 | ol | 48 | 0.00403 | MV
70-AL1/11-ST1A 10.0 | 10.4 | 0.4132 | 0.339 | 0.29 | ol | 70 | 0.00403 | MV
94-AL1/15-ST1A 10.0 | 10.75 | 0.306 | 0.33 | 0.35 | ol | 94 | 0.00403 | MV
122-AL1/20-ST1A 10.0 | 11.1 | 0.2376 | 0.323 | 0.41 | ol | 122 | 0.00403 | MV
149-AL1/24-ST1A 10.0 | 11.25 | 0.194 | 0.315 | 0.47 | ol | 149 | 0.00403 | MV
34-AL1/6-ST1A 20.0 | 9.15 | 0.8342 | 0.382 | 0.17 | ol | 34 | 0.00403 | MV
48-AL1/8-ST1A 20.0 | 9.5 | 0.5939 | 0.372 | 0.21 | ol | 48 | 0.00403 | MV
70-AL1/11-ST1A 20.0 | 9.7 | 0.4132 | 0.36 | 0.29 | ol | 70 | 0.00403 | MV
94-AL1/15-ST1A 20.0 | 10 | 0.306 | 0.35 | 0.35 | ol | 94 | 0.00403 | MV
122-AL1/20-ST1A 20.0 | 10.3 | 0.2376 | 0.344 | 0.41 | ol | 122 | 0.00403 | MV
149-AL1/24-ST1A 20.0 | 10.5 | 0.194 | 0.337 | 0.47 | ol | 149 | 0.00403 | MV
184-AL1/30-ST1A 20.0 | 10.75 | 0.1571 | 0.33 | 0.535 | ol | 184 | 0.00403 | MV
243-AL1/39-ST1A 20.0 | 11 | 0.1188 | 0.32 | 0.645 | ol | 243 | 0.00403 | MV
48-AL1/8-ST1A 110.0 | 8 | 0.5939 | 0.46 | 0.21 | ol | 48 | 0.00403 | HV
70-AL1/11-ST1A 110.0 | 8.4 | 0.4132 | 0.45 | 0.29 | ol | 70 | 0.00403 | HV
94-AL1/15-ST1A 110.0 | 8.65 | 0.306 | 0.44 | 0.35 | ol | 94 | 0.00403 | HV
122-AL1/20-ST1A 110.0 | 8.5 | 0.2376 | 0.43 | 0.41 | ol | 122 | 0.00403 | HV
149-AL1/24-ST1A 110.0 | 8.75 | 0.194 | 0.41 | 0.47 | ol | 149 | 0.00403 | HV
184-AL1/30-ST1A 110.0 | 8.8 | 0.1571 | 0.4 | 0.535 | ol | 184 | 0.00403 | HV
243-AL1/39-ST1A 110.0 | 9 | 0.1188 | 0.39 | 0.645 | ol | 243 | 0.00403 | HV
305-AL1/39-ST1A 110.0 | 9.2 | 0.0949 | 0.38 | 0.74 | ol | 305 | 0.00403 | HV
490-AL1/64-ST1A 110.0 | 9.75 | 0.059 | 0.37 | 0.96 | ol | 490 | 0.00403 | HV
679-AL1/86-ST1A 110.0 | 9.95 | 0.042 | 0.36 | 1.15 | ol | 679 | 0.00403 | HV
490-AL1/64-ST1A 220.0 | 10 | 0.059 | 0.285 | 0.96 | ol | 490 | 0.00403 | HV
679-AL1/86-ST1A 220.0 | 11.7 | 0.042 | 0.275 | 1.15 | ol | 679 | 0.00403 | HV
490-AL1/64-ST1A 380.0 | 11 | 0.059 | 0.253 | 0.96 | ol | 490 | 0.00403 | HV
679-AL1/86-ST1A 380.0 | 14.6 | 0.042 | 0.25 | 1.15 | ol | 679 | 0.00403 | HV

## trafo_std_types
| i0_percent | pfe_kw | vkr_percent | sn_mva | vn_lv_kv | vn_hv_kv | vk_percent | shift_degree | vector_group | tap_side | tap_neutral | tap_min | tap_max | tap_step_degree | tap_step_percent | tap_phase_shifter
160 MVA 380/110 kV | 0.06 | 60 | 0.25 | 160 | 110 | 380 | 12.2 | 0 | Yy0 | hv | 0 | -9 | 9 | 0 | 1.5 | FALSE
100 MVA 220/110 kV | 0.06 | 55 | 0.26 | 100 | 110 | 220 | 12 | 0 | Yy0 | hv | 0 | -9 | 9 | 0 | 1.5 | FALSE
63 MVA 110/20 kV | 0.04 | 22 | 0.32 | 63 | 20 | 110 | 18 | 150 | YNd5 | hv | 0 | -9 | 9 | 0 | 1.5 | FALSE
40 MVA 110/20 kV | 0.05 | 18 | 0.34 | 40 | 20 | 110 | 16.2 | 150 | YNd5 | hv | 0 | -9 | 9 | 0 | 1.5 | FALSE
25 MVA 110/20 kV | 0.07 | 14 | 0.41 | 25 | 20 | 110 | 12 | 150 | YNd5 | hv | 0 | -9 | 9 | 0 | 1.5 | FALSE
63 MVA 110/10 kV | 0.04 | 22 | 0.32 | 63 | 10 | 110 | 18 | 150 | YNd5 | hv | 0 | -9 | 9 | 0 | 1.5 | FALSE
40 MVA 110/10 kV | 0.05 | 18 | 0.34 | 40 | 10 | 110 | 16.2 | 150 | YNd5 | hv | 0 | -9 | 9 | 0 | 1.5 | FALSE
25 MVA 110/10 kV | 0.07 | 14 | 0.41 | 25 | 10 | 110 | 12 | 150 | YNd5 | hv | 0 | -9 | 9 | 0 | 1.5 | FALSE
0.25 MVA 20/0.4 kV | 0.32 | 0.8 | 1.44 | 0.25 | 0.4 | 20 | 6 | 150 | Yzn5 | hv | 0 | -2 | 2 | 0 | 2.5 | FALSE
0.4 MVA 20/0.4 kV | 0.3375 | 1.35 | 1.425 | 0.4 | 0.4 | 20 | 6 | 150 | Dyn5 | hv | 0 | -2 | 2 | 0 | 2.5 | FALSE
0.63 MVA 20/0.4 kV | 0.2619 | 1.65 | 1.206 | 0.63 | 0.4 | 20 | 6 | 150 | Dyn5 | hv | 0 | -2 | 2 | 0 | 2.5 | FALSE
0.25 MVA 10/0.4 kV | 0.24 | 0.6 | 1.2 | 0.25 | 0.4 | 10 | 4 | 150 | Dyn5 | hv | 0 | -2 | 2 | 0 | 2.5 | FALSE
0.4 MVA 10/0.4 kV | 0.2375 | 0.95 | 1.325 | 0.4 | 0.4 | 10 | 4 | 150 | Dyn5 | hv | 0 | -2 | 2 | 0 | 2.5 | FALSE
0.63 MVA 10/0.4 kV | 0.1873 | 1.18 | 1.0794 | 0.63 | 0.4 | 10 | 4 | 150 | Dyn5 | hv | 0 | -2 | 2 | 0 | 2.5 | FALSE

## trafo3w_std_types
| sn_hv_mva | sn_mv_mva | sn_lv_mva | vn_hv_kv | vn_mv_kv | vn_lv_kv | vk_hv_percent | vk_mv_percent | vk_lv_percent | vkr_hv_percent | vkr_mv_percent | vkr_lv_percent | pfe_kw | i0_percent | shift_mv_degree | shift_lv_degree | vector_group | tap_side | tap_neutral | tap_min | tap_max | tap_step_percent
63/25/38 MVA 110/20/10 kV | 63 | 25 | 38 | 110 | 20 | 10 | 10.4 | 10.4 | 10.4 | 0.28 | 0.32 | 0.35 | 35 | 0.89 | 0 | 0 | YN0yn0yn0 | hv | 0 | -10 | 10 | 1.2
63/25/38 MVA 110/10/10 kV | 63 | 25 | 38 | 110 | 10 | 10 | 10.4 | 10.4 | 10.4 | 0.28 | 0.32 | 0.35 | 35 | 0.89 | 0 | 0 | YN0yn0yn0 | hv | 0 | -10 | 10 | 1.2

## fuse_std_types
| fuse_type | i_rated_a | t_avg | t_min | t_total | x_avg | x_min | x_total
HV 100A | HV 100A | 100 | 0 | [10.0, 3.64, 0.854, 0.281, 0.1, 0.0531, 0.022, 0.01] | [10.0, 4.267, 1.21, 0.403, 0.1, 0.058, 0.022, 0.01] | 0 | [300.0, 350.0, 450.0, 550.0, 700.0, 850.0, 1200.0, 1752.0] | [600.0, 700.0, 900.0, 1150.0, 1665.0, 2000.0, 3000.0, 4313.0]
HV 10A | HV 10A | 10 | 0 | [10.0, 1675.0, 0.344, 0.156, 0.1, 0.0417, 0.0171, 0.01] | [10.0, 1.3, 0.3, 0.155, 0.1, 0.0555, 0.023, 0.01] | 0 | [30.0, 32.0, 35.0, 37.0, 39.0, 50.0, 70.0, 88.0] | [60.0, 70.0, 80.0, 87.0, 94.0, 110.0, 150.0, 216.0]
HV 125A | HV 125A | 125 | 0 | [10.0, 1.82, 0.344, 0.1, 0.0467, 0.0269, 0.01] | [10.0, 2.478, 0.426, 0.1, 0.0427, 0.0211, 0.01] | 0 | [375.0, 500.0, 700.0, 925.0, 1200.0, 1500.0, 2341.0] | [750.0, 1000.0, 1500.0, 2200.0, 3000.0, 4000.0, 5765.0]
HV 160A | HV 160A | 160 | 0 | [10.0, 4.15, 1.03, 0.198, 0.1, 0.051, 0.0172, 0.01] | [10.0, 2.3, 0.734, 0.274, 0.1, 0.046, 0.0177, 0.01] | 0 | [480.0, 550.0, 700.0, 1000.0, 1260.0, 1600.0, 2500.0, 3227.0] | [960.0, 1300.0, 1700.0, 2200.0, 2996.0, 4000.0, 6000.0, 7946.0]
HV 16A | HV 16A | 16 | 0 | [10.0, 0.352, 0.164, 0.1, 0.0649, 0.0342, 0.01] | [10.0, 2.34, 0.722, 0.181, 0.1, 0.055, 0.0296, 0.01] | 0 | [48.0, 60.0, 65.0, 71.0, 80.0, 100.0, 162.0] | [96.0, 110.0, 125.0, 150.0, 168.0, 200.0, 250.0, 398.0]
HV 200A | HV 200A | 200 | 0 | [10.0, 4.267, 1.21, 0.403, 0.1, 0.058, 0.022, 0.01] | [10.0, 3.73, 1.654, 0.328, 0.1, 0.0531, 0.019, 0.01] | 0 | [600.0, 700.0, 900.0, 1150.0, 1665.0, 2000.0, 3000.0, 4313.0] | [1200.0, 1500.0, 1800.0, 2700.0, 3960.0, 5000.0, 7500.0, 10620.0]
HV 20A | HV 20A | 20 | 0 | [10.0, 1.3, 0.3, 0.155, 0.1, 0.0555, 0.023, 0.01] | [10.0, 1.3, 0.161, 0.1, 0.0611, 0.0399, 0.0141, 0.01] | 0 | [60.0, 70.0, 80.0, 87.0, 94.0, 110.0, 150.0, 216.0] | [120.0, 150.0, 200.0, 223.0, 260.0, 300.0, 450.0, 532.0]
HV 25A | HV 25A | 25 | 0 | [10.0, 2.512, 0.833, 0.299, 0.1, 0.0372, 0.0223, 0.01] | [10.0, 3.125, 0.597, 0.198, 0.1, 0.0378, 0.022, 0.01] | 0 | [75.0, 82.0, 90.0, 100.0, 124.0, 170.0, 200.0, 289.0] | [150.0, 170.0, 210.0, 250.0, 294.0, 400.0, 500.0, 711.0]
HV 31.5A | HV 31.5A | 31.5 | 0 | [10.0, 2.34, 0.722, 0.181, 0.1, 0.055, 0.0296, 0.01] | [10.0, 2.84, 0.368, 0.164, 0.1, 0.0621, 0.0378, 0.0195, 0.01] | 0 | [95.0, 110.0, 125.0, 150.0, 165.0, 200.0, 250.0, 390.0] | [189.0, 220.0, 300.0, 350.0, 393.0, 450.0, 530.0, 700.0, 960.0]
HV 40A | HV 40A | 40 | 0 | [10.0, 1.3, 0.161, 0.1, 0.0611, 0.0399, 0.0141, 0.01] | [10.0, 2.05, 0.369, 0.198, 0.1, 0.051, 0.0298, 0.01] | 0 | [120.0, 150.0, 200.0, 223.0, 260.0, 300.0, 450.0, 532.0] | [240.0, 300.0, 400.0, 450.0, 530.0, 650.0, 800.0, 1311.0]
HV 50A | HV 50A | 50 | 0 | [10.0, 3.215, 0.597, 0.198, 0.1, 0.0378, 0.022, 0.01] | [10.0, 3.64, 0.854, 0.281, 0.1, 0.0531, 0.022, 0.01] | 0 | [150.0, 170.0, 210.0, 250.0, 294.0, 400.0, 500.0, 711.0] | [300.0, 350.0, 450.0, 550.0, 700.0, 850.0, 1200.0, 1752.0]
HV 6.3A | HV 6.3A | 6.3 | 0 | [10.0, 1.39, 0.344, 0.168, 0.1, 0.056, 0.0263, 0.01] | [10.0, 1.711, 0.516, 0.198, 0.1, 0.0634, 0.0303, 0.01] | 0 | [19.0, 19.5, 20.4, 20.8, 22.0, 25.0, 32.0, 48.0] | [38.0, 40.0, 43.0, 48.0, 53.0, 60.0, 75.0, 118.0]
HV 63A | HV 63A | 63 | 0 | [10.0, 2.84, 0.368, 0.164, 0.1, 0.0621, 0.0378, 0.0195, 0.01] | [10.0, 1.82, 0.344, 0.1, 0.0467, 0.0269, 0.01] | 0 | [189.0, 220.0, 300.0, 350.0, 393.0, 450.0, 530.0, 700.0, 961.0] | [378.0, 500.0, 700.0, 934.0, 1200.0, 1500.0, 2366.0]
HV 80A | HV 80A | 80 | 0 | [10.0, 2.05, 0.369, 0.198, 0.1, 0.051, 0.0298, 0.01] | [10.0, 4.15, 1.03, 0.198, 0.1, 0.051, 0.0172, 0.01] | 0 | [240.0, 300.0, 400.0, 450.0, 530.0, 650.0, 800.0, 1311.0] | [480.0, 550.0, 700.0, 1000.0, 1260.0, 1600.0, 2500.0, 3227.0]
Siemens NH-1-100 | Siemens NH-1-100 | 100 | [5400.0, 2000.0, 400.0, 20.0, 1.0, 0.2, 0.012, 0.004] | 0 | 0 | [150.0, 190.0, 250.0, 430.0, 900.0, 1250.0, 2700.0, 3600.0] | 0 | 0
Siemens NH-1-125 | Siemens NH-1-125 | 125 | [4800.0, 120.0, 7.0, 0.1, 0.004] | 0 | 0 | [180.0, 400.0, 740.0, 2000.0, 4250.0] | 0 | 0
Siemens NH-1-16 | Siemens NH-1-16 | 16 | [4000.0, 400.0, 2.0, 0.1, 0.04, 0.01] | 0 | 0 | [26.0, 35.0, 75.0, 150.0, 200.0, 300.0] | 0 | 0
Siemens NH-1-160 | Siemens NH-1-160 | 160 | [4800.0, 120.0, 7.0, 0.1, 0.004] | 0 | 0 | [210.0, 500.0, 900.0, 2300.0, 5000.0] | 0 | 0
Siemens NH-1-25 | Siemens NH-1-25 | 25 | [4000.0, 1000.0, 10.0, 0.2, 0.02, 0.01] | 0 | 0 | [40.0, 50.0, 100.0, 210.0, 400.0, 500.0] | 0 | 0
Siemens NH-1-50 | Siemens NH-1-50 | 50 | [4000.0, 40.0, 4.0, 1.0, 0.02, 0.01] | 0 | 0 | [86.0, 200.0, 300.0, 400.0, 1000.0, 1280.0] | 0 | 0
Siemens NH-1-63 | Siemens NH-1-63 | 63 | [4000.0, 100.0, 10.0, 2.0, 0.04, 0.01] | 0 | 0 | [100.0, 200.0, 300.0, 400.0, 1000.0, 1500.0] | 0 | 0
Siemens NH-1-80 | Siemens NH-1-80 | 80 | [4800.0, 120.0, 7.0, 0.1, 0.01] | 0 | 0 | [150.58, 250.0, 450.0, 1150.0, 2470.0] | 0 | 0
Siemens NH-2-1000 | Siemens NH-2-1000 | 1000 | [4800.0, 120.0, 7.0, 0.1, 0.004] | 0 | 0 | [1900.0, 3500.0, 8400.0, 24000.0, 52000.0] | 0 | 0
Siemens NH-2-200 | Siemens NH-2-200 | 200 | [4800.0, 120.0, 7.0, 0.1, 0.004] | 0 | 0 | [280.0, 650.0, 1200.0, 3000.0, 7000.0] | 0 | 0
Siemens NH-2-224 | Siemens NH-2-224 | 224 | [4800.0, 120.0, 7.0, 0.2, 0.04, 0.004] | 0 | 0 | [400.0, 750.0, 1453.0, 3025.0, 4315.0, 7600.0] | 0 | 0
Siemens NH-2-250 | Siemens NH-2-250 | 250 | [4800.0, 120.0, 7.0, 0.1, 0.004] | 0 | 0 | [450.0, 800.0, 1650.0, 4000.0, 8500.0] | 0 | 0
Siemens NH-2-315 | Siemens NH-2-315 | 315 | [4800.0, 120.0, 7.0, 0.1, 0.004] | 0 | 0 | [550.0, 920.0, 1900.0, 5000.0, 11000.0] | 0 | 0
Siemens NH-2-355 | Siemens NH-2-355 | 355 | [4800.0, 120.0, 6.0, 0.1, 0.004] | 0 | 0 | [650.0, 1116.27, 2350.0, 5840.0, 12790.0] | 0 | 0
Siemens NH-2-400 | Siemens NH-2-400 | 400 | [4800.0, 120.0, 7.0, 0.1, 0.004] | 0 | 0 | [720.0, 1350.0, 2800.0, 6500.0, 15000.0] | 0 | 0
Siemens NH-2-425 | Siemens NH-2-425 | 425 | [4800.0, 120.0, 7.0, 0.1, 0.004] | 0 | 0 | [850.0, 1500.0, 3050.0, 7500.0, 16500.0] | 0 | 0
Siemens NH-2-630 | Siemens NH-2-630 | 630 | [4800.0, 120.0, 7.0, 0.1, 0.004] | 0 | 0 | [1200.0, 2000.0, 4800.0, 12000.0, 26000.0] | 0 | 0

## dtypes
| element | column | dtype
0 | bus | name | object
1 | bus | vn_kv | float64
2 | bus | type | object
3 | bus | zone | object
4 | bus | in_service | bool
5 | load | name | object
6 | load | bus | uint32
7 | load | p_mw | float64
8 | load | q_mvar | float64
9 | load | const_z_percent | float64
10 | load | const_i_percent | float64
11 | load | sn_mva | float64
12 | load | scaling | float64
13 | load | in_service | bool
14 | load | type | object
15 | ext_grid | name | object
16 | ext_grid | bus | uint32
17 | ext_grid | vm_pu | float64
18 | ext_grid | va_degree | float64
19 | ext_grid | slack_weight | float64
20 | ext_grid | in_service | bool
21 | line | name | object
22 | line | std_type | object
23 | line | from_bus | uint32
24 | line | to_bus | uint32
25 | line | length_km | float64
26 | line | r_ohm_per_km | float64
27 | line | x_ohm_per_km | float64
28 | line | c_nf_per_km | float64
29 | line | g_us_per_km | float64
30 | line | max_i_ka | float64
31 | line | df | float64
32 | line | parallel | uint32
33 | line | type | object
34 | line | in_service | bool
35 | trafo | name | object
36 | trafo | std_type | object
37 | trafo | hv_bus | uint32
38 | trafo | lv_bus | uint32
39 | trafo | sn_mva | float64
40 | trafo | vn_hv_kv | float64
41 | trafo | vn_lv_kv | float64
42 | trafo | vk_percent | float64
43 | trafo | vkr_percent | float64
44 | trafo | pfe_kw | float64
45 | trafo | i0_percent | float64
46 | trafo | shift_degree | float64
47 | trafo | tap_side | object
48 | trafo | tap_neutral | int32
49 | trafo | tap_min | int32
50 | trafo | tap_max | int32
51 | trafo | tap_step_percent | float64
52 | trafo | tap_step_degree | float64
53 | trafo | tap_pos | int32
54 | trafo | tap_phase_shifter | bool
55 | trafo | parallel | uint32
56 | trafo | df | float64
57 | trafo | in_service | bool
58 | line_geodata | coords | object
59 | bus_geodata | x | float64
60 | bus_geodata | y | float64
61 | bus_geodata | coords | object

## parameters
| version | format_version | converged | OPF_converged | name | f_hz | sn_mva
0 | 2.14.6 | 2.14.0 | FALSE | FALSE |  | 50 | 1