## bus
| name | vn_kv | type | zone | in_service
0 | bus_LV_2701-34_0_4_node_0 | 0.4 | n |  | TRUE
1 | bus_LV_2701-34_0_4_node_1 | 0.4 | n |  | TRUE
2 | bus_LV_2701-34_0_4_node_2 | 0.4 | n |  | TRUE
3 | bus_LV_2701-34_0_4_node_3 | 0.4 | n |  | TRUE
4 | bus_LV_2701-34_0_4_node_4 | 0.4 | n |  | TRUE
5 | bus_LV_2701-34_0_4_node_6 | 0.4 | n |  | TRUE
6 | bus_LV_2701-34_0_4_node_146 | 0.4 | n |  | TRUE
7 | bus_LV_2701-34_0_4_node_5 | 0.4 | n |  | TRUE
8 | bus_LV_2701-34_0_4_node_118 | 0.4 | n |  | TRUE
9 | bus_LV_2701-34_0_4_node_119 | 0.4 | n |  | TRUE
10 | bus_LV_2701-34_0_4_node_117 | 0.4 | n |  | TRUE
11 | bus_LV_2701-34_0_4_node_144 | 0.4 | n |  | TRUE
12 | bus_LV_2701-34_0_4_node_7 | 0.4 | n |  | TRUE
13 | bus_LV_2701-34_0_4_node_8 | 0.4 | n |  | TRUE
14 | bus_LV_2701-34_0_4_node_27 | 0.4 | n |  | TRUE
15 | bus_LV_2701-34_0_4_node_28 | 0.4 | n |  | TRUE
16 | bus_LV_2701-34_0_4_node_9 | 0.4 | n |  | TRUE
17 | bus_LV_2701-34_0_4_node_10 | 0.4 | n |  | TRUE
18 | bus_LV_2701-34_0_4_node_11 | 0.4 | n |  | TRUE
19 | bus_LV_2701-34_0_4_node_12 | 0.4 | n |  | TRUE
20 | bus_LV_2701-34_0_4_node_13 | 0.4 | n |  | TRUE
21 | bus_LV_2701-34_0_4_node_71 | 0.4 | n |  | TRUE
22 | bus_LV_2701-34_0_4_node_51 | 0.4 | n |  | TRUE
23 | bus_LV_2701-34_0_4_node_72 | 0.4 | n |  | TRUE
24 | bus_LV_2701-34_0_4_node_50 | 0.4 | n |  | TRUE
25 | bus_LV_2701-34_0_4_node_14 | 0.4 | n |  | TRUE
26 | bus_LV_2701-34_0_4_node_15 | 0.4 | n |  | TRUE
27 | bus_LV_2701-34_0_4_node_16 | 0.4 | n |  | TRUE
28 | bus_LV_2701-34_0_4_node_17 | 0.4 | n |  | TRUE
29 | bus_LV_2701-34_0_4_node_18 | 0.4 | n |  | TRUE
30 | bus_LV_2701-34_0_4_node_20 | 0.4 | n |  | TRUE
31 | bus_LV_2701-34_0_4_node_47 | 0.4 | n |  | TRUE
32 | bus_LV_2701-34_0_4_node_21 | 0.4 | n |  | TRUE
33 | bus_LV_2701-34_0_4_node_49 | 0.4 | n |  | TRUE
34 | bus_LV_2701-34_0_4_node_45 | 0.4 | n |  | TRUE
35 | bus_LV_2701-34_0_4_node_56 | 0.4 | n |  | TRUE
36 | bus_LV_2701-34_0_4_node_83 | 0.4 | n |  | TRUE
37 | bus_LV_2701-34_0_4_node_101 | 0.4 | n |  | TRUE
38 | bus_LV_2701-34_0_4_node_57 | 0.4 | n |  | TRUE
39 | bus_LV_2701-34_0_4_node_74 | 0.4 | n |  | TRUE
40 | bus_LV_2701-34_0_4_node_73 | 0.4 | n |  | TRUE
41 | bus_LV_2701-34_0_4_node_59 | 0.4 | n |  | TRUE
42 | bus_LV_2701-34_0_4_node_91 | 0.4 | n |  | TRUE
43 | bus_LV_2701-34_0_4_node_89 | 0.4 | n |  | TRUE
44 | bus_LV_2701-34_0_4_node_60 | 0.4 | n |  | TRUE
45 | bus_LV_2701-34_0_4_node_90 | 0.4 | n |  | TRUE
46 | bus_LV_2701-34_0_4_node_106 | 0.4 | n |  | TRUE
47 | bus_LV_2701-34_0_4_node_75 | 0.4 | n |  | TRUE
48 | bus_LV_2701-34_0_4_node_103 | 0.4 | n |  | TRUE
49 | bus_LV_2701-34_0_4_node_132 | 0.4 | n |  | TRUE
50 | bus_LV_2701-34_0_4_node_23 | 0.4 | n |  | TRUE
51 | bus_LV_2701-34_0_4_node_24 | 0.4 | n |  | TRUE
52 | bus_LV_2701-34_0_4_node_22 | 0.4 | n |  | TRUE
53 | bus_LV_2701-34_0_4_node_25 | 0.4 | n |  | TRUE
54 | bus_LV_2701-34_0_4_node_133 | 0.4 | n |  | TRUE
55 | bus_LV_2701-34_0_4_node_26 | 0.4 | n |  | TRUE
56 | bus_LV_2701-34_0_4_node_110 | 0.4 | n |  | TRUE
57 | bus_LV_2701-34_0_4_node_169 | 0.4 | n |  | TRUE
58 | bus_LV_2701-34_0_4_node_168 | 0.4 | n |  | TRUE
59 | bus_LV_2701-34_0_4_node_170 | 0.4 | n |  | TRUE
60 | bus_LV_2701-34_0_4_node_142 | 0.4 | n |  | TRUE
61 | bus_LV_2701-34_0_4_node_154 | 0.4 | n |  | TRUE
62 | bus_LV_2701-34_0_4_node_152 | 0.4 | n |  | TRUE
63 | bus_LV_2701-34_0_4_node_29 | 0.4 | n |  | TRUE
64 | bus_LV_2701-34_0_4_node_30 | 0.4 | n |  | TRUE
65 | bus_LV_2701-34_0_4_node_31 | 0.4 | n |  | TRUE
66 | bus_LV_2701-34_0_4_node_32 | 0.4 | n |  | TRUE
67 | bus_LV_2701-34_0_4_node_33 | 0.4 | n |  | TRUE
68 | bus_LV_2701-34_0_4_node_41 | 0.4 | n |  | TRUE
69 | bus_LV_2701-34_0_4_node_39 | 0.4 | n |  | TRUE
70 | bus_LV_2701-34_0_4_node_34 | 0.4 | n |  | TRUE
71 | bus_LV_2701-34_0_4_node_35 | 0.4 | n |  | TRUE
72 | bus_LV_2701-34_0_4_node_36 | 0.4 | n |  | TRUE
73 | bus_LV_2701-34_0_4_node_37 | 0.4 | n |  | TRUE
74 | bus_LV_2701-34_0_4_node_38 | 0.4 | n |  | TRUE
75 | bus_LV_2701-34_0_4_node_69 | 0.4 | n |  | TRUE
76 | bus_LV_2701-34_0_4_node_65 | 0.4 | n |  | TRUE
77 | bus_LV_2701-34_0_4_node_67 | 0.4 | n |  | TRUE
78 | bus_LV_2701-34_0_4_node_63 | 0.4 | n |  | TRUE
79 | bus_LV_2701-34_0_4_node_40 | 0.4 | n |  | TRUE
80 | bus_LV_2701-34_0_4_node_42 | 0.4 | n |  | TRUE
81 | bus_LV_2701-34_0_4_node_61 | 0.4 | n |  | TRUE
82 | bus_LV_2701-34_0_4_node_62 | 0.4 | n |  | TRUE
83 | bus_LV_2701-34_0_4_node_54 | 0.4 | n |  | TRUE
84 | bus_LV_2701-34_0_4_node_53 | 0.4 | n |  | TRUE
85 | bus_LV_2701-34_0_4_node_46 | 0.4 | n |  | TRUE
86 | bus_LV_2701-34_0_4_node_48 | 0.4 | n |  | TRUE
87 | bus_LV_2701-34_0_4_node_52 | 0.4 | n |  | TRUE
88 | bus_LV_2701-34_0_4_node_94 | 0.4 | n |  | TRUE
89 | bus_LV_2701-34_0_4_node_92 | 0.4 | n |  | TRUE
90 | bus_LV_2701-34_0_4_node_82 | 0.4 | n |  | TRUE
91 | bus_LV_2701-34_0_4_node_100 | 0.4 | n |  | TRUE
92 | bus_LV_2701-34_0_4_node_86 | 0.4 | n |  | TRUE
93 | bus_LV_2701-34_0_4_node_104 | 0.4 | n |  | TRUE
94 | bus_LV_2701-34_0_4_node_64 | 0.4 | n |  | TRUE
95 | bus_LV_2701-34_0_4_node_137 | 0.4 | n |  | TRUE
96 | bus_LV_2701-34_0_4_node_138 | 0.4 | n |  | TRUE
97 | bus_LV_2701-34_0_4_node_66 | 0.4 | n |  | TRUE
98 | bus_LV_2701-34_0_4_node_68 | 0.4 | n |  | TRUE
99 | bus_LV_2701-34_0_4_node_70 | 0.4 | n |  | TRUE
100 | bus_LV_2701-34_0_4_node_87 | 0.4 | n |  | TRUE
101 | bus_LV_2701-34_0_4_node_102 | 0.4 | n |  | TRUE
102 | bus_LV_2701-34_0_4_node_76 | 0.4 | n |  | TRUE
103 | bus_LV_2701-34_0_4_node_77 | 0.4 | n |  | TRUE
104 | bus_LV_2701-34_0_4_node_78 | 0.4 | n |  | TRUE
105 | bus_LV_2701-34_0_4_node_79 | 0.4 | n |  | TRUE
106 | bus_LV_2701-34_0_4_node_80 | 0.4 | n |  | TRUE
107 | bus_LV_2701-34_0_4_node_81 | 0.4 | n |  | TRUE
108 | bus_LV_2701-34_0_4_node_98 | 0.4 | n |  | TRUE
109 | bus_LV_2701-34_0_4_node_93 | 0.4 | n |  | TRUE
110 | bus_LV_2701-34_0_4_node_99 | 0.4 | n |  | TRUE
111 | bus_LV_2701-34_0_4_node_84 | 0.4 | n |  | TRUE
112 | bus_LV_2701-34_0_4_node_85 | 0.4 | n |  | TRUE
113 | bus_LV_2701-34_0_4_node_105 | 0.4 | n |  | TRUE
114 | bus_LV_2701-34_0_4_node_88 | 0.4 | n |  | TRUE
115 | bus_LV_2701-34_0_4_node_95 | 0.4 | n |  | TRUE
116 | bus_LV_2701-34_0_4_node_96 | 0.4 | n |  | TRUE
117 | bus_LV_2701-34_0_4_node_97 | 0.4 | n |  | TRUE
118 | bus_LV_2701-34_0_4_node_107 | 0.4 | n |  | TRUE
119 | bus_LV_2701-34_0_4_node_108 | 0.4 | n |  | TRUE
120 | bus_LV_2701-34_0_4_node_109 | 0.4 | n |  | TRUE
121 | bus_LV_2701-34_0_4_node_111 | 0.4 | n |  | TRUE
122 | bus_LV_2701-34_0_4_node_134 | 0.4 | n |  | TRUE
123 | bus_LV_2701-34_0_4_node_120 | 0.4 | n |  | TRUE
124 | bus_LV_2701-34_0_4_node_167 | 0.4 | n |  | TRUE
125 | bus_LV_2701-34_0_4_node_121 | 0.4 | n |  | TRUE
126 | bus_LV_2701-34_0_4_node_112 | 0.4 | n |  | TRUE
127 | bus_LV_2701-34_0_4_node_113 | 0.4 | n |  | TRUE
128 | bus_LV_2701-34_0_4_node_114 | 0.4 | n |  | TRUE
129 | bus_LV_2701-34_0_4_node_115 | 0.4 | n |  | TRUE
130 | bus_LV_2701-34_0_4_node_116 | 0.4 | n |  | TRUE
131 | bus_LV_2701-34_0_4_node_130 | 0.4 | n |  | TRUE
132 | bus_LV_2701-34_0_4_node_131 | 0.4 | n |  | TRUE
133 | bus_LV_2701-34_0_4_node_183 | 0.4 | n |  | TRUE
134 | bus_LV_2701-34_0_4_node_127 | 0.4 | n |  | TRUE
135 | bus_LV_2701-34_0_4_node_125 | 0.4 | n |  | TRUE
136 | bus_LV_2701-34_0_4_node_123 | 0.4 | n |  | TRUE
137 | bus_LV_2701-34_0_4_node_122 | 0.4 | n |  | TRUE
138 | bus_LV_2701-34_0_4_node_149 | 0.4 | n |  | TRUE
139 | bus_LV_2701-34_0_4_node_140 | 0.4 | n |  | TRUE
140 | bus_LV_2701-34_0_4_node_136 | 0.4 | n |  | TRUE
141 | bus_LV_2701-34_0_4_node_165 | 0.4 | n |  | TRUE
142 | bus_LV_2701-34_0_4_node_139 | 0.4 | n |  | TRUE
143 | bus_LV_2701-34_0_4_node_135 | 0.4 | n |  | TRUE
144 | bus_LV_2701-34_0_4_node_124 | 0.4 | n |  | TRUE
145 | bus_LV_2701-34_0_4_node_126 | 0.4 | n |  | TRUE
146 | bus_LV_2701-34_0_4_node_128 | 0.4 | n |  | TRUE
147 | bus_LV_2701-34_0_4_node_129 | 0.4 | n |  | TRUE
148 | bus_LV_2701-34_0_4_node_175 | 0.4 | n |  | TRUE
149 | bus_LV_2701-34_0_4_node_173 | 0.4 | n |  | TRUE
150 | bus_LV_2701-34_0_4_node_184 | 0.4 | n |  | TRUE
151 | bus_LV_2701-34_0_4_node_164 | 0.4 | n |  | TRUE
152 | bus_LV_2701-34_0_4_node_141 | 0.4 | n |  | TRUE
153 | bus_LV_2701-34_0_4_node_143 | 0.4 | n |  | TRUE
154 | bus_LV_2701-34_0_4_node_145 | 0.4 | n |  | TRUE
155 | bus_LV_2701-34_0_4_node_148 | 0.4 | n |  | TRUE
156 | bus_LV_2701-34_0_4_node_147 | 0.4 | n |  | TRUE
157 | bus_LV_2701-34_0_4_node_155 | 0.4 | n |  | TRUE
158 | bus_LV_2701-34_0_4_node_166 | 0.4 | n |  | TRUE
159 | bus_LV_2701-34_0_4_node_156 | 0.4 | n |  | TRUE
160 | bus_LV_2701-34_0_4_node_150 | 0.4 | n |  | TRUE
161 | bus_LV_2701-34_0_4_node_151 | 0.4 | n |  | TRUE
162 | bus_LV_2701-34_0_4_node_153 | 0.4 | n |  | TRUE
163 | bus_LV_2701-34_0_4_node_162 | 0.4 | n |  | TRUE
164 | bus_LV_2701-34_0_4_node_171 | 0.4 | n |  | TRUE
165 | bus_LV_2701-34_0_4_node_178 | 0.4 | n |  | TRUE
166 | bus_LV_2701-34_0_4_node_179 | 0.4 | n |  | TRUE
167 | bus_LV_2701-34_0_4_node_157 | 0.4 | n |  | TRUE
168 | bus_LV_2701-34_0_4_node_158 | 0.4 | n |  | TRUE
169 | bus_LV_2701-34_0_4_node_159 | 0.4 | n |  | TRUE
170 | bus_LV_2701-34_0_4_node_160 | 0.4 | n |  | TRUE
171 | bus_LV_2701-34_0_4_node_161 | 0.4 | n |  | TRUE
172 | bus_LV_2701-34_0_4_node_177 | 0.4 | n |  | TRUE
173 | bus_LV_2701-34_0_4_node_163 | 0.4 | n |  | TRUE
174 | bus_LV_2701-34_0_4_node_180 | 0.4 | n |  | TRUE
175 | bus_LV_2701-34_0_4_node_172 | 0.4 | n |  | TRUE
176 | bus_LV_2701-34_0_4_node_174 | 0.4 | n |  | TRUE
177 | bus_LV_2701-34_0_4_node_176 | 0.4 | n |  | TRUE
178 | bus_LV_2701-34_0_4_node_182 | 0.4 | n |  | TRUE
179 | bus_MV_559_0_node_83 | 20 | n |  | TRUE

## load
| name | bus | p_mw | q_mvar | const_z_percent | const_i_percent | sn_mva | scaling | in_service | type
0 | LV_2701-34_0_4_load_0 | 0 | 0.010362 | 0.0025969 | 0 | 0 |  | 1 | TRUE | wye
1 | LV_2701-34_0_4_load_1 | 1 | 0.0031923 | 0.00080007 | 0 | 0 |  | 1 | TRUE | wye
2 | LV_2701-34_0_4_load_2 | 2 | 0.003191 | 0.00079974 | 0 | 0 |  | 1 | TRUE | wye
3 | LV_2701-34_0_4_load_3 | 3 | 0.0041182 | 0.0010321 | 0 | 0 |  | 1 | TRUE | wye
4 | LV_2701-34_0_4_load_6 | 5 | 0.0031934 | 0.00080034 | 0 | 0 |  | 1 | TRUE | wye
5 | LV_2701-34_0_4_load_146 | 6 | 0.0031694 | 0.00079433 | 0 | 0 |  | 1 | TRUE | wye
6 | LV_2701-34_0_4_load_5 | 7 | 0.0051593 | 0.001293 | 0 | 0 |  | 1 | TRUE | wye
7 | LV_2701-34_0_4_load_119 | 9 | 0.0011812 | 0.00029604 | 0 | 0 |  | 1 | TRUE | wye
8 | LV_2701-34_0_4_load_117 | 10 | 0.0011991 | 0.00030053 | 0 | 0 |  | 1 | TRUE | wye
9 | LV_2701-34_0_4_load_144 | 11 | 0.0041311 | 0.0010354 | 0 | 0 |  | 1 | TRUE | wye
10 | LV_2701-34_0_4_load_7 | 12 | 0.0035075 | 0.00087906 | 0 | 0 |  | 1 | TRUE | wye
11 | LV_2701-34_0_4_load_8 | 13 | 0.0083736 | 0.0020986 | 0 | 0 |  | 1 | TRUE | wye
12 | LV_2701-34_0_4_load_27 | 14 | 0.0031984 | 0.0008016 | 0 | 0 |  | 1 | TRUE | wye
13 | LV_2701-34_0_4_load_28 | 15 | 0.0031659 | 0.00079346 | 0 | 0 |  | 1 | TRUE | wye
14 | LV_2701-34_0_4_load_9 | 16 | 0.004205 | 0.0010539 | 0 | 0 |  | 1 | TRUE | wye
15 | LV_2701-34_0_4_load_10 | 17 | 0.0027869 | 0.00069846 | 0 | 0 |  | 1 | TRUE | wye
16 | LV_2701-34_0_4_load_11 | 18 | 0.0027656 | 0.00069312 | 0 | 0 |  | 1 | TRUE | wye
17 | LV_2701-34_0_4_load_12 | 19 | 0.0056724 | 0.0014216 | 0 | 0 |  | 1 | TRUE | wye
18 | LV_2701-34_0_4_load_13 | 20 | 0.0018698 | 0.00046862 | 0 | 0 |  | 1 | TRUE | wye
19 | LV_2701-34_0_4_load_71 | 21 | 0.0025164 | 0.00063066 | 0 | 0 |  | 1 | TRUE | wye
20 | LV_2701-34_0_4_load_51 | 22 | 0.0018905 | 0.00047381 | 0 | 0 |  | 1 | TRUE | wye
21 | LV_2701-34_0_4_load_72 | 23 | 0.0025424 | 0.00063718 | 0 | 0 |  | 1 | TRUE | wye
22 | LV_2701-34_0_4_load_50 | 24 | 0.0028175 | 0.00070613 | 0 | 0 |  | 1 | TRUE | wye
23 | LV_2701-34_0_4_load_14 | 25 | 0.0065193 | 0.0016339 | 0 | 0 |  | 1 | TRUE | wye
24 | LV_2701-34_0_4_load_15 | 26 | 0.0016504 | 0.00041363 | 0 | 0 |  | 1 | TRUE | wye
25 | LV_2701-34_0_4_load_17 | 28 | 0.0015488 | 0.00038817 | 0 | 0 |  | 1 | TRUE | wye
26 | LV_2701-34_0_4_load_20 | 30 | 0.0089813 | 0.0022509 | 0 | 0 |  | 1 | TRUE | wye
27 | LV_2701-34_0_4_load_47 | 31 | 0.0027288 | 0.0006839 | 0 | 0 |  | 1 | TRUE | wye
28 | LV_2701-34_0_4_load_49 | 33 | 0.0026737 | 0.00067009 | 0 | 0 |  | 1 | TRUE | wye
29 | LV_2701-34_0_4_load_45 | 34 | 0.0027586 | 0.00069138 | 0 | 0 |  | 1 | TRUE | wye
30 | LV_2701-34_0_4_load_83 | 36 | 0.0043285 | 0.0010848 | 0 | 0 |  | 1 | TRUE | wye
31 | LV_2701-34_0_4_load_101 | 37 | 0.0053229 | 0.001334 | 0 | 0 |  | 1 | TRUE | wye
32 | LV_2701-34_0_4_load_74 | 39 | 0.0013329 | 0.00033405 | 0 | 0 |  | 1 | TRUE | wye
33 | LV_2701-34_0_4_load_73 | 40 | 0.0016719 | 0.00041901 | 0 | 0 |  | 1 | TRUE | wye
34 | LV_2701-34_0_4_load_91 | 42 | 0.0038041 | 0.00095339 | 0 | 0 |  | 1 | TRUE | wye
35 | LV_2701-34_0_4_load_89 | 43 | 0.0013225 | 0.00033145 | 0 | 0 |  | 1 | TRUE | wye
36 | LV_2701-34_0_4_load_90 | 45 | 0.0046555 | 0.0011668 | 0 | 0 |  | 1 | TRUE | wye
37 | LV_2701-34_0_4_load_106 | 46 | 0.0038148 | 0.00095609 | 0 | 0 |  | 1 | TRUE | wye
38 | LV_2701-34_0_4_load_103 | 48 | 0.0020532 | 0.00051459 | 0 | 0 |  | 1 | TRUE | wye
39 | LV_2701-34_0_4_load_132 | 49 | 0.0020243 | 0.00050733 | 0 | 0 |  | 1 | TRUE | wye
40 | LV_2701-34_0_4_load_23 | 50 | 0.0027248 | 0.0006829 | 0 | 0 |  | 1 | TRUE | wye
41 | LV_2701-34_0_4_load_24 | 51 | 0.0028076 | 0.00070366 | 0 | 0 |  | 1 | TRUE | wye
42 | LV_2701-34_0_4_load_22 | 52 | 0.001716 | 0.00043006 | 0 | 0 |  | 1 | TRUE | wye
43 | LV_2701-34_0_4_load_25 | 53 | 0.0021667 | 0.00054302 | 0 | 0 |  | 1 | TRUE | wye
44 | LV_2701-34_0_4_load_133 | 54 | 0.002667 | 0.00066841 | 0 | 0 |  | 1 | TRUE | wye
45 | LV_2701-34_0_4_load_168 | 58 | 0.0016586 | 0.00041568 | 0 | 0 |  | 1 | TRUE | wye
46 | LV_2701-34_0_4_load_170 | 59 | 0.0020844 | 0.0005224 | 0 | 0 |  | 1 | TRUE | wye
47 | LV_2701-34_0_4_load_142 | 60 | 0.0016124 | 0.00040411 | 0 | 0 |  | 1 | TRUE | wye
48 | LV_2701-34_0_4_load_154 | 61 | 0.0031805 | 0.00079712 | 0 | 0 |  | 1 | TRUE | wye
49 | LV_2701-34_0_4_load_152 | 62 | 0.0031808 | 0.00079719 | 0 | 0 |  | 1 | TRUE | wye
50 | LV_2701-34_0_4_load_29 | 63 | 0.0073332 | 0.0018379 | 0 | 0 |  | 1 | TRUE | wye
51 | LV_2701-34_0_4_load_30 | 64 | 0.0055761 | 0.0013975 | 0 | 0 |  | 1 | TRUE | wye
52 | LV_2701-34_0_4_load_31 | 65 | 0.0055229 | 0.0013842 | 0 | 0 |  | 1 | TRUE | wye
53 | LV_2701-34_0_4_load_32 | 66 | 0.003829 | 0.00095964 | 0 | 0 |  | 1 | TRUE | wye
54 | LV_2701-34_0_4_load_33 | 67 | 0.0054099 | 0.0013559 | 0 | 0 |  | 1 | TRUE | wye
55 | LV_2701-34_0_4_load_39 | 69 | 0.0056874 | 0.0014254 | 0 | 0 |  | 1 | TRUE | wye
56 | LV_2701-34_0_4_load_34 | 70 | 0.0048353 | 0.0012118 | 0 | 0 |  | 1 | TRUE | wye
57 | LV_2701-34_0_4_load_35 | 71 | 0.0015914 | 0.00039885 | 0 | 0 |  | 1 | TRUE | wye
58 | LV_2701-34_0_4_load_36 | 72 | 0.0014955 | 0.00037481 | 0 | 0 |  | 1 | TRUE | wye
59 | LV_2701-34_0_4_load_37 | 73 | 0.0012517 | 0.0003137 | 0 | 0 |  | 1 | TRUE | wye
60 | LV_2701-34_0_4_load_38 | 74 | 0.0018456 | 0.00046256 | 0 | 0 |  | 1 | TRUE | wye
61 | LV_2701-34_0_4_load_69 | 75 | 0.0016635 | 0.00041692 | 0 | 0 |  | 1 | TRUE | wye
62 | LV_2701-34_0_4_load_65 | 76 | 0.0017324 | 0.00043418 | 0 | 0 |  | 1 | TRUE | wye
63 | LV_2701-34_0_4_load_67 | 77 | 0.001684 | 0.00042204 | 0 | 0 |  | 1 | TRUE | wye
64 | LV_2701-34_0_4_load_40 | 79 | 0.0055142 | 0.001382 | 0 | 0 |  | 1 | TRUE | wye
65 | LV_2701-34_0_4_load_61 | 81 | 0.0056732 | 0.0014218 | 0 | 0 |  | 1 | TRUE | wye
66 | LV_2701-34_0_4_load_62 | 82 | 0.0047093 | 0.0011803 | 0 | 0 |  | 1 | TRUE | wye
67 | LV_2701-34_0_4_load_54 | 83 | 0.0018353 | 0.00045998 | 0 | 0 |  | 1 | TRUE | wye
68 | LV_2701-34_0_4_load_53 | 84 | 0.0015784 | 0.00039558 | 0 | 0 |  | 1 | TRUE | wye
69 | LV_2701-34_0_4_load_46 | 85 | 0.0018375 | 0.00046052 | 0 | 0 |  | 1 | TRUE | wye
70 | LV_2701-34_0_4_load_48 | 86 | 0.0018411 | 0.00046143 | 0 | 0 |  | 1 | TRUE | wye
71 | LV_2701-34_0_4_load_52 | 87 | 0.0018387 | 0.00046082 | 0 | 0 |  | 1 | TRUE | wye
72 | LV_2701-34_0_4_load_94 | 88 | 0.0013366 | 0.00033497 | 0 | 0 |  | 1 | TRUE | wye
73 | LV_2701-34_0_4_load_92 | 89 | 0.0012782 | 0.00032034 | 0 | 0 |  | 1 | TRUE | wye
74 | LV_2701-34_0_4_load_82 | 90 | 0.0013336 | 0.00033424 | 0 | 0 |  | 1 | TRUE | wye
75 | LV_2701-34_0_4_load_100 | 91 | 0.0016099 | 0.00040347 | 0 | 0 |  | 1 | TRUE | wye
76 | LV_2701-34_0_4_load_86 | 92 | 0.0012775 | 0.00032016 | 0 | 0 |  | 1 | TRUE | wye
77 | LV_2701-34_0_4_load_104 | 93 | 0.0013235 | 0.00033171 | 0 | 0 |  | 1 | TRUE | wye
78 | LV_2701-34_0_4_load_137 | 95 | 0.0016209 | 0.00040624 | 0 | 0 |  | 1 | TRUE | wye
79 | LV_2701-34_0_4_load_138 | 96 | 0.01204 | 0.0030176 | 0 | 0 |  | 1 | TRUE | wye
80 | LV_2701-34_0_4_load_66 | 97 | 0.0056665 | 0.0014201 | 0 | 0 |  | 1 | TRUE | wye
81 | LV_2701-34_0_4_load_68 | 98 | 0.0027828 | 0.00069744 | 0 | 0 |  | 1 | TRUE | wye
82 | LV_2701-34_0_4_load_70 | 99 | 0.0025461 | 0.00063811 | 0 | 0 |  | 1 | TRUE | wye
83 | LV_2701-34_0_4_load_87 | 100 | 0.0012893 | 0.00032314 | 0 | 0 |  | 1 | TRUE | wye
84 | LV_2701-34_0_4_load_102 | 101 | 0.0044085 | 0.0011049 | 0 | 0 |  | 1 | TRUE | wye
85 | LV_2701-34_0_4_load_76 | 102 | 0.0012777 | 0.00032021 | 0 | 0 |  | 1 | TRUE | wye
86 | LV_2701-34_0_4_load_77 | 103 | 0.0012753 | 0.00031962 | 0 | 0 |  | 1 | TRUE | wye
87 | LV_2701-34_0_4_load_78 | 104 | 0.001277 | 0.00032005 | 0 | 0 |  | 1 | TRUE | wye
88 | LV_2701-34_0_4_load_79 | 105 | 0.0012919 | 0.00032379 | 0 | 0 |  | 1 | TRUE | wye
89 | LV_2701-34_0_4_load_80 | 106 | 0.0012768 | 0.00032 | 0 | 0 |  | 1 | TRUE | wye
90 | LV_2701-34_0_4_load_81 | 107 | 0.0012886 | 0.00032296 | 0 | 0 |  | 1 | TRUE | wye
91 | LV_2701-34_0_4_load_98 | 108 | 0.0012771 | 0.00032007 | 0 | 0 |  | 1 | TRUE | wye
92 | LV_2701-34_0_4_load_93 | 109 | 0.0012901 | 0.00032332 | 0 | 0 |  | 1 | TRUE | wye
93 | LV_2701-34_0_4_load_99 | 110 | 0.0012755 | 0.00031966 | 0 | 0 |  | 1 | TRUE | wye
94 | LV_2701-34_0_4_load_84 | 111 | 0.007382 | 0.0018501 | 0 | 0 |  | 1 | TRUE | wye
95 | LV_2701-34_0_4_load_105 | 113 | 0.0037486 | 0.00093949 | 0 | 0 |  | 1 | TRUE | wye
96 | LV_2701-34_0_4_load_88 | 114 | 0.0012902 | 0.00032336 | 0 | 0 |  | 1 | TRUE | wye
97 | LV_2701-34_0_4_load_95 | 115 | 0.0012769 | 0.00032003 | 0 | 0 |  | 1 | TRUE | wye
98 | LV_2701-34_0_4_load_96 | 116 | 0.0015457 | 0.00038738 | 0 | 0 |  | 1 | TRUE | wye
99 | LV_2701-34_0_4_load_97 | 117 | 0.0015467 | 0.00038765 | 0 | 0 |  | 1 | TRUE | wye
100 | LV_2701-34_0_4_load_107 | 118 | 0.002649 | 0.00066391 | 0 | 0 |  | 1 | TRUE | wye
101 | LV_2701-34_0_4_load_108 | 119 | 0.0026835 | 0.00067255 | 0 | 0 |  | 1 | TRUE | wye
102 | LV_2701-34_0_4_load_109 | 120 | 0.0015743 | 0.00039456 | 0 | 0 |  | 1 | TRUE | wye
103 | LV_2701-34_0_4_load_111 | 121 | 0.0011904 | 0.00029833 | 0 | 0 |  | 1 | TRUE | wye
104 | LV_2701-34_0_4_load_134 | 122 | 0.0012153 | 0.00030459 | 0 | 0 |  | 1 | TRUE | wye
105 | LV_2701-34_0_4_load_120 | 123 | 0.0011949 | 0.00029948 | 0 | 0 |  | 1 | TRUE | wye
106 | LV_2701-34_0_4_load_167 | 124 | 0.0012125 | 0.00030389 | 0 | 0 |  | 1 | TRUE | wye
107 | LV_2701-34_0_4_load_112 | 126 | 0.0027638 | 0.00069268 | 0 | 0 |  | 1 | TRUE | wye
108 | LV_2701-34_0_4_load_113 | 127 | 0.0027905 | 0.00069937 | 0 | 0 |  | 1 | TRUE | wye
109 | LV_2701-34_0_4_load_114 | 128 | 0.0015784 | 0.00039559 | 0 | 0 |  | 1 | TRUE | wye
110 | LV_2701-34_0_4_load_116 | 130 | 0.0027738 | 0.00069519 | 0 | 0 |  | 1 | TRUE | wye
111 | LV_2701-34_0_4_load_130 | 131 | 0.0030961 | 0.00077596 | 0 | 0 |  | 1 | TRUE | wye
112 | LV_2701-34_0_4_load_131 | 132 | 0.0031877 | 0.00079891 | 0 | 0 |  | 1 | TRUE | wye
113 | LV_2701-34_0_4_load_183 | 133 | 0.001217 | 0.00030502 | 0 | 0 |  | 1 | TRUE | wye
114 | LV_2701-34_0_4_load_127 | 134 | 0.0015753 | 0.0003948 | 0 | 0 |  | 1 | TRUE | wye
115 | LV_2701-34_0_4_load_125 | 135 | 0.0011986 | 0.00030039 | 0 | 0 |  | 1 | TRUE | wye
116 | LV_2701-34_0_4_load_123 | 136 | 0.0011909 | 0.00029846 | 0 | 0 |  | 1 | TRUE | wye
117 | LV_2701-34_0_4_load_149 | 138 | 0.0016084 | 0.0004031 | 0 | 0 |  | 1 | TRUE | wye
118 | LV_2701-34_0_4_load_140 | 139 | 0.0016224 | 0.00040661 | 0 | 0 |  | 1 | TRUE | wye
119 | LV_2701-34_0_4_load_136 | 140 | 0.0015785 | 0.0003956 | 0 | 0 |  | 1 | TRUE | wye
120 | LV_2701-34_0_4_load_165 | 141 | 0.0027028 | 0.00067738 | 0 | 0 |  | 1 | TRUE | wye
121 | LV_2701-34_0_4_load_139 | 142 | 0.0016199 | 0.000406 | 0 | 0 |  | 1 | TRUE | wye
122 | LV_2701-34_0_4_load_135 | 143 | 0.0011949 | 0.00029946 | 0 | 0 |  | 1 | TRUE | wye
123 | LV_2701-34_0_4_load_124 | 144 | 0.0011784 | 0.00029533 | 0 | 0 |  | 1 | TRUE | wye
124 | LV_2701-34_0_4_load_128 | 146 | 0.0012049 | 0.00030198 | 0 | 0 |  | 1 | TRUE | wye
125 | LV_2701-34_0_4_load_129 | 147 | 0.0012151 | 0.00030454 | 0 | 0 |  | 1 | TRUE | wye
126 | LV_2701-34_0_4_load_175 | 148 | 0.0012124 | 0.00030387 | 0 | 0 |  | 1 | TRUE | wye
127 | LV_2701-34_0_4_load_173 | 149 | 0.0012153 | 0.00030459 | 0 | 0 |  | 1 | TRUE | wye
128 | LV_2701-34_0_4_load_184 | 150 | 0.0031623 | 0.00079254 | 0 | 0 |  | 1 | TRUE | wye
129 | LV_2701-34_0_4_load_164 | 151 | 0.0012128 | 0.00030395 | 0 | 0 |  | 1 | TRUE | wye
130 | LV_2701-34_0_4_load_141 | 152 | 0.0027104 | 0.0006793 | 0 | 0 |  | 1 | TRUE | wye
131 | LV_2701-34_0_4_load_143 | 153 | 0.0033953 | 0.00085095 | 0 | 0 |  | 1 | TRUE | wye
132 | LV_2701-34_0_4_load_148 | 155 | 0.0067282 | 0.0016863 | 0 | 0 |  | 1 | TRUE | wye
133 | LV_2701-34_0_4_load_147 | 156 | 0.0012196 | 0.00030565 | 0 | 0 |  | 1 | TRUE | wye
134 | LV_2701-34_0_4_load_155 | 157 | 0.0012183 | 0.00030534 | 0 | 0 |  | 1 | TRUE | wye
135 | LV_2701-34_0_4_load_166 | 158 | 0.0016224 | 0.00040662 | 0 | 0 |  | 1 | TRUE | wye
136 | LV_2701-34_0_4_load_156 | 159 | 0.0012142 | 0.0003043 | 0 | 0 |  | 1 | TRUE | wye
137 | LV_2701-34_0_4_load_150 | 160 | 0.0031919 | 0.00079998 | 0 | 0 |  | 1 | TRUE | wye
138 | LV_2701-34_0_4_load_151 | 161 | 0.003163 | 0.00079271 | 0 | 0 |  | 1 | TRUE | wye
139 | LV_2701-34_0_4_load_153 | 162 | 0.0032002 | 0.00080204 | 0 | 0 |  | 1 | TRUE | wye
140 | LV_2701-34_0_4_load_162 | 163 | 0.0031909 | 0.00079972 | 0 | 0 |  | 1 | TRUE | wye
141 | LV_2701-34_0_4_load_171 | 164 | 0.0031791 | 0.00079676 | 0 | 0 |  | 1 | TRUE | wye
142 | LV_2701-34_0_4_load_178 | 165 | 0.0012152 | 0.00030456 | 0 | 0 |  | 1 | TRUE | wye
143 | LV_2701-34_0_4_load_179 | 166 | 0.0012186 | 0.00030541 | 0 | 0 |  | 1 | TRUE | wye
144 | LV_2701-34_0_4_load_157 | 167 | 0.0012198 | 0.0003057 | 0 | 0 |  | 1 | TRUE | wye
145 | LV_2701-34_0_4_load_158 | 168 | 0.0020919 | 0.00052428 | 0 | 0 |  | 1 | TRUE | wye
146 | LV_2701-34_0_4_load_159 | 169 | 0.0020922 | 0.00052437 | 0 | 0 |  | 1 | TRUE | wye
147 | LV_2701-34_0_4_load_160 | 170 | 0.0020896 | 0.0005237 | 0 | 0 |  | 1 | TRUE | wye
148 | LV_2701-34_0_4_load_161 | 171 | 0.0012178 | 0.0003052 | 0 | 0 |  | 1 | TRUE | wye
149 | LV_2701-34_0_4_load_177 | 172 | 0.0020853 | 0.00052264 | 0 | 0 |  | 1 | TRUE | wye
150 | LV_2701-34_0_4_load_163 | 173 | 0.001209 | 0.00030302 | 0 | 0 |  | 1 | TRUE | wye
151 | LV_2701-34_0_4_load_180 | 174 | 0.0020881 | 0.00052332 | 0 | 0 |  | 1 | TRUE | wye
152 | LV_2701-34_0_4_load_172 | 175 | 0.001216 | 0.00030476 | 0 | 0 |  | 1 | TRUE | wye
153 | LV_2701-34_0_4_load_174 | 176 | 0.0012234 | 0.00030662 | 0 | 0 |  | 1 | TRUE | wye
154 | LV_2701-34_0_4_load_176 | 177 | 0.0012216 | 0.00030616 | 0 | 0 |  | 1 | TRUE | wye
155 | LV_2701-34_0_4_load_182 | 178 | 0.001221 | 0.00030602 | 0 | 0 |  | 1 | TRUE | wye

## ext_grid
| name | bus | vm_pu | va_degree | slack_weight | in_service
0 |  | 173 | 1 | 0 | 1 | TRUE

## line
| name | std_type | from_bus | to_bus | length_km | r_ohm_per_km | x_ohm_per_km | c_nf_per_km | g_us_per_km | max_i_ka | df | parallel | type | in_service
0 | LV_2701-34_0_4_line_0 |  | 0 | 1 | 0.0053412 | 0.125 | 0.08 | 261 | 0 | 0.364 | 1 | 1 | cs | TRUE
1 | LV_2701-34_0_4_line_1 |  | 0 | 2 | 0.0050556 | 0.125 | 0.08 | 261 | 0 | 0.364 | 1 | 1 | cs | TRUE
2 | LV_2701-34_0_4_line_2 |  | 1 | 3 | 0.002619 | 0.125 | 0.08 | 261 | 0 | 0.364 | 1 | 1 | cs | TRUE
3 | LV_2701-34_0_4_line_3 |  | 2 | 4 | 0.0020587 | 0.125 | 0.08 | 261 | 0 | 0.364 | 1 | 1 | cs | TRUE
4 | LV_2701-34_0_4_line_4 |  | 3 | 5 | 0.0051986 | 0.125 | 0.08 | 261 | 0 | 0.364 | 1 | 1 | cs | TRUE
5 | LV_2701-34_0_4_line_5 |  | 4 | 6 | 0.0056917 | 0.125 | 0.08 | 261 | 0 | 0.364 | 1 | 1 | cs | TRUE
6 | LV_2701-34_0_4_line_6 |  | 5 | 7 | 0.0091803 | 0.125 | 0.08 | 261 | 0 | 0.364 | 1 | 1 | cs | TRUE
7 | LV_2701-34_0_4_line_7 |  | 6 | 11 | 0.0098701 | 0.125 | 0.08 | 261 | 0 | 0.364 | 1 | 1 | cs | TRUE
8 | LV_2701-34_0_4_line_8 |  | 7 | 12 | 0.0095188 | 0.125 | 0.08 | 261 | 0 | 0.364 | 1 | 1 | cs | TRUE
9 | LV_2701-34_0_4_line_9 |  | 8 | 9 | 0.0077323 | 0.125 | 0.08 | 261 | 0 | 0.364 | 1 | 1 | cs | TRUE
10 | LV_2701-34_0_4_line_10 |  | 8 | 10 | 0.0028185 | 0.125 | 0.08 | 261 | 0 | 0.364 | 1 | 1 | cs | TRUE
11 | LV_2701-34_0_4_line_11 |  | 9 | 134 | 0.0076359 | 0.125 | 0.08 | 261 | 0 | 0.364 | 1 | 1 | cs | TRUE
12 | LV_2701-34_0_4_line_12 |  | 10 | 130 | 0.0080246 | 0.125 | 0.08 | 261 | 0 | 0.364 | 1 | 1 | cs | TRUE
13 | LV_2701-34_0_4_line_13 |  | 11 | 153 | 0.00093495 | 0.125 | 0.08 | 261 | 0 | 0.364 | 1 | 1 | cs | TRUE
14 | LV_2701-34_0_4_line_14 |  | 12 | 13 | 0.0076888 | 0.125 | 0.08 | 261 | 0 | 0.364 | 1 | 1 | cs | TRUE
15 | LV_2701-34_0_4_line_15 |  | 13 | 14 | 0.0024732 | 0.125 | 0.08 | 261 | 0 | 0.364 | 1 | 1 | cs | TRUE
16 | LV_2701-34_0_4_line_16 |  | 14 | 15 | 0.00039291 | 0.125 | 0.08 | 261 | 0 | 0.364 | 1 | 1 | cs | TRUE
17 | LV_2701-34_0_4_line_17 |  | 15 | 61 | 0.0073582 | 0.125 | 0.08 | 261 | 0 | 0.364 | 1 | 1 | cs | TRUE
18 | LV_2701-34_0_4_line_18 |  | 16 | 17 | 0.012047 | 0.125 | 0.08 | 261 | 0 | 0.364 | 1 | 1 | cs | TRUE
19 | LV_2701-34_0_4_line_19 |  | 16 | 18 | 0.0077783 | 0.125 | 0.08 | 261 | 0 | 0.364 | 1 | 1 | cs | TRUE
20 | LV_2701-34_0_4_line_20 |  | 17 | 19 | 0.004379 | 0.125 | 0.08 | 261 | 0 | 0.364 | 1 | 1 | cs | TRUE
21 | LV_2701-34_0_4_line_21 |  | 18 | 20 | 0.00051204 | 0.125 | 0.08 | 261 | 0 | 0.364 | 1 | 1 | cs | TRUE
22 | LV_2701-34_0_4_line_22 |  | 19 | 21 | 0.0032669 | 0.125 | 0.08 | 261 | 0 | 0.364 | 1 | 1 | cs | TRUE
23 | LV_2701-34_0_4_line_23 |  | 20 | 22 | 0.0066128 | 0.125 | 0.08 | 261 | 0 | 0.364 | 1 | 1 | cs | TRUE
24 | LV_2701-34_0_4_line_24 |  | 21 | 23 | 0.0075032 | 0.125 | 0.08 | 261 | 0 | 0.364 | 1 | 1 | cs | TRUE
25 | LV_2701-34_0_4_line_25 |  | 22 | 24 | 0.0010939 | 0.125 | 0.08 | 261 | 0 | 0.364 | 1 | 1 | cs | TRUE
26 | LV_2701-34_0_4_line_26 |  | 23 | 99 | 0.0080598 | 0.125 | 0.08 | 261 | 0 | 0.364 | 1 | 1 | cs | TRUE
27 | LV_2701-34_0_4_line_27 |  | 24 | 33 | 0.0077583 | 0.125 | 0.08 | 261 | 0 | 0.364 | 1 | 1 | cs | TRUE
28 | LV_2701-34_0_4_line_28 |  | 25 | 26 | 0.011698 | 0.125 | 0.08 | 261 | 0 | 0.364 | 1 | 3 | cs | TRUE
29 | LV_2701-34_0_4_line_29 |  | 25 | 27 | 0.014523 | 0.125 | 0.08 | 261 | 0 | 0.364 | 1 | 1 | cs | TRUE
30 | LV_2701-34_0_4_line_30 |  | 26 | 28 | 0.017044 | 0.125 | 0.08 | 261 | 0 | 0.364 | 1 | 3 | cs | TRUE
31 | LV_2701-34_0_4_line_31 |  | 27 | 29 | 0.004627 | 0.125 | 0.08 | 261 | 0 | 0.364 | 1 | 1 | cs | TRUE
32 | LV_2701-34_0_4_line_32 |  | 28 | 30 | 0.0029972 | 0.125 | 0.08 | 261 | 0 | 0.364 | 1 | 3 | cs | TRUE
33 | LV_2701-34_0_4_line_33 |  | 29 | 31 | 0.008529 | 0.125 | 0.08 | 261 | 0 | 0.364 | 1 | 1 | cs | TRUE
34 | LV_2701-34_0_4_line_34 |  | 30 | 32 | 0.017851 | 0.125 | 0.08 | 261 | 0 | 0.364 | 1 | 3 | cs | TRUE
35 | LV_2701-34_0_4_line_35 |  | 31 | 33 | 0.0096932 | 0.125 | 0.08 | 261 | 0 | 0.364 | 1 | 1 | cs | TRUE
36 | LV_2701-34_0_4_line_36 |  | 31 | 34 | 0.013201 | 0.125 | 0.08 | 261 | 0 | 0.364 | 1 | 1 | cs | TRUE
37 | LV_2701-34_0_4_line_37 |  | 32 | 50 | 0.01344 | 0.125 | 0.08 | 261 | 0 | 0.364 | 1 | 1 | cs | TRUE
38 | LV_2701-34_0_4_line_38 |  | 32 | 51 | 0.016896 | 0.125 | 0.08 | 261 | 0 | 0.364 | 1 | 3 | cs | TRUE
39 | LV_2701-34_0_4_line_39 |  | 34 | 85 | 0.0083344 | 0.125 | 0.08 | 261 | 0 | 0.364 | 1 | 1 | cs | TRUE
40 | LV_2701-34_0_4_line_40 |  | 35 | 36 | 0.002705 | 0.125 | 0.08 | 261 | 0 | 0.364 | 1 | 1 | cs | TRUE
41 | LV_2701-34_0_4_line_41 |  | 35 | 37 | 0.0091404 | 0.125 | 0.08 | 261 | 0 | 0.364 | 1 | 1 | cs | TRUE
42 | LV_2701-34_0_4_line_42 |  | 36 | 90 | 0.013695 | 0.125 | 0.08 | 261 | 0 | 0.364 | 1 | 1 | cs | TRUE
43 | LV_2701-34_0_4_line_43 |  | 37 | 91 | 0.0069301 | 0.125 | 0.08 | 261 | 0 | 0.364 | 1 | 1 | cs | TRUE
44 | LV_2701-34_0_4_line_44 |  | 38 | 39 | 0.011265 | 0.125 | 0.08 | 261 | 0 | 0.364 | 1 | 1 | cs | TRUE
45 | LV_2701-34_0_4_line_45 |  | 38 | 40 | 0.011414 | 0.125 | 0.08 | 261 | 0 | 0.364 | 1 | 1 | cs | TRUE
46 | LV_2701-34_0_4_line_46 |  | 39 | 92 | 0.0063387 | 0.125 | 0.08 | 261 | 0 | 0.364 | 1 | 1 | cs | TRUE
47 | LV_2701-34_0_4_line_47 |  | 41 | 42 | 0.0016649 | 0.125 | 0.08 | 261 | 0 | 0.364 | 1 | 1 | cs | TRUE
48 | LV_2701-34_0_4_line_48 |  | 41 | 43 | 0.010205 | 0.125 | 0.08 | 261 | 0 | 0.364 | 1 | 1 | cs | TRUE
49 | LV_2701-34_0_4_line_49 |  | 43 | 45 | 0.0067573 | 0.125 | 0.08 | 261 | 0 | 0.364 | 1 | 1 | cs | TRUE
50 | LV_2701-34_0_4_line_50 |  | 44 | 45 | 0.0094007 | 0.125 | 0.08 | 261 | 0 | 0.364 | 1 | 1 | cs | TRUE
51 | LV_2701-34_0_4_line_51 |  | 44 | 46 | 0.0016515 | 0.125 | 0.08 | 261 | 0 | 0.364 | 1 | 1 | cs | TRUE
52 | LV_2701-34_0_4_line_52 |  | 46 | 93 | 0.014901 | 0.125 | 0.08 | 261 | 0 | 0.364 | 1 | 1 | cs | TRUE
53 | LV_2701-34_0_4_line_53 |  | 47 | 48 | 0.0070311 | 0.125 | 0.08 | 261 | 0 | 0.364 | 1 | 1 | cs | TRUE
54 | LV_2701-34_0_4_line_54 |  | 47 | 49 | 0.007065 | 0.125 | 0.08 | 261 | 0 | 0.364 | 1 | 1 | cs | TRUE
55 | LV_2701-34_0_4_line_55 |  | 48 | 101 | 0.019257 | 0.125 | 0.08 | 261 | 0 | 0.364 | 1 | 1 | cs | TRUE
56 | LV_2701-34_0_4_line_56 |  | 49 | 50 | 0.019961 | 0.125 | 0.08 | 261 | 0 | 0.364 | 1 | 1 | cs | TRUE
57 | LV_2701-34_0_4_line_57 |  | 51 | 54 | 0.0019937 | 0.125 | 0.08 | 261 | 0 | 0.364 | 1 | 3 | cs | TRUE
58 | LV_2701-34_0_4_line_58 |  | 52 | 53 | 0.024657 | 0.125 | 0.08 | 261 | 0 | 0.364 | 1 | 1 | cs | TRUE
59 | LV_2701-34_0_4_line_59 |  | 53 | 55 | 0.0032714 | 0.125 | 0.08 | 261 | 0 | 0.364 | 1 | 1 | cs | TRUE
60 | LV_2701-34_0_4_line_60 |  | 54 | 56 | 0.0098866 | 0.125 | 0.08 | 261 | 0 | 0.364 | 1 | 3 | cs | TRUE
61 | LV_2701-34_0_4_line_61 |  | 55 | 57 | 0.007924 | 0.125 | 0.08 | 261 | 0 | 0.364 | 1 | 1 | cs | TRUE
62 | LV_2701-34_0_4_line_62 |  | 55 | 58 | 0.012409 | 0.125 | 0.08 | 261 | 0 | 0.364 | 1 | 1 | cs | TRUE
63 | LV_2701-34_0_4_line_63 |  | 56 | 122 | 0.01937 | 0.125 | 0.08 | 261 | 0 | 0.364 | 1 | 3 | cs | TRUE
64 | LV_2701-34_0_4_line_64 |  | 56 | 119 | 0.00057188 | 0.125 | 0.08 | 261 | 0 | 0.364 | 1 | 1 | cs | TRUE
65 | LV_2701-34_0_4_line_65 |  | 57 | 59 | 0.019332 | 0.125 | 0.08 | 261 | 0 | 0.364 | 1 | 1 | cs | TRUE
66 | LV_2701-34_0_4_line_66 |  | 57 | 60 | 0.01116 | 0.125 | 0.08 | 261 | 0 | 0.364 | 1 | 1 | cs | TRUE
67 | LV_2701-34_0_4_line_67 |  | 59 | 174 | 0.00016471 | 0.125 | 0.08 | 261 | 0 | 0.364 | 1 | 1 | cs | TRUE
68 | LV_2701-34_0_4_line_68 |  | 60 | 152 | 0.0041831 | 0.125 | 0.08 | 261 | 0 | 0.364 | 1 | 1 | cs | TRUE
69 | LV_2701-34_0_4_line_69 |  | 61 | 62 | 0.00038557 | 0.125 | 0.08 | 261 | 0 | 0.364 | 1 | 1 | cs | TRUE
70 | LV_2701-34_0_4_line_70 |  | 62 | 160 | 0.0099726 | 0.125 | 0.08 | 261 | 0 | 0.364 | 1 | 1 | cs | TRUE
71 | LV_2701-34_0_4_line_71 |  | 63 | 64 | 0.020783 | 0.125 | 0.08 | 261 | 0 | 0.364 | 1 | 1 | cs | TRUE
72 | LV_2701-34_0_4_line_72 |  | 63 | 65 | 0.015165 | 0.125 | 0.08 | 261 | 0 | 0.364 | 1 | 1 | cs | TRUE
73 | LV_2701-34_0_4_line_73 |  | 64 | 66 | 0.015577 | 0.125 | 0.08 | 261 | 0 | 0.364 | 1 | 1 | cs | TRUE
74 | LV_2701-34_0_4_line_74 |  | 65 | 67 | 0.0004954 | 0.125 | 0.08 | 261 | 0 | 0.364 | 1 | 1 | cs | TRUE
75 | LV_2701-34_0_4_line_75 |  | 67 | 68 | 0.030156 | 0.125 | 0.08 | 261 | 0 | 0.364 | 1 | 1 | cs | TRUE
76 | LV_2701-34_0_4_line_76 |  | 68 | 69 | 0.0050598 | 0.125 | 0.08 | 261 | 0 | 0.364 | 1 | 1 | cs | TRUE
77 | LV_2701-34_0_4_line_77 |  | 69 | 79 | 0.00075907 | 0.125 | 0.08 | 261 | 0 | 0.364 | 1 | 1 | cs | TRUE
78 | LV_2701-34_0_4_line_78 |  | 70 | 71 | 0.0055293 | 0.125 | 0.08 | 261 | 0 | 0.364 | 1 | 1 | cs | TRUE
79 | LV_2701-34_0_4_line_79 |  | 70 | 72 | 0.0082052 | 0.125 | 0.08 | 261 | 0 | 0.364 | 1 | 1 | cs | TRUE
80 | LV_2701-34_0_4_line_80 |  | 71 | 73 | 0.00699 | 0.125 | 0.08 | 261 | 0 | 0.364 | 1 | 1 | cs | TRUE
81 | LV_2701-34_0_4_line_81 |  | 72 | 74 | 0.00765 | 0.125 | 0.08 | 261 | 0 | 0.364 | 1 | 1 | cs | TRUE
82 | LV_2701-34_0_4_line_82 |  | 73 | 75 | 0.0077376 | 0.125 | 0.08 | 261 | 0 | 0.364 | 1 | 1 | cs | TRUE
83 | LV_2701-34_0_4_line_83 |  | 74 | 76 | 0.013582 | 0.125 | 0.08 | 261 | 0 | 0.364 | 1 | 1 | cs | TRUE
84 | LV_2701-34_0_4_line_84 |  | 75 | 77 | 0.01368 | 0.125 | 0.08 | 261 | 0 | 0.364 | 1 | 1 | cs | TRUE
85 | LV_2701-34_0_4_line_85 |  | 76 | 78 | 0.010536 | 0.125 | 0.08 | 261 | 0 | 0.364 | 1 | 1 | cs | TRUE
86 | LV_2701-34_0_4_line_86 |  | 77 | 97 | 0.00079376 | 0.125 | 0.08 | 261 | 0 | 0.364 | 1 | 1 | cs | TRUE
87 | LV_2701-34_0_4_line_87 |  | 78 | 94 | 0.007312 | 0.125 | 0.08 | 261 | 0 | 0.364 | 1 | 1 | cs | TRUE
88 | LV_2701-34_0_4_line_88 |  | 78 | 82 | 0.053145 | 0.125 | 0.08 | 261 | 0 | 0.364 | 1 | 1 | cs | TRUE
89 | LV_2701-34_0_4_line_89 |  | 79 | 80 | 0.040975 | 0.125 | 0.08 | 261 | 0 | 0.364 | 1 | 1 | cs | TRUE
90 | LV_2701-34_0_4_line_90 |  | 80 | 81 | 0.012479 | 0.125 | 0.08 | 261 | 0 | 0.364 | 1 | 1 | cs | TRUE
91 | LV_2701-34_0_4_line_91 |  | 81 | 82 | 0.014323 | 0.125 | 0.08 | 261 | 0 | 0.364 | 1 | 1 | cs | TRUE
92 | LV_2701-34_0_4_line_92 |  | 83 | 84 | 0.0075211 | 0.125 | 0.08 | 261 | 0 | 0.364 | 1 | 1 | cs | TRUE
93 | LV_2701-34_0_4_line_93 |  | 84 | 87 | 0.007342 | 0.125 | 0.08 | 261 | 0 | 0.364 | 1 | 1 | cs | TRUE
94 | LV_2701-34_0_4_line_94 |  | 85 | 86 | 0.0082011 | 0.125 | 0.08 | 261 | 0 | 0.364 | 1 | 1 | cs | TRUE
95 | LV_2701-34_0_4_line_95 |  | 86 | 87 | 0.0079548 | 0.125 | 0.08 | 261 | 0 | 0.364 | 1 | 1 | cs | TRUE
96 | LV_2701-34_0_4_line_96 |  | 88 | 89 | 0.0063424 | 0.125 | 0.08 | 261 | 0 | 0.364 | 1 | 1 | cs | TRUE
97 | LV_2701-34_0_4_line_97 |  | 89 | 109 | 0.0062347 | 0.125 | 0.08 | 261 | 0 | 0.364 | 1 | 1 | cs | TRUE
98 | LV_2701-34_0_4_line_98 |  | 90 | 111 | 0.0028372 | 0.125 | 0.08 | 261 | 0 | 0.364 | 1 | 1 | cs | TRUE
99 | LV_2701-34_0_4_line_99 |  | 91 | 101 | 0.01066 | 0.125 | 0.08 | 261 | 0 | 0.364 | 1 | 1 | cs | TRUE
100 | LV_2701-34_0_4_line_100 |  | 92 | 100 | 0.0062338 | 0.125 | 0.08 | 261 | 0 | 0.364 | 1 | 1 | cs | TRUE
101 | LV_2701-34_0_4_line_101 |  | 93 | 113 | 0.0017086 | 0.125 | 0.08 | 261 | 0 | 0.364 | 1 | 1 | cs | TRUE
102 | LV_2701-34_0_4_line_102 |  | 94 | 95 | 0.015804 | 0.125 | 0.08 | 261 | 0 | 0.364 | 1 | 1 | cs | TRUE
103 | LV_2701-34_0_4_line_103 |  | 95 | 96 | 0.040024 | 0.125 | 0.08 | 261 | 0 | 0.364 | 1 | 1 | cs | TRUE
104 | LV_2701-34_0_4_line_104 |  | 97 | 98 | 0.0070926 | 0.125 | 0.08 | 261 | 0 | 0.364 | 1 | 1 | cs | TRUE
105 | LV_2701-34_0_4_line_105 |  | 98 | 99 | 0.0085975 | 0.125 | 0.08 | 261 | 0 | 0.364 | 1 | 1 | cs | TRUE
106 | LV_2701-34_0_4_line_106 |  | 100 | 114 | 0.006268 | 0.125 | 0.08 | 261 | 0 | 0.364 | 1 | 1 | cs | TRUE
107 | LV_2701-34_0_4_line_107 |  | 101 | 117 | 0.015132 | 0.125 | 0.08 | 261 | 0 | 0.364 | 1 | 1 | cs | TRUE
108 | LV_2701-34_0_4_line_108 |  | 102 | 103 | 7.5629e-05 | 0.125 | 0.08 | 261 | 0 | 0.364 | 1 | 1 | cs | TRUE
109 | LV_2701-34_0_4_line_109 |  | 102 | 104 | 0.0061228 | 0.125 | 0.08 | 261 | 0 | 0.364 | 1 | 1 | cs | TRUE
110 | LV_2701-34_0_4_line_110 |  | 103 | 105 | 0.0061615 | 0.125 | 0.08 | 261 | 0 | 0.364 | 1 | 1 | cs | TRUE
111 | LV_2701-34_0_4_line_111 |  | 104 | 106 | 7.7374e-05 | 0.125 | 0.08 | 261 | 0 | 0.364 | 1 | 1 | cs | TRUE
112 | LV_2701-34_0_4_line_112 |  | 105 | 107 | 7.7084e-05 | 0.125 | 0.08 | 261 | 0 | 0.364 | 1 | 1 | cs | TRUE
113 | LV_2701-34_0_4_line_113 |  | 106 | 108 | 0.0061229 | 0.125 | 0.08 | 261 | 0 | 0.364 | 1 | 1 | cs | TRUE
114 | LV_2701-34_0_4_line_114 |  | 107 | 109 | 0.0062707 | 0.125 | 0.08 | 261 | 0 | 0.364 | 1 | 1 | cs | TRUE
115 | LV_2701-34_0_4_line_115 |  | 108 | 110 | 7.5428e-05 | 0.125 | 0.08 | 261 | 0 | 0.364 | 1 | 1 | cs | TRUE
116 | LV_2701-34_0_4_line_116 |  | 110 | 112 | 0.015839 | 0.125 | 0.08 | 261 | 0 | 0.364 | 1 | 1 | cs | TRUE
117 | LV_2701-34_0_4_line_117 |  | 111 | 112 | 0.0081104 | 0.125 | 0.08 | 261 | 0 | 0.364 | 1 | 1 | cs | TRUE
118 | LV_2701-34_0_4_line_118 |  | 112 | 113 | 0.0083879 | 0.125 | 0.08 | 261 | 0 | 0.364 | 1 | 1 | cs | TRUE
119 | LV_2701-34_0_4_line_119 |  | 114 | 115 | 0.0062378 | 0.125 | 0.08 | 261 | 0 | 0.364 | 1 | 1 | cs | TRUE
120 | LV_2701-34_0_4_line_120 |  | 115 | 116 | 0.0062015 | 0.125 | 0.08 | 261 | 0 | 0.364 | 1 | 1 | cs | TRUE
121 | LV_2701-34_0_4_line_121 |  | 116 | 117 | 0.0062016 | 0.125 | 0.08 | 261 | 0 | 0.364 | 1 | 1 | cs | TRUE
122 | LV_2701-34_0_4_line_122 |  | 118 | 119 | 0.0079634 | 0.125 | 0.08 | 261 | 0 | 0.364 | 1 | 1 | cs | TRUE
123 | LV_2701-34_0_4_line_123 |  | 118 | 120 | 0.0062893 | 0.125 | 0.08 | 261 | 0 | 0.364 | 1 | 1 | cs | TRUE
124 | LV_2701-34_0_4_line_124 |  | 120 | 121 | 0.004201 | 0.125 | 0.08 | 261 | 0 | 0.364 | 1 | 1 | cs | TRUE
125 | LV_2701-34_0_4_line_125 |  | 121 | 123 | 0.0079973 | 0.125 | 0.08 | 261 | 0 | 0.364 | 1 | 1 | cs | TRUE
126 | LV_2701-34_0_4_line_126 |  | 122 | 124 | 0.00019907 | 0.125 | 0.08 | 261 | 0 | 0.364 | 1 | 3 | cs | TRUE
127 | LV_2701-34_0_4_line_127 |  | 123 | 125 | 0.0031108 | 0.125 | 0.08 | 261 | 0 | 0.364 | 1 | 1 | cs | TRUE
128 | LV_2701-34_0_4_line_128 |  | 124 | 151 | 0.0075334 | 0.125 | 0.08 | 261 | 0 | 0.364 | 1 | 3 | cs | TRUE
129 | LV_2701-34_0_4_line_129 |  | 125 | 136 | 0.0077023 | 0.125 | 0.08 | 261 | 0 | 0.364 | 1 | 1 | cs | TRUE
130 | LV_2701-34_0_4_line_130 |  | 126 | 127 | 0.0079782 | 0.125 | 0.08 | 261 | 0 | 0.364 | 1 | 1 | cs | TRUE
131 | LV_2701-34_0_4_line_131 |  | 126 | 128 | 0.0061542 | 0.125 | 0.08 | 261 | 0 | 0.364 | 1 | 1 | cs | TRUE
132 | LV_2701-34_0_4_line_132 |  | 127 | 129 | 0.0015181 | 0.125 | 0.08 | 261 | 0 | 0.364 | 1 | 1 | cs | TRUE
133 | LV_2701-34_0_4_line_133 |  | 128 | 130 | 0.0043575 | 0.125 | 0.08 | 261 | 0 | 0.364 | 1 | 1 | cs | TRUE
134 | LV_2701-34_0_4_line_134 |  | 129 | 131 | 0.01124 | 0.125 | 0.08 | 261 | 0 | 0.364 | 1 | 1 | cs | TRUE
135 | LV_2701-34_0_4_line_135 |  | 132 | 133 | 0.00038348 | 0.125 | 0.08 | 261 | 0 | 0.364 | 1 | 1 | cs | TRUE
136 | LV_2701-34_0_4_line_136 |  | 133 | 150 | 0.0073577 | 0.125 | 0.08 | 261 | 0 | 0.364 | 1 | 1 | cs | TRUE
137 | LV_2701-34_0_4_line_137 |  | 134 | 135 | 0.00031805 | 0.125 | 0.08 | 261 | 0 | 0.364 | 1 | 1 | cs | TRUE
138 | LV_2701-34_0_4_line_138 |  | 135 | 144 | 0.010451 | 0.125 | 0.08 | 261 | 0 | 0.364 | 1 | 1 | cs | TRUE
139 | LV_2701-34_0_4_line_139 |  | 136 | 140 | 0.0074528 | 0.125 | 0.08 | 261 | 0 | 0.364 | 1 | 1 | cs | TRUE
140 | LV_2701-34_0_4_line_140 |  | 137 | 138 | 0.0068377 | 0.125 | 0.08 | 261 | 0 | 0.364 | 1 | 1 | cs | TRUE
141 | LV_2701-34_0_4_line_141 |  | 137 | 139 | 0.001893 | 0.125 | 0.08 | 261 | 0 | 0.364 | 1 | 1 | cs | TRUE
142 | LV_2701-34_0_4_line_142 |  | 138 | 141 | 0.0085619 | 0.125 | 0.08 | 261 | 0 | 0.364 | 1 | 1 | cs | TRUE
143 | LV_2701-34_0_4_line_143 |  | 139 | 142 | 0.0087693 | 0.125 | 0.08 | 261 | 0 | 0.364 | 1 | 1 | cs | TRUE
144 | LV_2701-34_0_4_line_144 |  | 140 | 143 | 0.00052033 | 0.125 | 0.08 | 261 | 0 | 0.364 | 1 | 1 | cs | TRUE
145 | LV_2701-34_0_4_line_145 |  | 141 | 158 | 0.00017209 | 0.125 | 0.08 | 261 | 0 | 0.364 | 1 | 1 | cs | TRUE
146 | LV_2701-34_0_4_line_146 |  | 142 | 152 | 0.0045533 | 0.125 | 0.08 | 261 | 0 | 0.364 | 1 | 1 | cs | TRUE
147 | LV_2701-34_0_4_line_147 |  | 143 | 146 | 0.010509 | 0.125 | 0.08 | 261 | 0 | 0.364 | 1 | 1 | cs | TRUE
148 | LV_2701-34_0_4_line_148 |  | 144 | 145 | 0.0033041 | 0.125 | 0.08 | 261 | 0 | 0.364 | 1 | 1 | cs | TRUE
149 | LV_2701-34_0_4_line_149 |  | 145 | 146 | 0.0044103 | 0.125 | 0.08 | 261 | 0 | 0.364 | 1 | 1 | cs | TRUE
150 | LV_2701-34_0_4_line_150 |  | 145 | 147 | 0.019572 | 0.125 | 0.08 | 261 | 0 | 0.364 | 1 | 1 | cs | TRUE
151 | LV_2701-34_0_4_line_151 |  | 147 | 148 | 0.00010789 | 0.125 | 0.08 | 261 | 0 | 0.364 | 1 | 1 | cs | TRUE
152 | LV_2701-34_0_4_line_152 |  | 148 | 149 | 0.0076244 | 0.125 | 0.08 | 261 | 0 | 0.364 | 1 | 1 | cs | TRUE
153 | LV_2701-34_0_4_line_153 |  | 149 | 175 | 9.7614e-05 | 0.125 | 0.08 | 261 | 0 | 0.364 | 1 | 1 | cs | TRUE
154 | LV_2701-34_0_4_line_154 |  | 150 | 164 | 0.00036636 | 0.125 | 0.08 | 261 | 0 | 0.364 | 1 | 1 | cs | TRUE
155 | LV_2701-34_0_4_line_155 |  | 151 | 173 | 0.00019018 | 0.125 | 0.08 | 261 | 0 | 0.364 | 1 | 3 | cs | TRUE
156 | LV_2701-34_0_4_line_156 |  | 153 | 154 | 0.013463 | 0.125 | 0.08 | 261 | 0 | 0.364 | 1 | 1 | cs | TRUE
157 | LV_2701-34_0_4_line_157 |  | 154 | 155 | 0.00020093 | 0.125 | 0.08 | 261 | 0 | 0.364 | 1 | 1 | cs | TRUE
158 | LV_2701-34_0_4_line_158 |  | 155 | 158 | 0.014625 | 0.125 | 0.08 | 261 | 0 | 0.364 | 1 | 1 | cs | TRUE
159 | LV_2701-34_0_4_line_159 |  | 156 | 157 | 0.00013268 | 0.125 | 0.08 | 261 | 0 | 0.364 | 1 | 1 | cs | TRUE
160 | LV_2701-34_0_4_line_160 |  | 157 | 159 | 0.007612 | 0.125 | 0.08 | 261 | 0 | 0.364 | 1 | 1 | cs | TRUE
161 | LV_2701-34_0_4_line_161 |  | 159 | 165 | 0.00010072 | 0.125 | 0.08 | 261 | 0 | 0.364 | 1 | 1 | cs | TRUE
162 | LV_2701-34_0_4_line_162 |  | 160 | 161 | 0.00039101 | 0.125 | 0.08 | 261 | 0 | 0.364 | 1 | 1 | cs | TRUE
163 | LV_2701-34_0_4_line_163 |  | 161 | 162 | 0.0073989 | 0.125 | 0.08 | 261 | 0 | 0.364 | 1 | 1 | cs | TRUE
164 | LV_2701-34_0_4_line_164 |  | 162 | 163 | 0.00037697 | 0.125 | 0.08 | 261 | 0 | 0.364 | 1 | 1 | cs | TRUE
165 | LV_2701-34_0_4_line_165 |  | 163 | 164 | 0.010003 | 0.125 | 0.08 | 261 | 0 | 0.364 | 1 | 1 | cs | TRUE
166 | LV_2701-34_0_4_line_166 |  | 165 | 166 | 0.010256 | 0.125 | 0.08 | 261 | 0 | 0.364 | 1 | 1 | cs | TRUE
167 | LV_2701-34_0_4_line_167 |  | 166 | 178 | 0.00010438 | 0.125 | 0.08 | 261 | 0 | 0.364 | 1 | 1 | cs | TRUE
168 | LV_2701-34_0_4_line_168 |  | 167 | 168 | 0.00018432 | 0.125 | 0.08 | 261 | 0 | 0.364 | 1 | 1 | cs | TRUE
169 | LV_2701-34_0_4_line_169 |  | 167 | 169 | 0.0075744 | 0.125 | 0.08 | 261 | 0 | 0.364 | 1 | 1 | cs | TRUE
170 | LV_2701-34_0_4_line_170 |  | 168 | 170 | 0.010184 | 0.125 | 0.08 | 261 | 0 | 0.364 | 1 | 1 | cs | TRUE
171 | LV_2701-34_0_4_line_171 |  | 169 | 171 | 0.00020031 | 0.125 | 0.08 | 261 | 0 | 0.364 | 1 | 1 | cs | TRUE
172 | LV_2701-34_0_4_line_172 |  | 170 | 172 | 0.00019018 | 0.125 | 0.08 | 261 | 0 | 0.364 | 1 | 1 | cs | TRUE
173 | LV_2701-34_0_4_line_173 |  | 171 | 173 | 0.010182 | 0.125 | 0.08 | 261 | 0 | 0.364 | 1 | 1 | cs | TRUE
174 | LV_2701-34_0_4_line_174 |  | 172 | 174 | 0.0075458 | 0.125 | 0.08 | 261 | 0 | 0.364 | 1 | 1 | cs | TRUE
175 | LV_2701-34_0_4_line_175 |  | 175 | 176 | 0.010282 | 0.125 | 0.08 | 261 | 0 | 0.364 | 1 | 1 | cs | TRUE
176 | LV_2701-34_0_4_line_176 |  | 176 | 177 | 0.00010235 | 0.125 | 0.08 | 261 | 0 | 0.364 | 1 | 1 | cs | TRUE
177 | LV_2701-34_0_4_line_177 |  | 177 | 178 | 0.0076812 | 0.125 | 0.08 | 261 | 0 | 0.364 | 1 | 1 | cs | TRUE

## trafo
| name | std_type | hv_bus | lv_bus | sn_mva | vn_hv_kv | vn_lv_kv | vk_percent | vkr_percent | pfe_kw | i0_percent | shift_degree | tap_side | tap_neutral | tap_min | tap_max | tap_step_percent | tap_step_degree | tap_pos | tap_phase_shifter | parallel | df | in_service
0 | LV_2701-34_0_4_trafo_163 | 0.63 MVA 20/0.4 kV | 179 | 173 | 0.63 | 20 | 0.4 | 6 | 1.206 | 1.65 | 0.2619 | 150 | hv | 0 | -2 | 2 | 2.5 | 0 | 0 | FALSE | 1 | 1 | TRUE

## line_geodata
| x0 | y0 | x1 | y1 | x2 | y2 | x3 | y3
0 | 2613072.8827 | 1268224.3319 | 2613068.6857 | 1268227.6356
1 | 2613072.8827 | 1268224.3319 | 2613076.8552 | 1268221.205
2 | 2613068.6857 | 1268227.6356 | 2613066.6278 | 1268229.2555
3 | 2613078.4729 | 1268219.9316 | 2613076.8552 | 1268221.205
4 | 2613062.5428 | 1268232.4709 | 2613066.6278 | 1268229.2555
5 | 2613078.4729 | 1268219.9316 | 2613082.9457 | 1268216.4117
6 | 2613055.3292 | 1268238.149 | 2613062.5428 | 1268232.4709
7 | 2613090.702 | 1268210.3078 | 2613082.9457 | 1268216.4117
8 | 2613055.3292 | 1268238.149 | 2613055.3292 | 1268238.149 | 2613061.1323 | 1268245.6943
9 | 2613130.3383 | 1268285.0808 | 2613136.4126 | 1268280.2964
10 | 2613130.3383 | 1268285.0808 | 2613128.1357 | 1268286.8394
11 | 2613142.4112 | 1268275.5717 | 2613136.4126 | 1268280.2964
12 | 2613128.1357 | 1268286.8394 | 2613121.8647 | 1268291.8462
13 | 2613091.4368 | 1268209.7296 | 2613090.702 | 1268210.3078
14 | 2613065.8197 | 1268251.789 | 2613061.1323 | 1268245.6943
15 | 2613067.3275 | 1268253.7494 | 2613065.8197 | 1268251.789
16 | 2613067.3275 | 1268253.7494 | 2613067.567 | 1268254.0609
17 | 2613072.0529 | 1268259.8935 | 2613067.567 | 1268254.0609
18 | 2613248.6823 | 1268137.0852 | 2613238.6166 | 1268130.4659
19 | 2613255.1813 | 1268141.359 | 2613248.6823 | 1268137.0852
20 | 2613234.9579 | 1268128.0599 | 2613238.6166 | 1268130.4659
21 | 2613255.6091 | 1268141.6403 | 2613255.1813 | 1268141.359
22 | 2613234.9579 | 1268128.0599 | 2613232.2284 | 1268126.2649
23 | 2613255.6091 | 1268141.6403 | 2613261.1343 | 1268145.2737
24 | 2613225.9593 | 1268122.1423 | 2613232.2284 | 1268126.2649
25 | 2613261.1343 | 1268145.2737 | 2613262.0483 | 1268145.8748
26 | 2613219.2251 | 1268117.7138 | 2613225.9593 | 1268122.1423
27 | 2613268.5305 | 1268150.1376 | 2613262.0483 | 1268145.8748
28 | 2613250.924 | 1268185.0504 | 2613258.0775 | 1268175.7943
29 | 2613268.8927 | 1268166.5388 | 2613262.3974 | 1268170.2047 | 2613258.0775 | 1268175.7943
30 | 2613250.924 | 1268185.0504 | 2613249.71 | 1268186.6212 | 2613240.3044 | 1268196.0958 | 2613239.0363 | 1268197.2409
31 | 2613268.8927 | 1268166.5388 | 2613271.4451 | 1268162.6751
32 | 2613236.8119 | 1268199.2497 | 2613239.0363 | 1268197.2409
33 | 2613276.435 | 1268155.7481 | 2613271.4451 | 1268162.6751
34 | 2613223.5638 | 1268211.2135 | 2613236.8119 | 1268199.2497
35 | 2613276.435 | 1268155.7481 | 2613268.5305 | 1268150.1376
36 | 2613276.435 | 1268155.7481 | 2613287.2959 | 1268163.2528
37 | 2613223.5638 | 1268211.2135 | 2613234.1782 | 1268219.4577
38 | 2613223.5638 | 1268211.2135 | 2613210.2757 | 1268221.649
39 | 2613287.2959 | 1268163.2528 | 2613294.1526 | 1268167.9908
40 | 2613298.8389 | 1268266.5984 | 2613301.0275 | 1268268.1881
41 | 2613298.8389 | 1268266.5984 | 2613291.4423 | 1268261.2285
42 | 2613301.0275 | 1268268.1881 | 2613312.1081 | 1268276.2367
43 | 2613291.4423 | 1268261.2285 | 2613285.8343 | 1268257.1571
44 | 2613314.1551 | 1268198.785 | 2613307.6396 | 1268207.9744
45 | 2613314.1551 | 1268198.785 | 2613304.8779 | 1268192.1357
46 | 2613303.9733 | 1268213.1452 | 2613307.6396 | 1268207.9744
47 | 2613364.2438 | 1268313.2781 | 2613365.6 | 1268314.2439
48 | 2613364.2438 | 1268313.2781 | 2613355.8381 | 1268307.4918
49 | 2613350.2721 | 1268303.6603 | 2613355.8381 | 1268307.4918
50 | 2613342.5287 | 1268298.3299 | 2613350.2721 | 1268303.6603
51 | 2613342.5287 | 1268298.3299 | 2613341.1924 | 1268297.3594
52 | 2613341.1924 | 1268297.3594 | 2613329.1352 | 1268288.6033
53 | 2613255.5223 | 1268236.0356 | 2613261.3225 | 1268240.0098
54 | 2613255.5223 | 1268236.0356 | 2613249.9426 | 1268231.7019
55 | 2613277.208 | 1268250.8945 | 2613261.3225 | 1268240.0098
56 | 2613249.9426 | 1268231.7019 | 2613234.1782 | 1268219.4577
57 | 2613210.2757 | 1268221.649 | 2613208.7078 | 1268222.8804
58 | 2613159.2144 | 1268157.4761 | 2613173.3397 | 1268145.8893 | 2613177.2333 | 1268150.9534
59 | 2613156.6851 | 1268159.5508 | 2613159.2144 | 1268157.4761
60 | 2613200.9323 | 1268228.9868 | 2613208.7078 | 1268222.8804
61 | 2613149.9179 | 1268163.7054 | 2613156.6851 | 1268159.5508
62 | 2613156.6851 | 1268159.5508 | 2613148.9251 | 1268149.8679
63 | 2613200.9323 | 1268228.9868 | 2613189.0051 | 1268213.724
64 | 2613200.9323 | 1268228.9868 | 2613200.4817 | 1268229.339
65 | 2613149.9179 | 1268163.7054 | 2613161.8212 | 1268178.9377
66 | 2613149.9179 | 1268163.7054 | 2613141.1461 | 1268170.6055
67 | 2613161.8212 | 1268178.9377 | 2613161.9226 | 1268179.0675
68 | 2613141.1461 | 1268170.6055 | 2613137.8582 | 1268173.1917
69 | 2613072.0529 | 1268259.8935 | 2613072.288 | 1268260.1991
70 | 2613078.3677 | 1268268.1042 | 2613072.288 | 1268260.1991
71 | 2613304 | 1268087.9028 | 2613286.3318 | 1268076.9589
72 | 2613273.4398 | 1268068.9734 | 2613286.3318 | 1268076.9589
73 | 2613317.2428 | 1268096.1056 | 2613304 | 1268087.9028
74 | 2613273.0187 | 1268068.7125 | 2613273.4398 | 1268068.9734
75 | 2613247.3823 | 1268052.8331 | 2613273.0187 | 1268068.7125
76 | 2613247.3823 | 1268052.8331 | 2613243.0377 | 1268050.2396
77 | 2613243.0377 | 1268050.2396 | 2613242.3859 | 1268049.8506
78 | 2613175.7424 | 1268092.2257 | 2613180.5962 | 1268094.874
79 | 2613168.5395 | 1268088.2958 | 2613175.7424 | 1268092.2257
80 | 2613186.7324 | 1268098.2219 | 2613180.5962 | 1268094.874
81 | 2613168.5395 | 1268088.2958 | 2613161.824 | 1268084.6318
82 | 2613186.7324 | 1268098.2219 | 2613192.088 | 1268101.1439 | 2613193.4923 | 1268101.9847
83 | 2613161.824 | 1268084.6318 | 2613149.9012 | 1268078.1268
84 | 2613205.2295 | 1268109.0119 | 2613193.4923 | 1268101.9847
85 | 2613140.6361 | 1268073.1101 | 2613148.9121 | 1268077.5871 | 2613149.9012 | 1268078.1268
86 | 2613205.9105 | 1268109.4197 | 2613205.2295 | 1268109.0119
87 | 2613134.2245 | 1268069.5601 | 2613140.6361 | 1268073.1101
88 | 2613140.6361 | 1268073.1101 | 2613171.9612 | 1268051.5755 | 2613184.678 | 1268043.3746
89 | 2613207.2026 | 1268028.8489 | 2613242.3859 | 1268049.8506
90 | 2613207.2026 | 1268028.8489 | 2613196.7149 | 1268035.6123
91 | 2613196.7149 | 1268035.6123 | 2613184.678 | 1268043.3746
92 | 2613319.5346 | 1268185.8203 | 2613313.4078 | 1268181.458
93 | 2613307.4268 | 1268177.1997 | 2613313.4078 | 1268181.458
94 | 2613294.1526 | 1268167.9908 | 2613300.8997 | 1268172.6529
95 | 2613307.4268 | 1268177.1997 | 2613305.6873 | 1268175.9611 | 2613300.8997 | 1268172.6529
96 | 2613347.9299 | 1268244.1053 | 2613351.5642 | 1268238.9074
97 | 2613347.9299 | 1268244.1053 | 2613344.3573 | 1268249.2149
98 | 2613314.4036 | 1268277.9041 | 2613312.1081 | 1268276.2367
99 | 2613277.208 | 1268250.8945 | 2613285.8343 | 1268257.1571
100 | 2613303.9733 | 1268213.1452 | 2613300.3677 | 1268218.2305
101 | 2613327.7526 | 1268287.5993 | 2613329.1352 | 1268288.6033
102 | 2613134.2245 | 1268069.5601 | 2613126.9225 | 1268083.5755
103 | 2613108.4295 | 1268119.0712 | 2613126.9225 | 1268083.5755
104 | 2613205.9105 | 1268109.4197 | 2613211.9958 | 1268113.063
105 | 2613219.2251 | 1268117.7138 | 2613213.7484 | 1268114.1123 | 2613211.9958 | 1268113.063
106 | 2613296.7423 | 1268223.3436 | 2613300.3677 | 1268218.2305
107 | 2613277.208 | 1268250.8945 | 2613285.9605 | 1268238.5501
108 | 2613337.146 | 1268259.5288 | 2613337.1893 | 1268259.4668
109 | 2613337.146 | 1268259.5288 | 2613333.6375 | 1268264.5467
110 | 2613337.1893 | 1268259.4668 | 2613340.72 | 1268254.4172
111 | 2613333.5932 | 1268264.6101 | 2613333.6375 | 1268264.5467
112 | 2613340.72 | 1268254.4172 | 2613340.7641 | 1268254.354
113 | 2613330.0847 | 1268269.6281 | 2613333.5932 | 1268264.6101
114 | 2613344.3573 | 1268249.2149 | 2613340.7641 | 1268254.354
115 | 2613330.0414 | 1268269.6899 | 2613330.0847 | 1268269.6281
116 | 2613320.9656 | 1268282.6704 | 2613330.0414 | 1268269.6899
117 | 2613320.9656 | 1268282.6704 | 2613314.4036 | 1268277.9041
118 | 2613320.9656 | 1268282.6704 | 2613327.7526 | 1268287.5993
119 | 2613296.7423 | 1268223.3436 | 2613293.1344 | 1268228.4322
120 | 2613293.1344 | 1268228.4322 | 2613289.5475 | 1268233.4911
121 | 2613285.9605 | 1268238.5501 | 2613289.5475 | 1268233.4911
122 | 2613194.2081 | 1268234.2439 | 2613200.4817 | 1268229.339
123 | 2613189.2534 | 1268238.1177 | 2613194.2081 | 1268234.2439
124 | 2613189.2534 | 1268238.1177 | 2613185.9439 | 1268240.7053
125 | 2613179.6436 | 1268245.631 | 2613185.9439 | 1268240.7053
126 | 2613188.8825 | 1268213.5672 | 2613189.0051 | 1268213.724
127 | 2613177.1929 | 1268247.5471 | 2613179.6436 | 1268245.631
128 | 2613188.8825 | 1268213.5672 | 2613184.2439 | 1268207.6312
129 | 2613177.1929 | 1268247.5471 | 2613171.2199 | 1268252.4101
130 | 2613113.6502 | 1268298.4049 | 2613107.4154 | 1268303.3828
131 | 2613113.6502 | 1268298.4049 | 2613118.4595 | 1268294.5651
132 | 2613106.2291 | 1268304.33 | 2613107.4154 | 1268303.3828
133 | 2613121.8647 | 1268291.8462 | 2613118.4595 | 1268294.5651
134 | 2613106.2291 | 1268304.33 | 2613097.2959 | 1268311.1517
135 | 2613094.1539 | 1268288.6296 | 2613094.3877 | 1268288.9335
136 | 2613094.1539 | 1268288.6296 | 2613089.6683 | 1268282.7973
137 | 2613142.6611 | 1268275.3749 | 2613142.4112 | 1268275.5717
138 | 2613150.8714 | 1268268.9081 | 2613142.6611 | 1268275.3749
139 | 2613165.4403 | 1268257.1155 | 2613171.2199 | 1268252.4101
140 | 2613125.8992 | 1268182.5989 | 2613120.527 | 1268186.8289
141 | 2613125.8992 | 1268182.5989 | 2613127.387 | 1268181.4285
142 | 2613113.8001 | 1268192.1256 | 2613120.527 | 1268186.8289
143 | 2613134.2795 | 1268176.0068 | 2613127.387 | 1268181.4285
144 | 2613165.4403 | 1268257.1155 | 2613165.0368 | 1268257.4441
145 | 2613113.8001 | 1268192.1256 | 2613113.6648 | 1268192.232
146 | 2613137.8582 | 1268173.1917 | 2613134.2795 | 1268176.0068
147 | 2613156.8872 | 1268264.0791 | 2613165.0368 | 1268257.4441
148 | 2613153.467 | 1268266.8636 | 2613150.8714 | 1268268.9081
149 | 2613153.467 | 1268266.8636 | 2613156.8872 | 1268264.0791
150 | 2613153.467 | 1268266.8636 | 2613141.3722 | 1268251.4756
151 | 2613141.3055 | 1268251.3907 | 2613141.3722 | 1268251.4756
152 | 2613136.594 | 1268245.3964 | 2613141.3055 | 1268251.3907
153 | 2613136.5337 | 1268245.3196 | 2613136.594 | 1268245.3964
154 | 2613089.445 | 1268282.5069 | 2613089.6683 | 1268282.7973
155 | 2613184.1268 | 1268207.4814 | 2613184.2439 | 1268207.6312
156 | 2613102.0164 | 1268201.4038 | 2613091.4368 | 1268209.7296
157 | 2613102.1742 | 1268201.2795 | 2613102.0164 | 1268201.4038
158 | 2613113.6648 | 1268192.232 | 2613102.1742 | 1268201.2795
159 | 2613114.1195 | 1268216.8024 | 2613114.2015 | 1268216.9067
160 | 2613118.9053 | 1268222.8914 | 2613114.2015 | 1268216.9067
161 | 2613118.9053 | 1268222.8914 | 2613118.9676 | 1268222.9706
162 | 2613078.3677 | 1268268.1042 | 2613078.6061 | 1268268.4141
163 | 2613083.1168 | 1268274.279 | 2613078.6061 | 1268268.4141
164 | 2613083.1168 | 1268274.279 | 2613083.3466 | 1268274.5778
165 | 2613083.3466 | 1268274.5778 | 2613089.445 | 1268282.5069
166 | 2613118.9676 | 1268222.9706 | 2613125.3052 | 1268231.0339
167 | 2613125.3052 | 1268231.0339 | 2613125.3697 | 1268231.1159
168 | 2613172.9566 | 1268193.1873 | 2613173.0701 | 1268193.3325
169 | 2613177.734 | 1268199.3008 | 2613173.0701 | 1268193.3325
170 | 2613172.9566 | 1268193.1873 | 2613166.686 | 1268185.163
171 | 2613177.734 | 1268199.3008 | 2613177.8573 | 1268199.4586
172 | 2613166.5689 | 1268185.0132 | 2613166.686 | 1268185.163
173 | 2613184.1268 | 1268207.4814 | 2613177.8573 | 1268199.4586
174 | 2613161.9226 | 1268179.0675 | 2613166.5689 | 1268185.0132
175 | 2613136.5337 | 1268245.3196 | 2613130.1796 | 1268237.2355
176 | 2613130.1164 | 1268237.155 | 2613130.1796 | 1268237.2355
177 | 2613125.3697 | 1268231.1159 | 2613130.1164 | 1268237.155

## bus_geodata
| x | y | coords
0 | 2613072.8827 | 1268224.3319
1 | 2613068.6857 | 1268227.6356
2 | 2613076.8552 | 1268221.205
3 | 2613066.6278 | 1268229.2555
4 | 2613078.4729 | 1268219.9316
5 | 2613062.5428 | 1268232.4709
6 | 2613082.9457 | 1268216.4117
7 | 2613055.3292 | 1268238.1491
8 | 2613130.3383 | 1268285.0808
9 | 2613136.4126 | 1268280.2964
10 | 2613128.1357 | 1268286.8394
11 | 2613090.702 | 1268210.3078
12 | 2613061.1323 | 1268245.6943
13 | 2613065.8197 | 1268251.789
14 | 2613067.3275 | 1268253.7494
15 | 2613067.567 | 1268254.0609
16 | 2613248.6823 | 1268137.0852
17 | 2613238.6166 | 1268130.4659
18 | 2613255.1813 | 1268141.359
19 | 2613234.9579 | 1268128.0599
20 | 2613255.6091 | 1268141.6403
21 | 2613232.2284 | 1268126.2649
22 | 2613261.1343 | 1268145.2737
23 | 2613225.9593 | 1268122.1423
24 | 2613262.0483 | 1268145.8748
25 | 2613258.0775 | 1268175.7943
26 | 2613250.924 | 1268185.0504
27 | 2613268.8927 | 1268166.5388
28 | 2613239.0363 | 1268197.2409
29 | 2613271.4451 | 1268162.6751
30 | 2613236.8119 | 1268199.2497
31 | 2613276.435 | 1268155.7481
32 | 2613223.5638 | 1268211.2135
33 | 2613268.5305 | 1268150.1376
34 | 2613287.2959 | 1268163.2528
35 | 2613298.8389 | 1268266.5984
36 | 2613301.0275 | 1268268.1881
37 | 2613291.4423 | 1268261.2285
38 | 2613314.1551 | 1268198.785
39 | 2613307.6396 | 1268207.9744
40 | 2613304.8779 | 1268192.1357
41 | 2613364.2438 | 1268313.2781
42 | 2613365.6 | 1268314.2439
43 | 2613355.8381 | 1268307.4918
44 | 2613342.5287 | 1268298.3299
45 | 2613350.2721 | 1268303.6603
46 | 2613341.1924 | 1268297.3594
47 | 2613255.5223 | 1268236.0356
48 | 2613261.3225 | 1268240.0098
49 | 2613249.9426 | 1268231.7019
50 | 2613234.1782 | 1268219.4577
51 | 2613210.2757 | 1268221.649
52 | 2613177.2333 | 1268150.9534
53 | 2613159.2144 | 1268157.4761
54 | 2613208.7078 | 1268222.8804
55 | 2613156.6851 | 1268159.5508
56 | 2613200.9323 | 1268228.9868
57 | 2613149.9179 | 1268163.7054
58 | 2613148.9251 | 1268149.8679
59 | 2613161.8212 | 1268178.9377
60 | 2613141.1461 | 1268170.6055
61 | 2613072.0529 | 1268259.8935
62 | 2613072.288 | 1268260.1991
63 | 2613286.3318 | 1268076.9589
64 | 2613304 | 1268087.9028
65 | 2613273.4398 | 1268068.9734
66 | 2613317.2428 | 1268096.1056
67 | 2613273.0187 | 1268068.7125
68 | 2613247.3823 | 1268052.8331
69 | 2613243.0377 | 1268050.2396
70 | 2613175.7424 | 1268092.2257
71 | 2613180.5962 | 1268094.874
72 | 2613168.5395 | 1268088.2958
73 | 2613186.7324 | 1268098.2219
74 | 2613161.824 | 1268084.6318
75 | 2613193.4923 | 1268101.9847
76 | 2613149.9012 | 1268078.1268
77 | 2613205.2295 | 1268109.0119
78 | 2613140.6361 | 1268073.1101
79 | 2613242.3859 | 1268049.8506
80 | 2613207.2026 | 1268028.8489
81 | 2613196.7149 | 1268035.6123
82 | 2613184.678 | 1268043.3746
83 | 2613319.5346 | 1268185.8203
84 | 2613313.4078 | 1268181.458
85 | 2613294.1526 | 1268167.9908
86 | 2613300.8997 | 1268172.6529
87 | 2613307.4268 | 1268177.1997
88 | 2613351.5642 | 1268238.9074
89 | 2613347.9299 | 1268244.1053
90 | 2613312.1081 | 1268276.2367
91 | 2613285.8343 | 1268257.1571
92 | 2613303.9733 | 1268213.1452
93 | 2613329.1352 | 1268288.6033
94 | 2613134.2245 | 1268069.5601
95 | 2613126.9225 | 1268083.5755
96 | 2613108.4295 | 1268119.0712
97 | 2613205.9105 | 1268109.4197
98 | 2613211.9958 | 1268113.063
99 | 2613219.2251 | 1268117.7138
100 | 2613300.3677 | 1268218.2305
101 | 2613277.208 | 1268250.8945
102 | 2613337.146 | 1268259.5288
103 | 2613337.1893 | 1268259.4668
104 | 2613333.6375 | 1268264.5467
105 | 2613340.72 | 1268254.4172
106 | 2613333.5932 | 1268264.6101
107 | 2613340.7641 | 1268254.354
108 | 2613330.0847 | 1268269.6281
109 | 2613344.3573 | 1268249.2149
110 | 2613330.0414 | 1268269.6899
111 | 2613314.4036 | 1268277.904
112 | 2613320.9656 | 1268282.6704
113 | 2613327.7526 | 1268287.5993
114 | 2613296.7423 | 1268223.3436
115 | 2613293.1344 | 1268228.4322
116 | 2613289.5475 | 1268233.4911
117 | 2613285.9605 | 1268238.5501
118 | 2613194.2081 | 1268234.2439
119 | 2613200.4817 | 1268229.339
120 | 2613189.2534 | 1268238.1177
121 | 2613185.9439 | 1268240.7053
122 | 2613189.0051 | 1268213.724
123 | 2613179.6436 | 1268245.631
124 | 2613188.8825 | 1268213.5672
125 | 2613177.1929 | 1268247.5471
126 | 2613113.6502 | 1268298.4049
127 | 2613107.4154 | 1268303.3828
128 | 2613118.4595 | 1268294.5651
129 | 2613106.2291 | 1268304.33
130 | 2613121.8647 | 1268291.8462
131 | 2613097.2959 | 1268311.1517
132 | 2613094.3877 | 1268288.9335
133 | 2613094.1539 | 1268288.6296
134 | 2613142.4112 | 1268275.5717
135 | 2613142.6611 | 1268275.3749
136 | 2613171.2199 | 1268252.4101
137 | 2613125.8992 | 1268182.5989
138 | 2613120.527 | 1268186.8289
139 | 2613127.387 | 1268181.4285
140 | 2613165.4403 | 1268257.1155
141 | 2613113.8001 | 1268192.1256
142 | 2613134.2795 | 1268176.0068
143 | 2613165.0368 | 1268257.4441
144 | 2613150.8714 | 1268268.9081
145 | 2613153.467 | 1268266.8636
146 | 2613156.8872 | 1268264.0791
147 | 2613141.3722 | 1268251.4756
148 | 2613141.3055 | 1268251.3907
149 | 2613136.594 | 1268245.3963
150 | 2613089.6683 | 1268282.7973
151 | 2613184.2439 | 1268207.6312
152 | 2613137.8582 | 1268173.1917
153 | 2613091.4368 | 1268209.7296
154 | 2613102.0164 | 1268201.4038
155 | 2613102.1742 | 1268201.2795
156 | 2613114.1195 | 1268216.8024
157 | 2613114.2015 | 1268216.9067
158 | 2613113.6648 | 1268192.232
159 | 2613118.9053 | 1268222.8914
160 | 2613078.3677 | 1268268.1042
161 | 2613078.6061 | 1268268.4141
162 | 2613083.1168 | 1268274.279
163 | 2613083.3466 | 1268274.5778
164 | 2613089.445 | 1268282.5069
165 | 2613118.9676 | 1268222.9706
166 | 2613125.3052 | 1268231.0339
167 | 2613173.0701 | 1268193.3325
168 | 2613172.9566 | 1268193.1873
169 | 2613177.734 | 1268199.3008
170 | 2613166.686 | 1268185.163
171 | 2613177.8573 | 1268199.4586
172 | 2613166.5689 | 1268185.0132
173 | 2613184.1268 | 1268207.4814
174 | 2613161.9226 | 1268179.0675
175 | 2613136.5337 | 1268245.3196
176 | 2613130.1796 | 1268237.2355
177 | 2613130.1164 | 1268237.155
178 | 2613125.3697 | 1268231.1159
179 | 2613184.1268 | 1268207.4814

## line_std_types
| c_nf_per_km | r_ohm_per_km | x_ohm_per_km | max_i_ka | type | q_mm2 | alpha | voltage_rating
NAYY 4x50 SE | 210 | 0.642 | 0.083 | 0.142 | cs | 50 | 0.00403 | LV
NAYY 4x120 SE | 264 | 0.225 | 0.08 | 0.242 | cs | 120 | 0.00403 | LV
NAYY 4x150 SE | 261 | 0.208 | 0.08 | 0.27 | cs | 150 | 0.00403 | LV
NA2XS2Y 1x95 RM/25 12/20 kV | 216 | 0.313 | 0.132 | 0.252 | cs | 95 | 0.00403 | MV
NA2XS2Y 1x185 RM/25 12/20 kV | 273 | 0.161 | 0.117 | 0.362 | cs | 185 | 0.00403 | MV
NA2XS2Y 1x240 RM/25 12/20 kV | 304 | 0.122 | 0.112 | 0.421 | cs | 240 | 0.00403 | MV
NA2XS2Y 1x95 RM/25 6/10 kV | 315 | 0.313 | 0.123 | 0.249 | cs | 95 | 0.00403 | MV
NA2XS2Y 1x185 RM/25 6/10 kV | 406 | 0.161 | 0.11 | 0.358 | cs | 185 | 0.00403 | MV
NA2XS2Y 1x240 RM/25 6/10 kV | 456 | 0.122 | 0.105 | 0.416 | cs | 240 | 0.00403 | MV
NA2XS2Y 1x150 RM/25 12/20 kV | 250 | 0.206 | 0.116 | 0.319 | cs | 150 | 0.00403 | MV
NA2XS2Y 1x120 RM/25 12/20 kV | 230 | 0.253 | 0.119 | 0.283 | cs | 120 | 0.00403 | MV
NA2XS2Y 1x70 RM/25 12/20 kV | 190 | 0.443 | 0.132 | 0.22 | cs | 70 | 0.00403 | MV
NA2XS2Y 1x150 RM/25 6/10 kV | 360 | 0.206 | 0.11 | 0.315 | cs | 150 | 0.00403 | MV
NA2XS2Y 1x120 RM/25 6/10 kV | 340 | 0.253 | 0.113 | 0.28 | cs | 120 | 0.00403 | MV
NA2XS2Y 1x70 RM/25 6/10 kV | 280 | 0.443 | 0.123 | 0.217 | cs | 70 | 0.00403 | MV
N2XS(FL)2Y 1x120 RM/35 64/110 kV | 112 | 0.153 | 0.166 | 0.366 | cs | 120 | 0.00393 | HV
N2XS(FL)2Y 1x185 RM/35 64/110 kV | 125 | 0.099 | 0.156 | 0.457 | cs | 185 | 0.00393 | HV
N2XS(FL)2Y 1x240 RM/35 64/110 kV | 135 | 0.075 | 0.149 | 0.526 | cs | 240 | 0.00393 | HV
N2XS(FL)2Y 1x300 RM/35 64/110 kV | 144 | 0.06 | 0.144 | 0.588 | cs | 300 | 0.00393 | HV
15-AL1/3-ST1A 0.4 | 11 | 1.8769 | 0.35 | 0.105 | ol | 16 | 0.00403 | LV
24-AL1/4-ST1A 0.4 | 11.25 | 1.2012 | 0.335 | 0.14 | ol | 24 | 0.00403 | LV
48-AL1/8-ST1A 0.4 | 12.2 | 0.5939 | 0.3 | 0.21 | ol | 48 | 0.00403 | LV
94-AL1/15-ST1A 0.4 | 13.2 | 0.306 | 0.29 | 0.35 | ol | 94 | 0.00403 | LV
34-AL1/6-ST1A 10.0 | 9.7 | 0.8342 | 0.36 | 0.17 | ol | 34 | 0.00403 | MV
48-AL1/8-ST1A 10.0 | 10.1 | 0.5939 | 0.35 | 0.21 | ol | 48 | 0.00403 | MV
70-AL1/11-ST1A 10.0 | 10.4 | 0.4132 | 0.339 | 0.29 | ol | 70 | 0.00403 | MV
94-AL1/15-ST1A 10.0 | 10.75 | 0.306 | 0.33 | 0.35 | ol | 94 | 0.00403 | MV
122-AL1/20-ST1A 10.0 | 11.1 | 0.2376 | 0.323 | 0.41 | ol | 122 | 0.00403 | MV
149-AL1/24-ST1A 10.0 | 11.25 | 0.194 | 0.315 | 0.47 | ol | 149 | 0.00403 | MV
34-AL1/6-ST1A 20.0 | 9.15 | 0.8342 | 0.382 | 0.17 | ol | 34 | 0.00403 | MV
48-AL1/8-ST1A 20.0 | 9.5 | 0.5939 | 0.372 | 0.21 | ol | 48 | 0.00403 | MV
70-AL1/11-ST1A 20.0 | 9.7 | 0.4132 | 0.36 | 0.29 | ol | 70 | 0.00403 | MV
94-AL1/15-ST1A 20.0 | 10 | 0.306 | 0.35 | 0.35 | ol | 94 | 0.00403 | MV
122-AL1/20-ST1A 20.0 | 10.3 | 0.2376 | 0.344 | 0.41 | ol | 122 | 0.00403 | MV
149-AL1/24-ST1A 20.0 | 10.5 | 0.194 | 0.337 | 0.47 | ol | 149 | 0.00403 | MV
184-AL1/30-ST1A 20.0 | 10.75 | 0.1571 | 0.33 | 0.535 | ol | 184 | 0.00403 | MV
243-AL1/39-ST1A 20.0 | 11 | 0.1188 | 0.32 | 0.645 | ol | 243 | 0.00403 | MV
48-AL1/8-ST1A 110.0 | 8 | 0.5939 | 0.46 | 0.21 | ol | 48 | 0.00403 | HV
70-AL1/11-ST1A 110.0 | 8.4 | 0.4132 | 0.45 | 0.29 | ol | 70 | 0.00403 | HV
94-AL1/15-ST1A 110.0 | 8.65 | 0.306 | 0.44 | 0.35 | ol | 94 | 0.00403 | HV
122-AL1/20-ST1A 110.0 | 8.5 | 0.2376 | 0.43 | 0.41 | ol | 122 | 0.00403 | HV
149-AL1/24-ST1A 110.0 | 8.75 | 0.194 | 0.41 | 0.47 | ol | 149 | 0.00403 | HV
184-AL1/30-ST1A 110.0 | 8.8 | 0.1571 | 0.4 | 0.535 | ol | 184 | 0.00403 | HV
243-AL1/39-ST1A 110.0 | 9 | 0.1188 | 0.39 | 0.645 | ol | 243 | 0.00403 | HV
305-AL1/39-ST1A 110.0 | 9.2 | 0.0949 | 0.38 | 0.74 | ol | 305 | 0.00403 | HV
490-AL1/64-ST1A 110.0 | 9.75 | 0.059 | 0.37 | 0.96 | ol | 490 | 0.00403 | HV
679-AL1/86-ST1A 110.0 | 9.95 | 0.042 | 0.36 | 1.15 | ol | 679 | 0.00403 | HV
490-AL1/64-ST1A 220.0 | 10 | 0.059 | 0.285 | 0.96 | ol | 490 | 0.00403 | HV
679-AL1/86-ST1A 220.0 | 11.7 | 0.042 | 0.275 | 1.15 | ol | 679 | 0.00403 | HV
490-AL1/64-ST1A 380.0 | 11 | 0.059 | 0.253 | 0.96 | ol | 490 | 0.00403 | HV
679-AL1/86-ST1A 380.0 | 14.6 | 0.042 | 0.25 | 1.15 | ol | 679 | 0.00403 | HV

## trafo_std_types
| i0_percent | pfe_kw | vkr_percent | sn_mva | vn_lv_kv | vn_hv_kv | vk_percent | shift_degree | vector_group | tap_side | tap_neutral | tap_min | tap_max | tap_step_degree | tap_step_percent | tap_phase_shifter
160 MVA 380/110 kV | 0.06 | 60 | 0.25 | 160 | 110 | 380 | 12.2 | 0 | Yy0 | hv | 0 | -9 | 9 | 0 | 1.5 | FALSE
100 MVA 220/110 kV | 0.06 | 55 | 0.26 | 100 | 110 | 220 | 12 | 0 | Yy0 | hv | 0 | -9 | 9 | 0 | 1.5 | FALSE
63 MVA 110/20 kV | 0.04 | 22 | 0.32 | 63 | 20 | 110 | 18 | 150 | YNd5 | hv | 0 | -9 | 9 | 0 | 1.5 | FALSE
40 MVA 110/20 kV | 0.05 | 18 | 0.34 | 40 | 20 | 110 | 16.2 | 150 | YNd5 | hv | 0 | -9 | 9 | 0 | 1.5 | FALSE
25 MVA 110/20 kV | 0.07 | 14 | 0.41 | 25 | 20 | 110 | 12 | 150 | YNd5 | hv | 0 | -9 | 9 | 0 | 1.5 | FALSE
63 MVA 110/10 kV | 0.04 | 22 | 0.32 | 63 | 10 | 110 | 18 | 150 | YNd5 | hv | 0 | -9 | 9 | 0 | 1.5 | FALSE
40 MVA 110/10 kV | 0.05 | 18 | 0.34 | 40 | 10 | 110 | 16.2 | 150 | YNd5 | hv | 0 | -9 | 9 | 0 | 1.5 | FALSE
25 MVA 110/10 kV | 0.07 | 14 | 0.41 | 25 | 10 | 110 | 12 | 150 | YNd5 | hv | 0 | -9 | 9 | 0 | 1.5 | FALSE
0.25 MVA 20/0.4 kV | 0.32 | 0.8 | 1.44 | 0.25 | 0.4 | 20 | 6 | 150 | Yzn5 | hv | 0 | -2 | 2 | 0 | 2.5 | FALSE
0.4 MVA 20/0.4 kV | 0.3375 | 1.35 | 1.425 | 0.4 | 0.4 | 20 | 6 | 150 | Dyn5 | hv | 0 | -2 | 2 | 0 | 2.5 | FALSE
0.63 MVA 20/0.4 kV | 0.2619 | 1.65 | 1.206 | 0.63 | 0.4 | 20 | 6 | 150 | Dyn5 | hv | 0 | -2 | 2 | 0 | 2.5 | FALSE
0.25 MVA 10/0.4 kV | 0.24 | 0.6 | 1.2 | 0.25 | 0.4 | 10 | 4 | 150 | Dyn5 | hv | 0 | -2 | 2 | 0 | 2.5 | FALSE
0.4 MVA 10/0.4 kV | 0.2375 | 0.95 | 1.325 | 0.4 | 0.4 | 10 | 4 | 150 | Dyn5 | hv | 0 | -2 | 2 | 0 | 2.5 | FALSE
0.63 MVA 10/0.4 kV | 0.1873 | 1.18 | 1.0794 | 0.63 | 0.4 | 10 | 4 | 150 | Dyn5 | hv | 0 | -2 | 2 | 0 | 2.5 | FALSE

## trafo3w_std_types
| sn_hv_mva | sn_mv_mva | sn_lv_mva | vn_hv_kv | vn_mv_kv | vn_lv_kv | vk_hv_percent | vk_mv_percent | vk_lv_percent | vkr_hv_percent | vkr_mv_percent | vkr_lv_percent | pfe_kw | i0_percent | shift_mv_degree | shift_lv_degree | vector_group | tap_side | tap_neutral | tap_min | tap_max | tap_step_percent
63/25/38 MVA 110/20/10 kV | 63 | 25 | 38 | 110 | 20 | 10 | 10.4 | 10.4 | 10.4 | 0.28 | 0.32 | 0.35 | 35 | 0.89 | 0 | 0 | YN0yn0yn0 | hv | 0 | -10 | 10 | 1.2
63/25/38 MVA 110/10/10 kV | 63 | 25 | 38 | 110 | 10 | 10 | 10.4 | 10.4 | 10.4 | 0.28 | 0.32 | 0.35 | 35 | 0.89 | 0 | 0 | YN0yn0yn0 | hv | 0 | -10 | 10 | 1.2

## fuse_std_types
| fuse_type | i_rated_a | t_avg | t_min | t_total | x_avg | x_min | x_total
HV 100A | HV 100A | 100 | 0 | [10.0, 3.64, 0.854, 0.281, 0.1, 0.0531, 0.022, 0.01] | [10.0, 4.267, 1.21, 0.403, 0.1, 0.058, 0.022, 0.01] | 0 | [300.0, 350.0, 450.0, 550.0, 700.0, 850.0, 1200.0, 1752.0] | [600.0, 700.0, 900.0, 1150.0, 1665.0, 2000.0, 3000.0, 4313.0]
HV 10A | HV 10A | 10 | 0 | [10.0, 1675.0, 0.344, 0.156, 0.1, 0.0417, 0.0171, 0.01] | [10.0, 1.3, 0.3, 0.155, 0.1, 0.0555, 0.023, 0.01] | 0 | [30.0, 32.0, 35.0, 37.0, 39.0, 50.0, 70.0, 88.0] | [60.0, 70.0, 80.0, 87.0, 94.0, 110.0, 150.0, 216.0]
HV 125A | HV 125A | 125 | 0 | [10.0, 1.82, 0.344, 0.1, 0.0467, 0.0269, 0.01] | [10.0, 2.478, 0.426, 0.1, 0.0427, 0.0211, 0.01] | 0 | [375.0, 500.0, 700.0, 925.0, 1200.0, 1500.0, 2341.0] | [750.0, 1000.0, 1500.0, 2200.0, 3000.0, 4000.0, 5765.0]
HV 160A | HV 160A | 160 | 0 | [10.0, 4.15, 1.03, 0.198, 0.1, 0.051, 0.0172, 0.01] | [10.0, 2.3, 0.734, 0.274, 0.1, 0.046, 0.0177, 0.01] | 0 | [480.0, 550.0, 700.0, 1000.0, 1260.0, 1600.0, 2500.0, 3227.0] | [960.0, 1300.0, 1700.0, 2200.0, 2996.0, 4000.0, 6000.0, 7946.0]
HV 16A | HV 16A | 16 | 0 | [10.0, 0.352, 0.164, 0.1, 0.0649, 0.0342, 0.01] | [10.0, 2.34, 0.722, 0.181, 0.1, 0.055, 0.0296, 0.01] | 0 | [48.0, 60.0, 65.0, 71.0, 80.0, 100.0, 162.0] | [96.0, 110.0, 125.0, 150.0, 168.0, 200.0, 250.0, 398.0]
HV 200A | HV 200A | 200 | 0 | [10.0, 4.267, 1.21, 0.403, 0.1, 0.058, 0.022, 0.01] | [10.0, 3.73, 1.654, 0.328, 0.1, 0.0531, 0.019, 0.01] | 0 | [600.0, 700.0, 900.0, 1150.0, 1665.0, 2000.0, 3000.0, 4313.0] | [1200.0, 1500.0, 1800.0, 2700.0, 3960.0, 5000.0, 7500.0, 10620.0]
HV 20A | HV 20A | 20 | 0 | [10.0, 1.3, 0.3, 0.155, 0.1, 0.0555, 0.023, 0.01] | [10.0, 1.3, 0.161, 0.1, 0.0611, 0.0399, 0.0141, 0.01] | 0 | [60.0, 70.0, 80.0, 87.0, 94.0, 110.0, 150.0, 216.0] | [120.0, 150.0, 200.0, 223.0, 260.0, 300.0, 450.0, 532.0]
HV 25A | HV 25A | 25 | 0 | [10.0, 2.512, 0.833, 0.299, 0.1, 0.0372, 0.0223, 0.01] | [10.0, 3.125, 0.597, 0.198, 0.1, 0.0378, 0.022, 0.01] | 0 | [75.0, 82.0, 90.0, 100.0, 124.0, 170.0, 200.0, 289.0] | [150.0, 170.0, 210.0, 250.0, 294.0, 400.0, 500.0, 711.0]
HV 31.5A | HV 31.5A | 31.5 | 0 | [10.0, 2.34, 0.722, 0.181, 0.1, 0.055, 0.0296, 0.01] | [10.0, 2.84, 0.368, 0.164, 0.1, 0.0621, 0.0378, 0.0195, 0.01] | 0 | [95.0, 110.0, 125.0, 150.0, 165.0, 200.0, 250.0, 390.0] | [189.0, 220.0, 300.0, 350.0, 393.0, 450.0, 530.0, 700.0, 960.0]
HV 40A | HV 40A | 40 | 0 | [10.0, 1.3, 0.161, 0.1, 0.0611, 0.0399, 0.0141, 0.01] | [10.0, 2.05, 0.369, 0.198, 0.1, 0.051, 0.0298, 0.01] | 0 | [120.0, 150.0, 200.0, 223.0, 260.0, 300.0, 450.0, 532.0] | [240.0, 300.0, 400.0, 450.0, 530.0, 650.0, 800.0, 1311.0]
HV 50A | HV 50A | 50 | 0 | [10.0, 3.215, 0.597, 0.198, 0.1, 0.0378, 0.022, 0.01] | [10.0, 3.64, 0.854, 0.281, 0.1, 0.0531, 0.022, 0.01] | 0 | [150.0, 170.0, 210.0, 250.0, 294.0, 400.0, 500.0, 711.0] | [300.0, 350.0, 450.0, 550.0, 700.0, 850.0, 1200.0, 1752.0]
HV 6.3A | HV 6.3A | 6.3 | 0 | [10.0, 1.39, 0.344, 0.168, 0.1, 0.056, 0.0263, 0.01] | [10.0, 1.711, 0.516, 0.198, 0.1, 0.0634, 0.0303, 0.01] | 0 | [19.0, 19.5, 20.4, 20.8, 22.0, 25.0, 32.0, 48.0] | [38.0, 40.0, 43.0, 48.0, 53.0, 60.0, 75.0, 118.0]
HV 63A | HV 63A | 63 | 0 | [10.0, 2.84, 0.368, 0.164, 0.1, 0.0621, 0.0378, 0.0195, 0.01] | [10.0, 1.82, 0.344, 0.1, 0.0467, 0.0269, 0.01] | 0 | [189.0, 220.0, 300.0, 350.0, 393.0, 450.0, 530.0, 700.0, 961.0] | [378.0, 500.0, 700.0, 934.0, 1200.0, 1500.0, 2366.0]
HV 80A | HV 80A | 80 | 0 | [10.0, 2.05, 0.369, 0.198, 0.1, 0.051, 0.0298, 0.01] | [10.0, 4.15, 1.03, 0.198, 0.1, 0.051, 0.0172, 0.01] | 0 | [240.0, 300.0, 400.0, 450.0, 530.0, 650.0, 800.0, 1311.0] | [480.0, 550.0, 700.0, 1000.0, 1260.0, 1600.0, 2500.0, 3227.0]
Siemens NH-1-100 | Siemens NH-1-100 | 100 | [5400.0, 2000.0, 400.0, 20.0, 1.0, 0.2, 0.012, 0.004] | 0 | 0 | [150.0, 190.0, 250.0, 430.0, 900.0, 1250.0, 2700.0, 3600.0] | 0 | 0
Siemens NH-1-125 | Siemens NH-1-125 | 125 | [4800.0, 120.0, 7.0, 0.1, 0.004] | 0 | 0 | [180.0, 400.0, 740.0, 2000.0, 4250.0] | 0 | 0
Siemens NH-1-16 | Siemens NH-1-16 | 16 | [4000.0, 400.0, 2.0, 0.1, 0.04, 0.01] | 0 | 0 | [26.0, 35.0, 75.0, 150.0, 200.0, 300.0] | 0 | 0
Siemens NH-1-160 | Siemens NH-1-160 | 160 | [4800.0, 120.0, 7.0, 0.1, 0.004] | 0 | 0 | [210.0, 500.0, 900.0, 2300.0, 5000.0] | 0 | 0
Siemens NH-1-25 | Siemens NH-1-25 | 25 | [4000.0, 1000.0, 10.0, 0.2, 0.02, 0.01] | 0 | 0 | [40.0, 50.0, 100.0, 210.0, 400.0, 500.0] | 0 | 0
Siemens NH-1-50 | Siemens NH-1-50 | 50 | [4000.0, 40.0, 4.0, 1.0, 0.02, 0.01] | 0 | 0 | [86.0, 200.0, 300.0, 400.0, 1000.0, 1280.0] | 0 | 0
Siemens NH-1-63 | Siemens NH-1-63 | 63 | [4000.0, 100.0, 10.0, 2.0, 0.04, 0.01] | 0 | 0 | [100.0, 200.0, 300.0, 400.0, 1000.0, 1500.0] | 0 | 0
Siemens NH-1-80 | Siemens NH-1-80 | 80 | [4800.0, 120.0, 7.0, 0.1, 0.01] | 0 | 0 | [150.58, 250.0, 450.0, 1150.0, 2470.0] | 0 | 0
Siemens NH-2-1000 | Siemens NH-2-1000 | 1000 | [4800.0, 120.0, 7.0, 0.1, 0.004] | 0 | 0 | [1900.0, 3500.0, 8400.0, 24000.0, 52000.0] | 0 | 0
Siemens NH-2-200 | Siemens NH-2-200 | 200 | [4800.0, 120.0, 7.0, 0.1, 0.004] | 0 | 0 | [280.0, 650.0, 1200.0, 3000.0, 7000.0] | 0 | 0
Siemens NH-2-224 | Siemens NH-2-224 | 224 | [4800.0, 120.0, 7.0, 0.2, 0.04, 0.004] | 0 | 0 | [400.0, 750.0, 1453.0, 3025.0, 4315.0, 7600.0] | 0 | 0
Siemens NH-2-250 | Siemens NH-2-250 | 250 | [4800.0, 120.0, 7.0, 0.1, 0.004] | 0 | 0 | [450.0, 800.0, 1650.0, 4000.0, 8500.0] | 0 | 0
Siemens NH-2-315 | Siemens NH-2-315 | 315 | [4800.0, 120.0, 7.0, 0.1, 0.004] | 0 | 0 | [550.0, 920.0, 1900.0, 5000.0, 11000.0] | 0 | 0
Siemens NH-2-355 | Siemens NH-2-355 | 355 | [4800.0, 120.0, 6.0, 0.1, 0.004] | 0 | 0 | [650.0, 1116.27, 2350.0, 5840.0, 12790.0] | 0 | 0
Siemens NH-2-400 | Siemens NH-2-400 | 400 | [4800.0, 120.0, 7.0, 0.1, 0.004] | 0 | 0 | [720.0, 1350.0, 2800.0, 6500.0, 15000.0] | 0 | 0
Siemens NH-2-425 | Siemens NH-2-425 | 425 | [4800.0, 120.0, 7.0, 0.1, 0.004] | 0 | 0 | [850.0, 1500.0, 3050.0, 7500.0, 16500.0] | 0 | 0
Siemens NH-2-630 | Siemens NH-2-630 | 630 | [4800.0, 120.0, 7.0, 0.1, 0.004] | 0 | 0 | [1200.0, 2000.0, 4800.0, 12000.0, 26000.0] | 0 | 0

## dtypes
| element | column | dtype
0 | bus | name | object
1 | bus | vn_kv | float64
2 | bus | type | object
3 | bus | zone | object
4 | bus | in_service | bool
5 | load | name | object
6 | load | bus | uint32
7 | load | p_mw | float64
8 | load | q_mvar | float64
9 | load | const_z_percent | float64
10 | load | const_i_percent | float64
11 | load | sn_mva | float64
12 | load | scaling | float64
13 | load | in_service | bool
14 | load | type | object
15 | ext_grid | name | object
16 | ext_grid | bus | uint32
17 | ext_grid | vm_pu | float64
18 | ext_grid | va_degree | float64
19 | ext_grid | slack_weight | float64
20 | ext_grid | in_service | bool
21 | line | name | object
22 | line | std_type | object
23 | line | from_bus | uint32
24 | line | to_bus | uint32
25 | line | length_km | float64
26 | line | r_ohm_per_km | float64
27 | line | x_ohm_per_km | float64
28 | line | c_nf_per_km | float64
29 | line | g_us_per_km | float64
30 | line | max_i_ka | float64
31 | line | df | float64
32 | line | parallel | uint32
33 | line | type | object
34 | line | in_service | bool
35 | trafo | name | object
36 | trafo | std_type | object
37 | trafo | hv_bus | uint32
38 | trafo | lv_bus | uint32
39 | trafo | sn_mva | float64
40 | trafo | vn_hv_kv | float64
41 | trafo | vn_lv_kv | float64
42 | trafo | vk_percent | float64
43 | trafo | vkr_percent | float64
44 | trafo | pfe_kw | float64
45 | trafo | i0_percent | float64
46 | trafo | shift_degree | float64
47 | trafo | tap_side | object
48 | trafo | tap_neutral | int32
49 | trafo | tap_min | int32
50 | trafo | tap_max | int32
51 | trafo | tap_step_percent | float64
52 | trafo | tap_step_degree | float64
53 | trafo | tap_pos | int32
54 | trafo | tap_phase_shifter | bool
55 | trafo | parallel | uint32
56 | trafo | df | float64
57 | trafo | in_service | bool
58 | line_geodata | coords | object
59 | bus_geodata | x | float64
60 | bus_geodata | y | float64
61 | bus_geodata | coords | object

## parameters
| version | format_version | converged | OPF_converged | name | f_hz | sn_mva
0 | 2.14.6 | 2.14.0 | FALSE | FALSE |  | 50 | 1