## bus
| name | vn_kv | type | zone | in_service
0 | bus_LV_2703-23_0_4_node_0 | 0.4 | n |  | TRUE
1 | bus_LV_2703-23_0_4_node_1 | 0.4 | n |  | TRUE
2 | bus_LV_2703-23_0_4_node_2 | 0.4 | n |  | TRUE
3 | bus_LV_2703-23_0_4_node_3 | 0.4 | n |  | TRUE
4 | bus_LV_2703-23_0_4_node_4 | 0.4 | n |  | TRUE
5 | bus_LV_2703-23_0_4_node_5 | 0.4 | n |  | TRUE
6 | bus_LV_2703-23_0_4_node_7 | 0.4 | n |  | TRUE
7 | bus_LV_2703-23_0_4_node_50 | 0.4 | n |  | TRUE
8 | bus_LV_2703-23_0_4_node_30 | 0.4 | n |  | TRUE
9 | bus_LV_2703-23_0_4_node_6 | 0.4 | n |  | TRUE
10 | bus_LV_2703-23_0_4_node_63 | 0.4 | n |  | TRUE
11 | bus_LV_2703-23_0_4_node_51 | 0.4 | n |  | TRUE
12 | bus_LV_2703-23_0_4_node_55 | 0.4 | n |  | TRUE
13 | bus_LV_2703-23_0_4_node_25 | 0.4 | n |  | TRUE
14 | bus_LV_2703-23_0_4_node_62 | 0.4 | n |  | TRUE
15 | bus_LV_2703-23_0_4_node_52 | 0.4 | n |  | TRUE
16 | bus_LV_2703-23_0_4_node_8 | 0.4 | n |  | TRUE
17 | bus_LV_2703-23_0_4_node_9 | 0.4 | n |  | TRUE
18 | bus_LV_2703-23_0_4_node_10 | 0.4 | n |  | TRUE
19 | bus_LV_2703-23_0_4_node_11 | 0.4 | n |  | TRUE
20 | bus_LV_2703-23_0_4_node_12 | 0.4 | n |  | TRUE
21 | bus_LV_2703-23_0_4_node_13 | 0.4 | n |  | TRUE
22 | bus_LV_2703-23_0_4_node_29 | 0.4 | n |  | TRUE
23 | bus_LV_2703-23_0_4_node_23 | 0.4 | n |  | TRUE
24 | bus_LV_2703-23_0_4_node_14 | 0.4 | n |  | TRUE
25 | bus_LV_2703-23_0_4_node_18 | 0.4 | n |  | TRUE
26 | bus_LV_2703-23_0_4_node_15 | 0.4 | n |  | TRUE
27 | bus_LV_2703-23_0_4_node_28 | 0.4 | n |  | TRUE
28 | bus_LV_2703-23_0_4_node_35 | 0.4 | n |  | TRUE
29 | bus_LV_2703-23_0_4_node_32 | 0.4 | n |  | TRUE
30 | bus_LV_2703-23_0_4_node_26 | 0.4 | n |  | TRUE
31 | bus_LV_2703-23_0_4_node_21 | 0.4 | n |  | TRUE
32 | bus_LV_2703-23_0_4_node_20 | 0.4 | n |  | TRUE
33 | bus_LV_2703-23_0_4_node_16 | 0.4 | n |  | TRUE
34 | bus_LV_2703-23_0_4_node_17 | 0.4 | n |  | TRUE
35 | bus_LV_2703-23_0_4_node_19 | 0.4 | n |  | TRUE
36 | bus_LV_2703-23_0_4_node_60 | 0.4 | n |  | TRUE
37 | bus_LV_2703-23_0_4_node_64 | 0.4 | n |  | TRUE
38 | bus_LV_2703-23_0_4_node_58 | 0.4 | n |  | TRUE
39 | bus_LV_2703-23_0_4_node_22 | 0.4 | n |  | TRUE
40 | bus_LV_2703-23_0_4_node_24 | 0.4 | n |  | TRUE
41 | bus_LV_2703-23_0_4_node_31 | 0.4 | n |  | TRUE
42 | bus_LV_2703-23_0_4_node_27 | 0.4 | n |  | TRUE
43 | bus_LV_2703-23_0_4_node_44 | 0.4 | n |  | TRUE
44 | bus_LV_2703-23_0_4_node_54 | 0.4 | n |  | TRUE
45 | bus_LV_2703-23_0_4_node_40 | 0.4 | n |  | TRUE
46 | bus_LV_2703-23_0_4_node_53 | 0.4 | n |  | TRUE
47 | bus_LV_2703-23_0_4_node_97 | 0.4 | n |  | TRUE
48 | bus_LV_2703-23_0_4_node_79 | 0.4 | n |  | TRUE
49 | bus_LV_2703-23_0_4_node_100 | 0.4 | n |  | TRUE
50 | bus_LV_2703-23_0_4_node_33 | 0.4 | n |  | TRUE
51 | bus_LV_2703-23_0_4_node_34 | 0.4 | n |  | TRUE
52 | bus_LV_2703-23_0_4_node_93 | 0.4 | n |  | TRUE
53 | bus_LV_2703-23_0_4_node_76 | 0.4 | n |  | TRUE
54 | bus_LV_2703-23_0_4_node_72 | 0.4 | n |  | TRUE
55 | bus_LV_2703-23_0_4_node_36 | 0.4 | n |  | TRUE
56 | bus_LV_2703-23_0_4_node_37 | 0.4 | n |  | TRUE
57 | bus_LV_2703-23_0_4_node_38 | 0.4 | n |  | TRUE
58 | bus_LV_2703-23_0_4_node_39 | 0.4 | n |  | TRUE
59 | bus_LV_2703-23_0_4_node_41 | 0.4 | n |  | TRUE
60 | bus_LV_2703-23_0_4_node_42 | 0.4 | n |  | TRUE
61 | bus_LV_2703-23_0_4_node_43 | 0.4 | n |  | TRUE
62 | bus_LV_2703-23_0_4_node_45 | 0.4 | n |  | TRUE
63 | bus_LV_2703-23_0_4_node_56 | 0.4 | n |  | TRUE
64 | bus_LV_2703-23_0_4_node_46 | 0.4 | n |  | TRUE
65 | bus_LV_2703-23_0_4_node_168 | 0.4 | n |  | TRUE
66 | bus_LV_2703-23_0_4_node_47 | 0.4 | n |  | TRUE
67 | bus_LV_2703-23_0_4_node_167 | 0.4 | n |  | TRUE
68 | bus_LV_2703-23_0_4_node_48 | 0.4 | n |  | TRUE
69 | bus_LV_2703-23_0_4_node_49 | 0.4 | n |  | TRUE
70 | bus_LV_2703-23_0_4_node_57 | 0.4 | n |  | TRUE
71 | bus_LV_2703-23_0_4_node_59 | 0.4 | n |  | TRUE
72 | bus_LV_2703-23_0_4_node_61 | 0.4 | n |  | TRUE
73 | bus_LV_2703-23_0_4_node_65 | 0.4 | n |  | TRUE
74 | bus_LV_2703-23_0_4_node_66 | 0.4 | n |  | TRUE
75 | bus_LV_2703-23_0_4_node_67 | 0.4 | n |  | TRUE
76 | bus_LV_2703-23_0_4_node_68 | 0.4 | n |  | TRUE
77 | bus_LV_2703-23_0_4_node_69 | 0.4 | n |  | TRUE
78 | bus_LV_2703-23_0_4_node_70 | 0.4 | n |  | TRUE
79 | bus_LV_2703-23_0_4_node_71 | 0.4 | n |  | TRUE
80 | bus_LV_2703-23_0_4_node_131 | 0.4 | n |  | TRUE
81 | bus_LV_2703-23_0_4_node_163 | 0.4 | n |  | TRUE
82 | bus_LV_2703-23_0_4_node_73 | 0.4 | n |  | TRUE
83 | bus_LV_2703-23_0_4_node_74 | 0.4 | n |  | TRUE
84 | bus_LV_2703-23_0_4_node_75 | 0.4 | n |  | TRUE
85 | bus_LV_2703-23_0_4_node_77 | 0.4 | n |  | TRUE
86 | bus_LV_2703-23_0_4_node_78 | 0.4 | n |  | TRUE
87 | bus_LV_2703-23_0_4_node_80 | 0.4 | n |  | TRUE
88 | bus_LV_2703-23_0_4_node_81 | 0.4 | n |  | TRUE
89 | bus_LV_2703-23_0_4_node_82 | 0.4 | n |  | TRUE
90 | bus_LV_2703-23_0_4_node_173 | 0.4 | n |  | TRUE
91 | bus_LV_2703-23_0_4_node_101 | 0.4 | n |  | TRUE
92 | bus_LV_2703-23_0_4_node_134 | 0.4 | n |  | TRUE
93 | bus_LV_2703-23_0_4_node_180 | 0.4 | n |  | TRUE
94 | bus_LV_2703-23_0_4_node_102 | 0.4 | n |  | TRUE
95 | bus_LV_2703-23_0_4_node_132 | 0.4 | n |  | TRUE
96 | bus_LV_2703-23_0_4_node_83 | 0.4 | n |  | TRUE
97 | bus_LV_2703-23_0_4_node_84 | 0.4 | n |  | TRUE
98 | bus_LV_2703-23_0_4_node_85 | 0.4 | n |  | TRUE
99 | bus_LV_2703-23_0_4_node_86 | 0.4 | n |  | TRUE
100 | bus_LV_2703-23_0_4_node_87 | 0.4 | n |  | TRUE
101 | bus_LV_2703-23_0_4_node_89 | 0.4 | n |  | TRUE
102 | bus_LV_2703-23_0_4_node_88 | 0.4 | n |  | TRUE
103 | bus_LV_2703-23_0_4_node_137 | 0.4 | n |  | TRUE
104 | bus_LV_2703-23_0_4_node_140 | 0.4 | n |  | TRUE
105 | bus_LV_2703-23_0_4_node_135 | 0.4 | n |  | TRUE
106 | bus_LV_2703-23_0_4_node_139 | 0.4 | n |  | TRUE
107 | bus_LV_2703-23_0_4_node_90 | 0.4 | n |  | TRUE
108 | bus_LV_2703-23_0_4_node_91 | 0.4 | n |  | TRUE
109 | bus_LV_2703-23_0_4_node_92 | 0.4 | n |  | TRUE
110 | bus_LV_2703-23_0_4_node_94 | 0.4 | n |  | TRUE
111 | bus_LV_2703-23_0_4_node_98 | 0.4 | n |  | TRUE
112 | bus_LV_2703-23_0_4_node_99 | 0.4 | n |  | TRUE
113 | bus_LV_2703-23_0_4_node_95 | 0.4 | n |  | TRUE
114 | bus_LV_2703-23_0_4_node_96 | 0.4 | n |  | TRUE
115 | bus_LV_2703-23_0_4_node_138 | 0.4 | n |  | TRUE
116 | bus_LV_2703-23_0_4_node_109 | 0.4 | n |  | TRUE
117 | bus_LV_2703-23_0_4_node_106 | 0.4 | n |  | TRUE
118 | bus_LV_2703-23_0_4_node_143 | 0.4 | n |  | TRUE
119 | bus_LV_2703-23_0_4_node_178 | 0.4 | n |  | TRUE
120 | bus_LV_2703-23_0_4_node_153 | 0.4 | n |  | TRUE
121 | bus_LV_2703-23_0_4_node_105 | 0.4 | n |  | TRUE
122 | bus_LV_2703-23_0_4_node_161 | 0.4 | n |  | TRUE
123 | bus_LV_2703-23_0_4_node_142 | 0.4 | n |  | TRUE
124 | bus_LV_2703-23_0_4_node_103 | 0.4 | n |  | TRUE
125 | bus_LV_2703-23_0_4_node_104 | 0.4 | n |  | TRUE
126 | bus_LV_2703-23_0_4_node_144 | 0.4 | n |  | TRUE
127 | bus_LV_2703-23_0_4_node_145 | 0.4 | n |  | TRUE
128 | bus_LV_2703-23_0_4_node_107 | 0.4 | n |  | TRUE
129 | bus_LV_2703-23_0_4_node_108 | 0.4 | n |  | TRUE
130 | bus_LV_2703-23_0_4_node_110 | 0.4 | n |  | TRUE
131 | bus_LV_2703-23_0_4_node_154 | 0.4 | n |  | TRUE
132 | bus_LV_2703-23_0_4_node_111 | 0.4 | n |  | TRUE
133 | bus_LV_2703-23_0_4_node_112 | 0.4 | n |  | TRUE
134 | bus_LV_2703-23_0_4_node_113 | 0.4 | n |  | TRUE
135 | bus_LV_2703-23_0_4_node_114 | 0.4 | n |  | TRUE
136 | bus_LV_2703-23_0_4_node_115 | 0.4 | n |  | TRUE
137 | bus_LV_2703-23_0_4_node_117 | 0.4 | n |  | TRUE
138 | bus_LV_2703-23_0_4_node_130 | 0.4 | n |  | TRUE
139 | bus_LV_2703-23_0_4_node_129 | 0.4 | n |  | TRUE
140 | bus_LV_2703-23_0_4_node_118 | 0.4 | n |  | TRUE
141 | bus_LV_2703-23_0_4_node_119 | 0.4 | n |  | TRUE
142 | bus_LV_2703-23_0_4_node_120 | 0.4 | n |  | TRUE
143 | bus_LV_2703-23_0_4_node_121 | 0.4 | n |  | TRUE
144 | bus_LV_2703-23_0_4_node_122 | 0.4 | n |  | TRUE
145 | bus_LV_2703-23_0_4_node_123 | 0.4 | n |  | TRUE
146 | bus_LV_2703-23_0_4_node_124 | 0.4 | n |  | TRUE
147 | bus_LV_2703-23_0_4_node_126 | 0.4 | n |  | TRUE
148 | bus_LV_2703-23_0_4_node_125 | 0.4 | n |  | TRUE
149 | bus_LV_2703-23_0_4_node_169 | 0.4 | n |  | TRUE
150 | bus_LV_2703-23_0_4_node_127 | 0.4 | n |  | TRUE
151 | bus_LV_2703-23_0_4_node_170 | 0.4 | n |  | TRUE
152 | bus_LV_2703-23_0_4_node_128 | 0.4 | n |  | TRUE
153 | bus_LV_2703-23_0_4_node_150 | 0.4 | n |  | TRUE
154 | bus_LV_2703-23_0_4_node_147 | 0.4 | n |  | TRUE
155 | bus_LV_2703-23_0_4_node_157 | 0.4 | n |  | TRUE
156 | bus_LV_2703-23_0_4_node_146 | 0.4 | n |  | TRUE
157 | bus_LV_2703-23_0_4_node_164 | 0.4 | n |  | TRUE
158 | bus_LV_2703-23_0_4_node_133 | 0.4 | n |  | TRUE
159 | bus_LV_2703-23_0_4_node_141 | 0.4 | n |  | TRUE
160 | bus_LV_2703-23_0_4_node_162 | 0.4 | n |  | TRUE
161 | bus_LV_2703-23_0_4_node_148 | 0.4 | n |  | TRUE
162 | bus_LV_2703-23_0_4_node_149 | 0.4 | n |  | TRUE
163 | bus_LV_2703-23_0_4_node_151 | 0.4 | n |  | TRUE
164 | bus_LV_2703-23_0_4_node_179 | 0.4 | n |  | TRUE
165 | bus_LV_2703-23_0_4_node_156 | 0.4 | n |  | TRUE
166 | bus_LV_2703-23_0_4_node_176 | 0.4 | n |  | TRUE
167 | bus_LV_2703-23_0_4_node_155 | 0.4 | n |  | TRUE
168 | bus_LV_2703-23_0_4_node_158 | 0.4 | n |  | TRUE
169 | bus_LV_2703-23_0_4_node_159 | 0.4 | n |  | TRUE
170 | bus_LV_2703-23_0_4_node_160 | 0.4 | n |  | TRUE
171 | bus_LV_2703-23_0_4_node_166 | 0.4 | n |  | TRUE
172 | bus_LV_2703-23_0_4_node_165 | 0.4 | n |  | TRUE
173 | bus_LV_2703-23_0_4_node_171 | 0.4 | n |  | TRUE
174 | bus_LV_2703-23_0_4_node_172 | 0.4 | n |  | TRUE
175 | bus_LV_2703-23_0_4_node_174 | 0.4 | n |  | TRUE
176 | bus_LV_2703-23_0_4_node_175 | 0.4 | n |  | TRUE
177 | bus_LV_2703-23_0_4_node_181 | 0.4 | n |  | TRUE
178 | bus_MV_347_0_node_177 | 20 | n |  | TRUE

## load
| name | bus | p_mw | q_mvar | const_z_percent | const_i_percent | sn_mva | scaling | in_service | type
0 | LV_2703-23_0_4_load_0 | 0 | 0.0017944 | 0.00044972 | 0 | 0 |  | 1 | TRUE | wye
1 | LV_2703-23_0_4_load_1 | 1 | 0.0028056 | 0.00070316 | 0 | 0 |  | 1 | TRUE | wye
2 | LV_2703-23_0_4_load_2 | 2 | 0.0013896 | 0.00034827 | 0 | 0 |  | 1 | TRUE | wye
3 | LV_2703-23_0_4_load_4 | 4 | 0.00051566 | 0.00012924 | 0 | 0 |  | 1 | TRUE | wye
4 | LV_2703-23_0_4_load_7 | 6 | 0.0022763 | 0.0005705 | 0 | 0 |  | 1 | TRUE | wye
5 | LV_2703-23_0_4_load_30 | 8 | 0.0020005 | 0.00050138 | 0 | 0 |  | 1 | TRUE | wye
6 | LV_2703-23_0_4_load_63 | 10 | 0.0013254 | 0.00033217 | 0 | 0 |  | 1 | TRUE | wye
7 | LV_2703-23_0_4_load_51 | 11 | 0.0039195 | 0.00098231 | 0 | 0 |  | 1 | TRUE | wye
8 | LV_2703-23_0_4_load_55 | 12 | 0.0013242 | 0.00033188 | 0 | 0 |  | 1 | TRUE | wye
9 | LV_2703-23_0_4_load_25 | 13 | 0.0026953 | 0.0006755 | 0 | 0 |  | 1 | TRUE | wye
10 | LV_2703-23_0_4_load_62 | 14 | 0.00090321 | 0.00022636 | 0 | 0 |  | 1 | TRUE | wye
11 | LV_2703-23_0_4_load_52 | 15 | 0.016165 | 0.0040513 | 0 | 0 |  | 1 | TRUE | wye
12 | LV_2703-23_0_4_load_8 | 16 | 0.0009879 | 0.00024759 | 0 | 0 |  | 1 | TRUE | wye
13 | LV_2703-23_0_4_load_9 | 17 | 0.0009427 | 0.00023626 | 0 | 0 |  | 1 | TRUE | wye
14 | LV_2703-23_0_4_load_10 | 18 | 0.0033946 | 0.00085076 | 0 | 0 |  | 1 | TRUE | wye
15 | LV_2703-23_0_4_load_11 | 19 | 0.0023388 | 0.00058616 | 0 | 0 |  | 1 | TRUE | wye
16 | LV_2703-23_0_4_load_12 | 20 | 0.0017043 | 0.00042713 | 0 | 0 |  | 1 | TRUE | wye
17 | LV_2703-23_0_4_load_29 | 22 | 0.0021537 | 0.00053978 | 0 | 0 |  | 1 | TRUE | wye
18 | LV_2703-23_0_4_load_18 | 25 | 0.0012007 | 0.00030093 | 0 | 0 |  | 1 | TRUE | wye
19 | LV_2703-23_0_4_load_15 | 26 | 0.0021207 | 0.00053149 | 0 | 0 |  | 1 | TRUE | wye
20 | LV_2703-23_0_4_load_28 | 27 | 0.004384 | 0.0010987 | 0 | 0 |  | 1 | TRUE | wye
21 | LV_2703-23_0_4_load_32 | 29 | 0.0019352 | 0.00048501 | 0 | 0 |  | 1 | TRUE | wye
22 | LV_2703-23_0_4_load_26 | 30 | 0.0039099 | 0.00097992 | 0 | 0 |  | 1 | TRUE | wye
23 | LV_2703-23_0_4_load_21 | 31 | 0.0041079 | 0.0010295 | 0 | 0 |  | 1 | TRUE | wye
24 | LV_2703-23_0_4_load_16 | 33 | 0.0010123 | 0.0002537 | 0 | 0 |  | 1 | TRUE | wye
25 | LV_2703-23_0_4_load_17 | 34 | 0.0020802 | 0.00052134 | 0 | 0 |  | 1 | TRUE | wye
26 | LV_2703-23_0_4_load_19 | 35 | 0.00080873 | 0.00020269 | 0 | 0 |  | 1 | TRUE | wye
27 | LV_2703-23_0_4_load_60 | 36 | 0.0010654 | 0.00026701 | 0 | 0 |  | 1 | TRUE | wye
28 | LV_2703-23_0_4_load_64 | 37 | 0.0017422 | 0.00043664 | 0 | 0 |  | 1 | TRUE | wye
29 | LV_2703-23_0_4_load_58 | 38 | 0.00090576 | 0.000227 | 0 | 0 |  | 1 | TRUE | wye
30 | LV_2703-23_0_4_load_22 | 39 | 0.001287 | 0.00032255 | 0 | 0 |  | 1 | TRUE | wye
31 | LV_2703-23_0_4_load_24 | 40 | 0.0034689 | 0.00086938 | 0 | 0 |  | 1 | TRUE | wye
32 | LV_2703-23_0_4_load_31 | 41 | 0.0020919 | 0.00052427 | 0 | 0 |  | 1 | TRUE | wye
33 | LV_2703-23_0_4_load_54 | 44 | 0.0086523 | 0.0021685 | 0 | 0 |  | 1 | TRUE | wye
34 | LV_2703-23_0_4_load_40 | 45 | 0.0074804 | 0.0018748 | 0 | 0 |  | 1 | TRUE | wye
35 | LV_2703-23_0_4_load_53 | 46 | 0.0032753 | 0.00082087 | 0 | 0 |  | 1 | TRUE | wye
36 | LV_2703-23_0_4_load_79 | 48 | 0.0036313 | 0.00091009 | 0 | 0 |  | 1 | TRUE | wye
37 | LV_2703-23_0_4_load_100 | 49 | 0.0027442 | 0.00068777 | 0 | 0 |  | 1 | TRUE | wye
38 | LV_2703-23_0_4_load_33 | 50 | 0.0020682 | 0.00051835 | 0 | 0 |  | 1 | TRUE | wye
39 | LV_2703-23_0_4_load_34 | 51 | 0.0021654 | 0.0005427 | 0 | 0 |  | 1 | TRUE | wye
40 | LV_2703-23_0_4_load_76 | 53 | 0.0036251 | 0.00090853 | 0 | 0 |  | 1 | TRUE | wye
41 | LV_2703-23_0_4_load_72 | 54 | 0.0036235 | 0.00090815 | 0 | 0 |  | 1 | TRUE | wye
42 | LV_2703-23_0_4_load_36 | 55 | 0.0080119 | 0.002008 | 0 | 0 |  | 1 | TRUE | wye
43 | LV_2703-23_0_4_load_41 | 59 | 0.0042437 | 0.0010636 | 0 | 0 |  | 1 | TRUE | wye
44 | LV_2703-23_0_4_load_42 | 60 | 0.0036034 | 0.00090309 | 0 | 0 |  | 1 | TRUE | wye
45 | LV_2703-23_0_4_load_43 | 61 | 0.0028812 | 0.0007221 | 0 | 0 |  | 1 | TRUE | wye
46 | LV_2703-23_0_4_load_45 | 62 | 0.0025234 | 0.00063242 | 0 | 0 |  | 1 | TRUE | wye
47 | LV_2703-23_0_4_load_56 | 63 | 0.0025842 | 0.00064765 | 0 | 0 |  | 1 | TRUE | wye
48 | LV_2703-23_0_4_load_46 | 64 | 0.0018523 | 0.00046422 | 0 | 0 |  | 1 | TRUE | wye
49 | LV_2703-23_0_4_load_168 | 65 | 0.0024445 | 0.00061264 | 0 | 0 |  | 1 | TRUE | wye
50 | LV_2703-23_0_4_load_47 | 66 | 0.0011219 | 0.00028117 | 0 | 0 |  | 1 | TRUE | wye
51 | LV_2703-23_0_4_load_167 | 67 | 0.0014672 | 0.0003677 | 0 | 0 |  | 1 | TRUE | wye
52 | LV_2703-23_0_4_load_49 | 69 | 0.00072465 | 0.00018161 | 0 | 0 |  | 1 | TRUE | wye
53 | LV_2703-23_0_4_load_57 | 70 | 0.0032773 | 0.00082137 | 0 | 0 |  | 1 | TRUE | wye
54 | LV_2703-23_0_4_load_59 | 71 | 0.00090335 | 0.0002264 | 0 | 0 |  | 1 | TRUE | wye
55 | LV_2703-23_0_4_load_61 | 72 | 0.00089563 | 0.00022447 | 0 | 0 |  | 1 | TRUE | wye
56 | LV_2703-23_0_4_load_65 | 73 | 0.0040409 | 0.0010127 | 0 | 0 |  | 1 | TRUE | wye
57 | LV_2703-23_0_4_load_66 | 74 | 0.0040513 | 0.0010154 | 0 | 0 |  | 1 | TRUE | wye
58 | LV_2703-23_0_4_load_67 | 75 | 0.0058489 | 0.0014659 | 0 | 0 |  | 1 | TRUE | wye
59 | LV_2703-23_0_4_load_69 | 77 | 0.0013123 | 0.00032888 | 0 | 0 |  | 1 | TRUE | wye
60 | LV_2703-23_0_4_load_70 | 78 | 0.01007 | 0.0025237 | 0 | 0 |  | 1 | TRUE | wye
61 | LV_2703-23_0_4_load_71 | 79 | 0.0038323 | 0.00096047 | 0 | 0 |  | 1 | TRUE | wye
62 | LV_2703-23_0_4_load_131 | 80 | 0.0049864 | 0.0012497 | 0 | 0 |  | 1 | TRUE | wye
63 | LV_2703-23_0_4_load_163 | 81 | 0.0047351 | 0.0011867 | 0 | 0 |  | 1 | TRUE | wye
64 | LV_2703-23_0_4_load_73 | 82 | 0.0040486 | 0.0010147 | 0 | 0 |  | 1 | TRUE | wye
65 | LV_2703-23_0_4_load_74 | 83 | 0.001941 | 0.00048646 | 0 | 0 |  | 1 | TRUE | wye
66 | LV_2703-23_0_4_load_78 | 86 | 0.004525 | 0.0011341 | 0 | 0 |  | 1 | TRUE | wye
67 | LV_2703-23_0_4_load_81 | 88 | 0.0075259 | 0.0018862 | 0 | 0 |  | 1 | TRUE | wye
68 | LV_2703-23_0_4_load_82 | 89 | 0.0078006 | 0.001955 | 0 | 0 |  | 1 | TRUE | wye
69 | LV_2703-23_0_4_load_173 | 90 | 0.0023998 | 0.00060145 | 0 | 0 |  | 1 | TRUE | wye
70 | LV_2703-23_0_4_load_101 | 91 | 0.0088132 | 0.0022088 | 0 | 0 |  | 1 | TRUE | wye
71 | LV_2703-23_0_4_load_134 | 92 | 0.0013017 | 0.00032624 | 0 | 0 |  | 1 | TRUE | wye
72 | LV_2703-23_0_4_load_180 | 93 | 0.0012319 | 0.00030874 | 0 | 0 |  | 1 | TRUE | wye
73 | LV_2703-23_0_4_load_102 | 94 | 0.0085397 | 0.0021402 | 0 | 0 |  | 1 | TRUE | wye
74 | LV_2703-23_0_4_load_132 | 95 | 0.0020426 | 0.00051193 | 0 | 0 |  | 1 | TRUE | wye
75 | LV_2703-23_0_4_load_83 | 96 | 0.0030582 | 0.00076645 | 0 | 0 |  | 1 | TRUE | wye
76 | LV_2703-23_0_4_load_84 | 97 | 0.0031405 | 0.00078709 | 0 | 0 |  | 1 | TRUE | wye
77 | LV_2703-23_0_4_load_86 | 99 | 0.001811 | 0.00045389 | 0 | 0 |  | 1 | TRUE | wye
78 | LV_2703-23_0_4_load_87 | 100 | 0.0038322 | 0.00096044 | 0 | 0 |  | 1 | TRUE | wye
79 | LV_2703-23_0_4_load_89 | 101 | 0.0033867 | 0.00084878 | 0 | 0 |  | 1 | TRUE | wye
80 | LV_2703-23_0_4_load_140 | 104 | 0.0040099 | 0.001005 | 0 | 0 |  | 1 | TRUE | wye
81 | LV_2703-23_0_4_load_135 | 105 | 0.0038782 | 0.00097197 | 0 | 0 |  | 1 | TRUE | wye
82 | LV_2703-23_0_4_load_90 | 107 | 0.0079366 | 0.0019891 | 0 | 0 |  | 1 | TRUE | wye
83 | LV_2703-23_0_4_load_91 | 108 | 0.0023906 | 0.00059914 | 0 | 0 |  | 1 | TRUE | wye
84 | LV_2703-23_0_4_load_98 | 111 | 0.0025437 | 0.0006375 | 0 | 0 |  | 1 | TRUE | wye
85 | LV_2703-23_0_4_load_99 | 112 | 0.0020966 | 0.00052546 | 0 | 0 |  | 1 | TRUE | wye
86 | LV_2703-23_0_4_load_138 | 115 | 0.0025475 | 0.00063847 | 0 | 0 |  | 1 | TRUE | wye
87 | LV_2703-23_0_4_load_109 | 116 | 0.0018802 | 0.00047122 | 0 | 0 |  | 1 | TRUE | wye
88 | LV_2703-23_0_4_load_106 | 117 | 0.0012868 | 0.00032249 | 0 | 0 |  | 1 | TRUE | wye
89 | LV_2703-23_0_4_load_143 | 118 | 0.002502 | 0.00062707 | 0 | 0 |  | 1 | TRUE | wye
90 | LV_2703-23_0_4_load_178 | 119 | 0.0012801 | 0.00032082 | 0 | 0 |  | 1 | TRUE | wye
91 | LV_2703-23_0_4_load_153 | 120 | 0.0037919 | 0.00095034 | 0 | 0 |  | 1 | TRUE | wye
92 | LV_2703-23_0_4_load_105 | 121 | 0.00099985 | 0.00025059 | 0 | 0 |  | 1 | TRUE | wye
93 | LV_2703-23_0_4_load_161 | 122 | 0.0019633 | 0.00049204 | 0 | 0 |  | 1 | TRUE | wye
94 | LV_2703-23_0_4_load_142 | 123 | 0.0012792 | 0.00032061 | 0 | 0 |  | 1 | TRUE | wye
95 | LV_2703-23_0_4_load_104 | 125 | 0.0032682 | 0.0008191 | 0 | 0 |  | 1 | TRUE | wye
96 | LV_2703-23_0_4_load_144 | 126 | 0.0032653 | 0.00081836 | 0 | 0 |  | 1 | TRUE | wye
97 | LV_2703-23_0_4_load_145 | 127 | 0.00023302 | 5.8401e-05 | 0 | 0 |  | 1 | TRUE | wye
98 | LV_2703-23_0_4_load_108 | 129 | 0.0027816 | 0.00069713 | 0 | 0 |  | 1 | TRUE | wye
99 | LV_2703-23_0_4_load_110 | 130 | 0.0016464 | 0.00041262 | 0 | 0 |  | 1 | TRUE | wye
100 | LV_2703-23_0_4_load_154 | 131 | 0.001449 | 0.00036316 | 0 | 0 |  | 1 | TRUE | wye
101 | LV_2703-23_0_4_load_111 | 132 | 0.002903 | 0.00072756 | 0 | 0 |  | 1 | TRUE | wye
102 | LV_2703-23_0_4_load_112 | 133 | 0.00051822 | 0.00012988 | 0 | 0 |  | 1 | TRUE | wye
103 | LV_2703-23_0_4_load_113 | 134 | 0.0027297 | 0.00068414 | 0 | 0 |  | 1 | TRUE | wye
104 | LV_2703-23_0_4_load_114 | 135 | 0.00081522 | 0.00020431 | 0 | 0 |  | 1 | TRUE | wye
105 | LV_2703-23_0_4_load_130 | 138 | 0.0012663 | 0.00031737 | 0 | 0 |  | 1 | TRUE | wye
106 | LV_2703-23_0_4_load_118 | 140 | 0.0018821 | 0.00047169 | 0 | 0 |  | 1 | TRUE | wye
107 | LV_2703-23_0_4_load_119 | 141 | 0.0018288 | 0.00045833 | 0 | 0 |  | 1 | TRUE | wye
108 | LV_2703-23_0_4_load_120 | 142 | 0.0012177 | 0.00030519 | 0 | 0 |  | 1 | TRUE | wye
109 | LV_2703-23_0_4_load_122 | 144 | 0.0014987 | 0.00037561 | 0 | 0 |  | 1 | TRUE | wye
110 | LV_2703-23_0_4_load_123 | 145 | 0.00244 | 0.00061152 | 0 | 0 |  | 1 | TRUE | wye
111 | LV_2703-23_0_4_load_124 | 146 | 0.001629 | 0.00040828 | 0 | 0 |  | 1 | TRUE | wye
112 | LV_2703-23_0_4_load_126 | 147 | 0.0055286 | 0.0013856 | 0 | 0 |  | 1 | TRUE | wye
113 | LV_2703-23_0_4_load_125 | 148 | 0.0017621 | 0.00044162 | 0 | 0 |  | 1 | TRUE | wye
114 | LV_2703-23_0_4_load_127 | 150 | 0.0022822 | 0.00057197 | 0 | 0 |  | 1 | TRUE | wye
115 | LV_2703-23_0_4_load_150 | 153 | 0.0011292 | 0.00028301 | 0 | 0 |  | 1 | TRUE | wye
116 | LV_2703-23_0_4_load_147 | 154 | 0.0016913 | 0.00042387 | 0 | 0 |  | 1 | TRUE | wye
117 | LV_2703-23_0_4_load_157 | 155 | 0.0014171 | 0.00035516 | 0 | 0 |  | 1 | TRUE | wye
118 | LV_2703-23_0_4_load_146 | 156 | 0.0027622 | 0.00069227 | 0 | 0 |  | 1 | TRUE | wye
119 | LV_2703-23_0_4_load_164 | 157 | 0.001416 | 0.00035487 | 0 | 0 |  | 1 | TRUE | wye
120 | LV_2703-23_0_4_load_133 | 158 | 0.0054427 | 0.0013641 | 0 | 0 |  | 1 | TRUE | wye
121 | LV_2703-23_0_4_load_141 | 159 | 0.0016897 | 0.00042347 | 0 | 0 |  | 1 | TRUE | wye
122 | LV_2703-23_0_4_load_162 | 160 | 0.0012371 | 0.00031004 | 0 | 0 |  | 1 | TRUE | wye
123 | LV_2703-23_0_4_load_148 | 161 | 0.0015856 | 0.0003974 | 0 | 0 |  | 1 | TRUE | wye
124 | LV_2703-23_0_4_load_149 | 162 | 0.0016291 | 0.0004083 | 0 | 0 |  | 1 | TRUE | wye
125 | LV_2703-23_0_4_load_151 | 163 | 0.0013489 | 0.00033808 | 0 | 0 |  | 1 | TRUE | wye
126 | LV_2703-23_0_4_load_179 | 164 | 0.00064917 | 0.0001627 | 0 | 0 |  | 1 | TRUE | wye
127 | LV_2703-23_0_4_load_156 | 165 | 0.0023779 | 0.00059595 | 0 | 0 |  | 1 | TRUE | wye
128 | LV_2703-23_0_4_load_176 | 166 | 0.0017693 | 0.00044344 | 0 | 0 |  | 1 | TRUE | wye
129 | LV_2703-23_0_4_load_155 | 167 | 0.0053631 | 0.0013441 | 0 | 0 |  | 1 | TRUE | wye
130 | LV_2703-23_0_4_load_158 | 168 | 0.0020267 | 0.00050793 | 0 | 0 |  | 1 | TRUE | wye
131 | LV_2703-23_0_4_load_159 | 169 | 0.0032265 | 0.00080863 | 0 | 0 |  | 1 | TRUE | wye
132 | LV_2703-23_0_4_load_160 | 170 | 0.0026746 | 0.00067031 | 0 | 0 |  | 1 | TRUE | wye
133 | LV_2703-23_0_4_load_166 | 171 | 0.00085928 | 0.00021536 | 0 | 0 |  | 1 | TRUE | wye
134 | LV_2703-23_0_4_load_165 | 172 | 0.0011659 | 0.0002922 | 0 | 0 |  | 1 | TRUE | wye
135 | LV_2703-23_0_4_load_171 | 173 | 0.00095614 | 0.00023963 | 0 | 0 |  | 1 | TRUE | wye
136 | LV_2703-23_0_4_load_172 | 174 | 0.00095329 | 0.00023892 | 0 | 0 |  | 1 | TRUE | wye
137 | LV_2703-23_0_4_load_174 | 175 | 0.0020403 | 0.00051134 | 0 | 0 |  | 1 | TRUE | wye
138 | LV_2703-23_0_4_load_175 | 176 | 0.0013738 | 0.00034432 | 0 | 0 |  | 1 | TRUE | wye
139 | LV_2703-23_0_4_load_181 | 177 | 0.0016128 | 0.00040422 | 0 | 0 |  | 1 | TRUE | wye

## ext_grid
| name | bus | vm_pu | va_degree | slack_weight | in_service
0 |  | 47 | 1 | 0 | 1 | TRUE

## line
| name | std_type | from_bus | to_bus | length_km | r_ohm_per_km | x_ohm_per_km | c_nf_per_km | g_us_per_km | max_i_ka | df | parallel | type | in_service
0 | LV_2703-23_0_4_line_0 |  | 0 | 1 | 0.014468 | 0.125 | 0.08 | 261 | 0 | 0.364 | 1 | 1 | cs | TRUE
1 | LV_2703-23_0_4_line_1 |  | 0 | 2 | 0.026831 | 0.125 | 0.08 | 261 | 0 | 0.364 | 1 | 1 | cs | TRUE
2 | LV_2703-23_0_4_line_2 |  | 1 | 3 | 0.012379 | 0.125 | 0.08 | 261 | 0 | 0.364 | 1 | 1 | cs | TRUE
3 | LV_2703-23_0_4_line_3 |  | 2 | 4 | 0.0091874 | 0.125 | 0.08 | 261 | 0 | 0.364 | 1 | 1 | cs | TRUE
4 | LV_2703-23_0_4_line_4 |  | 3 | 5 | 0.009199 | 0.125 | 0.08 | 261 | 0 | 0.364 | 1 | 1 | cs | TRUE
5 | LV_2703-23_0_4_line_5 |  | 4 | 6 | 0.01643 | 0.125 | 0.08 | 261 | 0 | 0.364 | 1 | 1 | cs | TRUE
6 | LV_2703-23_0_4_line_6 |  | 5 | 7 | 0.003892 | 0.125 | 0.08 | 261 | 0 | 0.364 | 1 | 1 | cs | TRUE
7 | LV_2703-23_0_4_line_7 |  | 5 | 8 | 0.014973 | 0.125 | 0.08 | 261 | 0 | 0.364 | 1 | 1 | cs | TRUE
8 | LV_2703-23_0_4_line_8 |  | 6 | 11 | 0.0098148 | 0.125 | 0.08 | 261 | 0 | 0.364 | 1 | 1 | cs | TRUE
9 | LV_2703-23_0_4_line_9 |  | 7 | 12 | 0.006014 | 0.125 | 0.08 | 261 | 0 | 0.364 | 1 | 1 | cs | TRUE
10 | LV_2703-23_0_4_line_10 |  | 7 | 9 | 0.014377 | 0.125 | 0.08 | 261 | 0 | 0.364 | 1 | 1 | cs | TRUE
11 | LV_2703-23_0_4_line_11 |  | 8 | 13 | 0.031214 | 0.125 | 0.08 | 261 | 0 | 0.364 | 1 | 1 | cs | TRUE
12 | LV_2703-23_0_4_line_12 |  | 9 | 10 | 0.033758 | 0.125 | 0.08 | 261 | 0 | 0.364 | 1 | 1 | cs | TRUE
13 | LV_2703-23_0_4_line_13 |  | 10 | 14 | 0.0099751 | 0.125 | 0.08 | 261 | 0 | 0.364 | 1 | 1 | cs | TRUE
14 | LV_2703-23_0_4_line_14 |  | 11 | 15 | 0.019549 | 0.125 | 0.08 | 261 | 0 | 0.364 | 1 | 1 | cs | TRUE
15 | LV_2703-23_0_4_line_15 |  | 12 | 51 | 0.021735 | 0.125 | 0.08 | 261 | 0 | 0.364 | 1 | 1 | cs | TRUE
16 | LV_2703-23_0_4_line_16 |  | 14 | 72 | 0.0074058 | 0.125 | 0.08 | 261 | 0 | 0.364 | 1 | 1 | cs | TRUE
17 | LV_2703-23_0_4_line_17 |  | 15 | 46 | 0.028581 | 0.125 | 0.08 | 261 | 0 | 0.364 | 1 | 1 | cs | TRUE
18 | LV_2703-23_0_4_line_18 |  | 16 | 17 | 0.019144 | 0.125 | 0.08 | 261 | 0 | 0.364 | 1 | 1 | cs | TRUE
19 | LV_2703-23_0_4_line_19 |  | 16 | 18 | 0.022067 | 0.125 | 0.08 | 261 | 0 | 0.364 | 1 | 1 | cs | TRUE
20 | LV_2703-23_0_4_line_20 |  | 17 | 19 | 0.0012669 | 0.125 | 0.08 | 261 | 0 | 0.364 | 1 | 1 | cs | TRUE
21 | LV_2703-23_0_4_line_21 |  | 18 | 20 | 0.0019972 | 0.125 | 0.08 | 261 | 0 | 0.364 | 1 | 1 | cs | TRUE
22 | LV_2703-23_0_4_line_22 |  | 19 | 21 | 0.0267 | 0.125 | 0.08 | 261 | 0 | 0.364 | 1 | 1 | cs | TRUE
23 | LV_2703-23_0_4_line_23 |  | 21 | 22 | 0.018283 | 0.125 | 0.08 | 261 | 0 | 0.364 | 1 | 1 | cs | TRUE
24 | LV_2703-23_0_4_line_24 |  | 21 | 23 | 0.004822 | 0.125 | 0.08 | 261 | 0 | 0.364 | 1 | 1 | cs | TRUE
25 | LV_2703-23_0_4_line_25 |  | 22 | 29 | 0.024161 | 0.125 | 0.08 | 261 | 0 | 0.364 | 1 | 1 | cs | TRUE
26 | LV_2703-23_0_4_line_26 |  | 23 | 30 | 0.029151 | 0.125 | 0.08 | 261 | 0 | 0.364 | 1 | 1 | cs | TRUE
27 | LV_2703-23_0_4_line_27 |  | 23 | 31 | 0.026287 | 0.125 | 0.08 | 261 | 0 | 0.364 | 1 | 1 | cs | TRUE
28 | LV_2703-23_0_4_line_28 |  | 24 | 25 | 0.014666 | 0.125 | 0.08 | 261 | 0 | 0.364 | 1 | 1 | cs | TRUE
29 | LV_2703-23_0_4_line_29 |  | 24 | 26 | 0.019027 | 0.125 | 0.08 | 261 | 0 | 0.364 | 1 | 1 | cs | TRUE
30 | LV_2703-23_0_4_line_30 |  | 25 | 32 | 0.029232 | 0.125 | 0.08 | 261 | 0 | 0.364 | 1 | 1 | cs | TRUE
31 | LV_2703-23_0_4_line_31 |  | 26 | 33 | 0.021618 | 0.125 | 0.08 | 261 | 0 | 0.364 | 1 | 1 | cs | TRUE
32 | LV_2703-23_0_4_line_32 |  | 27 | 28 | 0.044286 | 0.125 | 0.08 | 261 | 0 | 0.364 | 1 | 1 | cs | TRUE
33 | LV_2703-23_0_4_line_33 |  | 28 | 47 | 0.044918 | 0.125 | 0.08 | 261 | 0 | 0.364 | 1 | 2 | cs | TRUE
34 | LV_2703-23_0_4_line_34 |  | 28 | 48 | 0.026297 | 0.125 | 0.08 | 261 | 0 | 0.364 | 1 | 1 | cs | TRUE
35 | LV_2703-23_0_4_line_35 |  | 28 | 49 | 0.025663 | 0.125 | 0.08 | 261 | 0 | 0.364 | 1 | 1 | cs | TRUE
36 | LV_2703-23_0_4_line_36 |  | 29 | 50 | 0.023116 | 0.125 | 0.08 | 261 | 0 | 0.364 | 1 | 1 | cs | TRUE
37 | LV_2703-23_0_4_line_37 |  | 30 | 41 | 0.029852 | 0.125 | 0.08 | 261 | 0 | 0.364 | 1 | 1 | cs | TRUE
38 | LV_2703-23_0_4_line_38 |  | 31 | 39 | 0.018371 | 0.125 | 0.08 | 261 | 0 | 0.364 | 1 | 1 | cs | TRUE
39 | LV_2703-23_0_4_line_39 |  | 32 | 37 | 0.058463 | 0.125 | 0.08 | 261 | 0 | 0.364 | 1 | 1 | cs | TRUE
40 | LV_2703-23_0_4_line_40 |  | 33 | 34 | 0.003794 | 0.125 | 0.08 | 261 | 0 | 0.364 | 1 | 1 | cs | TRUE
41 | LV_2703-23_0_4_line_41 |  | 34 | 35 | 0.023961 | 0.125 | 0.08 | 261 | 0 | 0.364 | 1 | 1 | cs | TRUE
42 | LV_2703-23_0_4_line_42 |  | 35 | 36 | 0.0027796 | 0.125 | 0.08 | 261 | 0 | 0.364 | 1 | 1 | cs | TRUE
43 | LV_2703-23_0_4_line_43 |  | 36 | 38 | 0.018376 | 0.125 | 0.08 | 261 | 0 | 0.364 | 1 | 1 | cs | TRUE
44 | LV_2703-23_0_4_line_44 |  | 38 | 70 | 0.0033869 | 0.125 | 0.08 | 261 | 0 | 0.364 | 1 | 1 | cs | TRUE
45 | LV_2703-23_0_4_line_45 |  | 39 | 40 | 1.1841e-05 | 0.125 | 0.08 | 261 | 0 | 0.364 | 1 | 1 | cs | TRUE
46 | LV_2703-23_0_4_line_46 |  | 42 | 43 | 0.018004 | 0.125 | 0.08 | 261 | 0 | 0.364 | 1 | 1 | cs | TRUE
47 | LV_2703-23_0_4_line_47 |  | 42 | 44 | 0.029421 | 0.125 | 0.08 | 261 | 0 | 0.364 | 1 | 1 | cs | TRUE
48 | LV_2703-23_0_4_line_48 |  | 43 | 45 | 0.021686 | 0.125 | 0.08 | 261 | 0 | 0.364 | 1 | 1 | cs | TRUE
49 | LV_2703-23_0_4_line_49 |  | 44 | 46 | 0.00057957 | 0.125 | 0.08 | 261 | 0 | 0.364 | 1 | 1 | cs | TRUE
50 | LV_2703-23_0_4_line_50 |  | 45 | 57 | 0.00085171 | 0.125 | 0.08 | 261 | 0 | 0.364 | 1 | 1 | cs | TRUE
51 | LV_2703-23_0_4_line_51 |  | 47 | 52 | 0.010139 | 0.125 | 0.08 | 261 | 0 | 0.364 | 1 | 2 | cs | TRUE
52 | LV_2703-23_0_4_line_52 |  | 48 | 53 | 0.001526 | 0.125 | 0.08 | 261 | 0 | 0.364 | 1 | 1 | cs | TRUE
53 | LV_2703-23_0_4_line_53 |  | 49 | 54 | 0.028274 | 0.125 | 0.08 | 261 | 0 | 0.364 | 1 | 1 | cs | TRUE
54 | LV_2703-23_0_4_line_54 |  | 50 | 51 | 0.02112 | 0.125 | 0.08 | 261 | 0 | 0.364 | 1 | 1 | cs | TRUE
55 | LV_2703-23_0_4_line_55 |  | 52 | 111 | 0.01208 | 0.125 | 0.08 | 261 | 0 | 0.364 | 1 | 2 | cs | TRUE
56 | LV_2703-23_0_4_line_56 |  | 52 | 108 | 0.010455 | 0.125 | 0.08 | 261 | 0 | 0.364 | 1 | 1 | cs | TRUE
57 | LV_2703-23_0_4_line_57 |  | 53 | 83 | 0.0094976 | 0.125 | 0.08 | 261 | 0 | 0.364 | 1 | 1 | cs | TRUE
58 | LV_2703-23_0_4_line_58 |  | 54 | 77 | 0.0088444 | 0.125 | 0.08 | 261 | 0 | 0.364 | 1 | 1 | cs | TRUE
59 | LV_2703-23_0_4_line_59 |  | 55 | 56 | 0.0047726 | 0.125 | 0.08 | 261 | 0 | 0.364 | 1 | 1 | cs | TRUE
60 | LV_2703-23_0_4_line_60 |  | 55 | 57 | 0.022516 | 0.125 | 0.08 | 261 | 0 | 0.364 | 1 | 1 | cs | TRUE
61 | LV_2703-23_0_4_line_61 |  | 56 | 58 | 0.035011 | 0.125 | 0.08 | 261 | 0 | 0.364 | 1 | 1 | cs | TRUE
62 | LV_2703-23_0_4_line_62 |  | 57 | 59 | 0.011578 | 0.125 | 0.08 | 261 | 0 | 0.364 | 1 | 1 | cs | TRUE
63 | LV_2703-23_0_4_line_63 |  | 58 | 60 | 0.035913 | 0.125 | 0.08 | 261 | 0 | 0.364 | 1 | 1 | cs | TRUE
64 | LV_2703-23_0_4_line_64 |  | 58 | 61 | 0.030879 | 0.125 | 0.08 | 261 | 0 | 0.364 | 1 | 1 | cs | TRUE
65 | LV_2703-23_0_4_line_65 |  | 59 | 62 | 0.032783 | 0.125 | 0.08 | 261 | 0 | 0.364 | 1 | 2 | cs | TRUE
66 | LV_2703-23_0_4_line_66 |  | 60 | 63 | 0.016949 | 0.125 | 0.08 | 261 | 0 | 0.364 | 1 | 1 | cs | TRUE
67 | LV_2703-23_0_4_line_67 |  | 61 | 64 | 0.042421 | 0.125 | 0.08 | 261 | 0 | 0.364 | 1 | 1 | cs | TRUE
68 | LV_2703-23_0_4_line_68 |  | 62 | 65 | 0.017448 | 0.125 | 0.08 | 261 | 0 | 0.364 | 1 | 2 | cs | TRUE
69 | LV_2703-23_0_4_line_69 |  | 64 | 66 | 0.01403 | 0.125 | 0.08 | 261 | 0 | 0.364 | 1 | 1 | cs | TRUE
70 | LV_2703-23_0_4_line_70 |  | 65 | 67 | 0.0041821 | 0.125 | 0.08 | 261 | 0 | 0.364 | 1 | 2 | cs | TRUE
71 | LV_2703-23_0_4_line_71 |  | 66 | 68 | 0.019833 | 0.125 | 0.08 | 261 | 0 | 0.364 | 1 | 1 | cs | TRUE
72 | LV_2703-23_0_4_line_72 |  | 67 | 160 | 0.0089673 | 0.125 | 0.08 | 261 | 0 | 0.364 | 1 | 2 | cs | TRUE
73 | LV_2703-23_0_4_line_73 |  | 68 | 69 | 0.030586 | 0.125 | 0.08 | 261 | 0 | 0.364 | 1 | 1 | cs | TRUE
74 | LV_2703-23_0_4_line_74 |  | 70 | 71 | 0.0040734 | 0.125 | 0.08 | 261 | 0 | 0.364 | 1 | 1 | cs | TRUE
75 | LV_2703-23_0_4_line_75 |  | 71 | 72 | 0.016588 | 0.125 | 0.08 | 261 | 0 | 0.364 | 1 | 1 | cs | TRUE
76 | LV_2703-23_0_4_line_76 |  | 73 | 74 | 0.0023079 | 0.125 | 0.08 | 261 | 0 | 0.364 | 1 | 1 | cs | TRUE
77 | LV_2703-23_0_4_line_77 |  | 73 | 75 | 0.011659 | 0.125 | 0.08 | 261 | 0 | 0.364 | 1 | 1 | cs | TRUE
78 | LV_2703-23_0_4_line_78 |  | 74 | 76 | 0.014082 | 0.125 | 0.08 | 261 | 0 | 0.364 | 1 | 1 | cs | TRUE
79 | LV_2703-23_0_4_line_79 |  | 75 | 77 | 0.011743 | 0.125 | 0.08 | 261 | 0 | 0.364 | 1 | 1 | cs | TRUE
80 | LV_2703-23_0_4_line_80 |  | 76 | 78 | 0.008041 | 0.125 | 0.08 | 261 | 0 | 0.364 | 1 | 1 | cs | TRUE
81 | LV_2703-23_0_4_line_81 |  | 76 | 79 | 0.014937 | 0.125 | 0.08 | 261 | 0 | 0.364 | 1 | 1 | cs | TRUE
82 | LV_2703-23_0_4_line_82 |  | 79 | 80 | 0.018867 | 0.125 | 0.08 | 261 | 0 | 0.364 | 1 | 1 | cs | TRUE
83 | LV_2703-23_0_4_line_83 |  | 80 | 81 | 0.0037456 | 0.125 | 0.08 | 261 | 0 | 0.364 | 1 | 1 | cs | TRUE
84 | LV_2703-23_0_4_line_84 |  | 81 | 157 | 0.022683 | 0.125 | 0.08 | 261 | 0 | 0.364 | 1 | 1 | cs | TRUE
85 | LV_2703-23_0_4_line_85 |  | 82 | 83 | 0.0016595 | 0.125 | 0.08 | 261 | 0 | 0.364 | 1 | 1 | cs | TRUE
86 | LV_2703-23_0_4_line_86 |  | 82 | 84 | 0.035569 | 0.125 | 0.08 | 261 | 0 | 0.364 | 1 | 1 | cs | TRUE
87 | LV_2703-23_0_4_line_87 |  | 84 | 85 | 0.015611 | 0.125 | 0.08 | 261 | 0 | 0.364 | 1 | 1 | cs | TRUE
88 | LV_2703-23_0_4_line_88 |  | 84 | 86 | 0.01667 | 0.125 | 0.08 | 261 | 0 | 0.364 | 1 | 1 | cs | TRUE
89 | LV_2703-23_0_4_line_89 |  | 85 | 87 | 0.025468 | 0.125 | 0.08 | 261 | 0 | 0.364 | 1 | 1 | cs | TRUE
90 | LV_2703-23_0_4_line_90 |  | 85 | 88 | 0.033437 | 0.125 | 0.08 | 261 | 0 | 0.364 | 1 | 1 | cs | TRUE
91 | LV_2703-23_0_4_line_91 |  | 86 | 89 | 0.002102 | 0.125 | 0.08 | 261 | 0 | 0.364 | 1 | 1 | cs | TRUE
92 | LV_2703-23_0_4_line_92 |  | 87 | 90 | 0.027813 | 0.125 | 0.08 | 261 | 0 | 0.364 | 1 | 1 | cs | TRUE
93 | LV_2703-23_0_4_line_93 |  | 88 | 91 | 0.034161 | 0.125 | 0.08 | 261 | 0 | 0.364 | 1 | 1 | cs | TRUE
94 | LV_2703-23_0_4_line_94 |  | 89 | 92 | 0.033068 | 0.125 | 0.08 | 261 | 0 | 0.364 | 1 | 1 | cs | TRUE
95 | LV_2703-23_0_4_line_95 |  | 90 | 93 | 0.0093298 | 0.125 | 0.08 | 261 | 0 | 0.364 | 1 | 1 | cs | TRUE
96 | LV_2703-23_0_4_line_96 |  | 91 | 94 | 0.028604 | 0.125 | 0.08 | 261 | 0 | 0.364 | 1 | 1 | cs | TRUE
97 | LV_2703-23_0_4_line_97 |  | 92 | 95 | 0.0057193 | 0.125 | 0.08 | 261 | 0 | 0.364 | 1 | 1 | cs | TRUE
98 | LV_2703-23_0_4_line_98 |  | 93 | 177 | 0.010894 | 0.125 | 0.08 | 261 | 0 | 0.364 | 1 | 1 | cs | TRUE
99 | LV_2703-23_0_4_line_99 |  | 94 | 124 | 0.016431 | 0.125 | 0.08 | 261 | 0 | 0.364 | 1 | 1 | cs | TRUE
100 | LV_2703-23_0_4_line_100 |  | 95 | 158 | 0.014692 | 0.125 | 0.08 | 261 | 0 | 0.364 | 1 | 1 | cs | TRUE
101 | LV_2703-23_0_4_line_101 |  | 96 | 97 | 0.039872 | 0.125 | 0.08 | 261 | 0 | 0.364 | 1 | 1 | cs | TRUE
102 | LV_2703-23_0_4_line_102 |  | 96 | 98 | 0.013681 | 0.125 | 0.08 | 261 | 0 | 0.364 | 1 | 1 | cs | TRUE
103 | LV_2703-23_0_4_line_103 |  | 97 | 99 | 0.0030748 | 0.125 | 0.08 | 261 | 0 | 0.364 | 1 | 1 | cs | TRUE
104 | LV_2703-23_0_4_line_104 |  | 98 | 100 | 0.0052644 | 0.125 | 0.08 | 261 | 0 | 0.364 | 1 | 1 | cs | TRUE
105 | LV_2703-23_0_4_line_105 |  | 99 | 101 | 0.021632 | 0.125 | 0.08 | 261 | 0 | 0.364 | 1 | 1 | cs | TRUE
106 | LV_2703-23_0_4_line_106 |  | 100 | 102 | 0.067839 | 0.125 | 0.08 | 261 | 0 | 0.364 | 1 | 1 | cs | TRUE
107 | LV_2703-23_0_4_line_107 |  | 101 | 104 | 0.0196 | 0.125 | 0.08 | 261 | 0 | 0.364 | 1 | 1 | cs | TRUE
108 | LV_2703-23_0_4_line_108 |  | 102 | 103 | 0.094805 | 0.125 | 0.08 | 261 | 0 | 0.364 | 1 | 1 | cs | TRUE
109 | LV_2703-23_0_4_line_109 |  | 103 | 105 | 0.0182 | 0.125 | 0.08 | 261 | 0 | 0.364 | 1 | 1 | cs | TRUE
110 | LV_2703-23_0_4_line_110 |  | 104 | 106 | 0.004208 | 0.125 | 0.08 | 261 | 0 | 0.364 | 1 | 1 | cs | TRUE
111 | LV_2703-23_0_4_line_111 |  | 106 | 159 | 0.017055 | 0.125 | 0.08 | 261 | 0 | 0.364 | 1 | 1 | cs | TRUE
112 | LV_2703-23_0_4_line_112 |  | 106 | 115 | 0.013612 | 0.125 | 0.08 | 261 | 0 | 0.364 | 1 | 1 | cs | TRUE
113 | LV_2703-23_0_4_line_113 |  | 107 | 108 | 0.025335 | 0.125 | 0.08 | 261 | 0 | 0.364 | 1 | 1 | cs | TRUE
114 | LV_2703-23_0_4_line_114 |  | 107 | 109 | 0.0057484 | 0.125 | 0.08 | 261 | 0 | 0.364 | 1 | 1 | cs | TRUE
115 | LV_2703-23_0_4_line_115 |  | 109 | 110 | 0.003811 | 0.125 | 0.08 | 261 | 0 | 0.364 | 1 | 1 | cs | TRUE
116 | LV_2703-23_0_4_line_116 |  | 110 | 112 | 0.0081293 | 0.125 | 0.08 | 261 | 0 | 0.364 | 1 | 1 | cs | TRUE
117 | LV_2703-23_0_4_line_117 |  | 111 | 118 | 0.0065688 | 0.125 | 0.08 | 261 | 0 | 0.364 | 1 | 2 | cs | TRUE
118 | LV_2703-23_0_4_line_118 |  | 112 | 119 | 0.0074162 | 0.125 | 0.08 | 261 | 0 | 0.364 | 1 | 1 | cs | TRUE
119 | LV_2703-23_0_4_line_119 |  | 113 | 114 | 0.012857 | 0.125 | 0.08 | 261 | 0 | 0.364 | 1 | 1 | cs | TRUE
120 | LV_2703-23_0_4_line_120 |  | 113 | 115 | 0.010769 | 0.125 | 0.08 | 261 | 0 | 0.364 | 1 | 1 | cs | TRUE
121 | LV_2703-23_0_4_line_121 |  | 114 | 116 | 0.019046 | 0.125 | 0.08 | 261 | 0 | 0.364 | 1 | 1 | cs | TRUE
122 | LV_2703-23_0_4_line_122 |  | 114 | 117 | 0.028039 | 0.125 | 0.08 | 261 | 0 | 0.364 | 1 | 1 | cs | TRUE
123 | LV_2703-23_0_4_line_123 |  | 116 | 120 | 0.0071614 | 0.125 | 0.08 | 261 | 0 | 0.364 | 1 | 1 | cs | TRUE
124 | LV_2703-23_0_4_line_124 |  | 117 | 121 | 0.01746 | 0.125 | 0.08 | 261 | 0 | 0.364 | 1 | 1 | cs | TRUE
125 | LV_2703-23_0_4_line_125 |  | 118 | 122 | 0.018707 | 0.125 | 0.08 | 261 | 0 | 0.364 | 1 | 2 | cs | TRUE
126 | LV_2703-23_0_4_line_126 |  | 119 | 123 | 0.0060379 | 0.125 | 0.08 | 261 | 0 | 0.364 | 1 | 1 | cs | TRUE
127 | LV_2703-23_0_4_line_127 |  | 120 | 131 | 0.015477 | 0.125 | 0.08 | 261 | 0 | 0.364 | 1 | 1 | cs | TRUE
128 | LV_2703-23_0_4_line_128 |  | 121 | 128 | 0.0076985 | 0.125 | 0.08 | 261 | 0 | 0.364 | 1 | 1 | cs | TRUE
129 | LV_2703-23_0_4_line_129 |  | 122 | 160 | 0.022621 | 0.125 | 0.08 | 261 | 0 | 0.364 | 1 | 2 | cs | TRUE
130 | LV_2703-23_0_4_line_130 |  | 123 | 159 | 0.0063617 | 0.125 | 0.08 | 261 | 0 | 0.364 | 1 | 1 | cs | TRUE
131 | LV_2703-23_0_4_line_131 |  | 124 | 125 | 0.010663 | 0.125 | 0.08 | 261 | 0 | 0.364 | 1 | 1 | cs | TRUE
132 | LV_2703-23_0_4_line_132 |  | 125 | 126 | 0.041415 | 0.125 | 0.08 | 261 | 0 | 0.364 | 1 | 1 | cs | TRUE
133 | LV_2703-23_0_4_line_133 |  | 126 | 127 | 0.0080532 | 0.125 | 0.08 | 261 | 0 | 0.364 | 1 | 1 | cs | TRUE
134 | LV_2703-23_0_4_line_134 |  | 127 | 137 | 0.0086374 | 0.125 | 0.08 | 261 | 0 | 0.364 | 1 | 1 | cs | TRUE
135 | LV_2703-23_0_4_line_135 |  | 128 | 129 | 0.095985 | 0.125 | 0.08 | 261 | 0 | 0.364 | 1 | 1 | cs | TRUE
136 | LV_2703-23_0_4_line_136 |  | 129 | 130 | 0.023547 | 0.125 | 0.08 | 261 | 0 | 0.364 | 1 | 1 | cs | TRUE
137 | LV_2703-23_0_4_line_137 |  | 131 | 167 | 0.00508 | 0.125 | 0.08 | 261 | 0 | 0.364 | 1 | 1 | cs | TRUE
138 | LV_2703-23_0_4_line_138 |  | 132 | 133 | 0.0071185 | 0.125 | 0.08 | 261 | 0 | 0.364 | 1 | 1 | cs | TRUE
139 | LV_2703-23_0_4_line_139 |  | 132 | 134 | 0.022409 | 0.125 | 0.08 | 261 | 0 | 0.364 | 1 | 1 | cs | TRUE
140 | LV_2703-23_0_4_line_140 |  | 133 | 135 | 0.0041125 | 0.125 | 0.08 | 261 | 0 | 0.364 | 1 | 1 | cs | TRUE
141 | LV_2703-23_0_4_line_141 |  | 134 | 136 | 0.017911 | 0.125 | 0.08 | 261 | 0 | 0.364 | 1 | 1 | cs | TRUE
142 | LV_2703-23_0_4_line_142 |  | 136 | 137 | 0.011477 | 0.125 | 0.08 | 261 | 0 | 0.364 | 1 | 1 | cs | TRUE
143 | LV_2703-23_0_4_line_143 |  | 138 | 139 | 0.037535 | 0.125 | 0.08 | 261 | 0 | 0.364 | 1 | 1 | cs | TRUE
144 | LV_2703-23_0_4_line_144 |  | 139 | 145 | 0.034852 | 0.125 | 0.08 | 261 | 0 | 0.364 | 1 | 1 | cs | TRUE
145 | LV_2703-23_0_4_line_145 |  | 140 | 141 | 0.028432 | 0.125 | 0.08 | 261 | 0 | 0.364 | 1 | 1 | cs | TRUE
146 | LV_2703-23_0_4_line_146 |  | 140 | 142 | 0.027822 | 0.125 | 0.08 | 261 | 0 | 0.364 | 1 | 1 | cs | TRUE
147 | LV_2703-23_0_4_line_147 |  | 141 | 143 | 0.013495 | 0.125 | 0.08 | 261 | 0 | 0.364 | 1 | 1 | cs | TRUE
148 | LV_2703-23_0_4_line_148 |  | 142 | 144 | 0.0058799 | 0.125 | 0.08 | 261 | 0 | 0.364 | 1 | 1 | cs | TRUE
149 | LV_2703-23_0_4_line_149 |  | 143 | 145 | 0.037556 | 0.125 | 0.08 | 261 | 0 | 0.364 | 1 | 1 | cs | TRUE
150 | LV_2703-23_0_4_line_150 |  | 143 | 146 | 0.04042 | 0.125 | 0.08 | 261 | 0 | 0.364 | 1 | 1 | cs | TRUE
151 | LV_2703-23_0_4_line_151 |  | 146 | 147 | 0.029105 | 0.125 | 0.08 | 261 | 0 | 0.364 | 1 | 1 | cs | TRUE
152 | LV_2703-23_0_4_line_152 |  | 147 | 150 | 0.0084467 | 0.125 | 0.08 | 261 | 0 | 0.364 | 1 | 1 | cs | TRUE
153 | LV_2703-23_0_4_line_153 |  | 148 | 149 | 0.031721 | 0.125 | 0.08 | 261 | 0 | 0.364 | 1 | 1 | cs | TRUE
154 | LV_2703-23_0_4_line_154 |  | 149 | 151 | 0.042559 | 0.125 | 0.08 | 261 | 0 | 0.364 | 1 | 1 | cs | TRUE
155 | LV_2703-23_0_4_line_155 |  | 150 | 152 | 0.030146 | 0.125 | 0.08 | 261 | 0 | 0.364 | 1 | 1 | cs | TRUE
156 | LV_2703-23_0_4_line_156 |  | 151 | 173 | 0.015645 | 0.125 | 0.08 | 261 | 0 | 0.364 | 1 | 1 | cs | TRUE
157 | LV_2703-23_0_4_line_157 |  | 151 | 174 | 0.027441 | 0.125 | 0.08 | 261 | 0 | 0.364 | 1 | 1 | cs | TRUE
158 | LV_2703-23_0_4_line_158 |  | 152 | 153 | 0.016242 | 0.125 | 0.08 | 261 | 0 | 0.364 | 1 | 1 | cs | TRUE
159 | LV_2703-23_0_4_line_159 |  | 152 | 154 | 0.009992 | 0.125 | 0.08 | 261 | 0 | 0.364 | 1 | 1 | cs | TRUE
160 | LV_2703-23_0_4_line_160 |  | 153 | 155 | 0.00046628 | 0.125 | 0.08 | 261 | 0 | 0.364 | 1 | 1 | cs | TRUE
161 | LV_2703-23_0_4_line_161 |  | 154 | 156 | 0.03031 | 0.125 | 0.08 | 261 | 0 | 0.364 | 1 | 1 | cs | TRUE
162 | LV_2703-23_0_4_line_162 |  | 155 | 165 | 0.024487 | 0.125 | 0.08 | 261 | 0 | 0.364 | 1 | 1 | cs | TRUE
163 | LV_2703-23_0_4_line_163 |  | 156 | 161 | 0.020103 | 0.125 | 0.08 | 261 | 0 | 0.364 | 1 | 1 | cs | TRUE
164 | LV_2703-23_0_4_line_164 |  | 157 | 172 | 0.0040644 | 0.125 | 0.08 | 261 | 0 | 0.364 | 1 | 1 | cs | TRUE
165 | LV_2703-23_0_4_line_165 |  | 161 | 162 | 0.020101 | 0.125 | 0.08 | 261 | 0 | 0.364 | 1 | 1 | cs | TRUE
166 | LV_2703-23_0_4_line_166 |  | 162 | 163 | 0.011768 | 0.125 | 0.08 | 261 | 0 | 0.364 | 1 | 1 | cs | TRUE
167 | LV_2703-23_0_4_line_167 |  | 163 | 164 | 0.011151 | 0.125 | 0.08 | 261 | 0 | 0.364 | 1 | 1 | cs | TRUE
168 | LV_2703-23_0_4_line_168 |  | 164 | 166 | 0.013274 | 0.125 | 0.08 | 261 | 0 | 0.364 | 1 | 1 | cs | TRUE
169 | LV_2703-23_0_4_line_169 |  | 165 | 168 | 0.0043699 | 0.125 | 0.08 | 261 | 0 | 0.364 | 1 | 1 | cs | TRUE
170 | LV_2703-23_0_4_line_170 |  | 166 | 176 | 0.0024171 | 0.125 | 0.08 | 261 | 0 | 0.364 | 1 | 1 | cs | TRUE
171 | LV_2703-23_0_4_line_171 |  | 168 | 169 | 0.026883 | 0.125 | 0.08 | 261 | 0 | 0.364 | 1 | 1 | cs | TRUE
172 | LV_2703-23_0_4_line_172 |  | 169 | 170 | 0.00035063 | 0.125 | 0.08 | 261 | 0 | 0.364 | 1 | 1 | cs | TRUE
173 | LV_2703-23_0_4_line_173 |  | 170 | 171 | 0.00014994 | 0.125 | 0.08 | 261 | 0 | 0.364 | 1 | 1 | cs | TRUE
174 | LV_2703-23_0_4_line_174 |  | 171 | 172 | 0.022358 | 0.125 | 0.08 | 261 | 0 | 0.364 | 1 | 1 | cs | TRUE
175 | LV_2703-23_0_4_line_175 |  | 174 | 175 | 0.01392 | 0.125 | 0.08 | 261 | 0 | 0.364 | 1 | 1 | cs | TRUE
176 | LV_2703-23_0_4_line_176 |  | 175 | 176 | 0.016865 | 0.125 | 0.08 | 261 | 0 | 0.364 | 1 | 1 | cs | TRUE

## trafo
| name | std_type | hv_bus | lv_bus | sn_mva | vn_hv_kv | vn_lv_kv | vk_percent | vkr_percent | pfe_kw | i0_percent | shift_degree | tap_side | tap_neutral | tap_min | tap_max | tap_step_percent | tap_step_degree | tap_pos | tap_phase_shifter | parallel | df | in_service
0 | LV_2703-23_0_4_trafo_97 | 0.63 MVA 20/0.4 kV | 178 | 47 | 0.63 | 20 | 0.4 | 6 | 1.206 | 1.65 | 0.2619 | 150 | hv | 0 | -2 | 2 | 2.5 | 0 | 0 | FALSE | 1 | 1 | TRUE

## line_geodata
| x0 | y0 | x1 | y1 | x2 | y2 | x3 | y3 | x4 | y4
0 | 2615847.5512 | 1269726.0858 | 2615844.4875 | 1269731.4631 | 2615843.2263 | 1269739.6459
1 | 2615847.5512 | 1269726.0858 | 2615848.4409 | 1269724.5243 | 2615853.2997 | 1269719.4782 | 2615868.853 | 1269710.3612
2 | 2615841.3406 | 1269751.8803 | 2615843.2263 | 1269739.6459
3 | 2615876.779 | 1269705.7151 | 2615868.853 | 1269710.3612
4 | 2615839.9395 | 1269760.9719 | 2615841.3406 | 1269751.8803
5 | 2615876.779 | 1269705.7151 | 2615886.0417 | 1269700.2855 | 2615891.0517 | 1269697.5806
6 | 2615839.9395 | 1269760.9719 | 2615839.3424 | 1269764.8175
7 | 2615839.9395 | 1269760.9719 | 2615854.695 | 1269763.5158
8 | 2615899.6881 | 1269692.9177 | 2615891.0517 | 1269697.5806
9 | 2615839.3424 | 1269764.8175 | 2615845.2648 | 1269765.8626
10 | 2615839.3424 | 1269764.8175 | 2615825.1138 | 1269762.4778
11 | 2615854.695 | 1269763.5158 | 2615885.4556 | 1269768.8191
12 | 2615825.1138 | 1269762.4778 | 2615823.3877 | 1269774.9599 | 2615823.6541 | 1269790.7273 | 2615825.5574 | 1269795.7674
13 | 2615825.5574 | 1269795.7674 | 2615829.0814 | 1269805.0993
14 | 2615899.6881 | 1269692.9177 | 2615909.5876 | 1269687.573 | 2615917.692 | 1269685.7858
15 | 2615845.2648 | 1269765.8626 | 2615866.6693 | 1269769.6398
16 | 2615829.0814 | 1269805.0993 | 2615831.6978 | 1269812.0276
17 | 2615917.692 | 1269685.7858 | 2615921.294 | 1269684.9914 | 2615934.2068 | 1269687.0387 | 2615945.6381 | 1269690.039
18 | 2615935.796 | 1269828.8622 | 2615937.5978 | 1269824.9123 | 2615942.8796 | 1269811.084
19 | 2615935.796 | 1269828.8622 | 2615926.6378 | 1269848.9392
20 | 2615943.3317 | 1269809.9005 | 2615942.8796 | 1269811.084
21 | 2615925.8089 | 1269850.7563 | 2615926.6378 | 1269848.9392
22 | 2615952.031 | 1269784.7003 | 2615950.4105 | 1269791.3674 | 2615943.3317 | 1269809.9005
23 | 2615952.031 | 1269784.7003 | 2615934.0261 | 1269781.5254
24 | 2615952.031 | 1269784.7003 | 2615953.2474 | 1269780.0336
25 | 2615910.2321 | 1269777.3294 | 2615910.475 | 1269777.3724 | 2615934.0261 | 1269781.5254
26 | 2615953.2474 | 1269780.0336 | 2615960.2121 | 1269780.8196 | 2615982.0508 | 1269784.4698
27 | 2615953.2474 | 1269780.0336 | 2615953.9316 | 1269777.3892 | 2615959.8572 | 1269754.5915
28 | 2615903.7352 | 1269891.7911 | 2615896.7531 | 1269904.6888
29 | 2615903.7352 | 1269891.7911 | 2615886.7803 | 1269883.1554
30 | 2615882.8368 | 1269930.3958 | 2615896.7531 | 1269904.6888
31 | 2615886.7803 | 1269883.1554 | 2615867.5167 | 1269873.3439
32 | 2616055.9787 | 1269800.9702 | 2616031.778 | 1269797.1798 | 2616022.7312 | 1269795.632 | 2616012.2435 | 1269794.014
33 | 2616055.9787 | 1269800.9702 | 2616066.8406 | 1269757.3798
34 | 2616055.9787 | 1269800.9702 | 2616052.466 | 1269827.0313
35 | 2616055.9787 | 1269800.9702 | 2616081.6208 | 1269799.9386
36 | 2615910.2321 | 1269777.3294 | 2615900.1876 | 1269775.5546 | 2615887.4679 | 1269773.31
37 | 2616011.5138 | 1269789.2703 | 2615998.2421 | 1269787.1488 | 2615990.1653 | 1269785.8261 | 2615982.0508 | 1269784.4698
38 | 2615964.4785 | 1269736.8114 | 2615959.8572 | 1269754.5915
39 | 2615882.8368 | 1269930.3958 | 2615891.1977 | 1269935.1215 | 2615907.3074 | 1269939.9904 | 2615922.1807 | 1269940.2083 | 2615939.3339 | 1269940.43
40 | 2615867.5167 | 1269873.3439 | 2615865.6806 | 1269872.4087 | 2615864.2793 | 1269871.3883
41 | 2615848.9863 | 1269853.7137 | 2615854.8452 | 1269864.5186 | 2615864.2793 | 1269871.3883
42 | 2615847.6614 | 1269851.2702 | 2615848.9863 | 1269853.7137
43 | 2615847.6614 | 1269851.2702 | 2615843.8923 | 1269844.3194 | 2615840.1938 | 1269834.5255
44 | 2615838.9972 | 1269831.357 | 2615840.1938 | 1269834.5255
45 | 2615964.4785 | 1269736.8114 | 2615964.4815 | 1269736.7999
46 | 2615974.656 | 1269697.655 | 2615979.1195 | 1269680.2103
47 | 2615974.656 | 1269697.655 | 2615946.1987 | 1269690.1861
48 | 2615979.1195 | 1269680.2103 | 2615984.5925 | 1269659.5103 | 2615984.6629 | 1269659.2447
49 | 2615946.1987 | 1269690.1861 | 2615945.6381 | 1269690.039
50 | 2615984.6629 | 1269659.2447 | 2615984.8813 | 1269658.4214
51 | 2616066.8406 | 1269757.3798 | 2616069.8012 | 1269747.681
52 | 2616052.2622 | 1269828.5436 | 2616052.466 | 1269827.0313
53 | 2616081.6208 | 1269799.9386 | 2616107.762 | 1269798.887 | 2616109.872 | 1269798.8025
54 | 2615887.4679 | 1269773.31 | 2615866.6693 | 1269769.6398
55 | 2616069.8012 | 1269747.681 | 2616064.9743 | 1269746.4559 | 2616064.1697 | 1269746.298 | 2616061.7033 | 1269745.8021 | 2616057.9628 | 1269746.2256
56 | 2616069.8012 | 1269747.681 | 2616072.8521 | 1269737.6813
57 | 2616050.9935 | 1269837.9561 | 2616052.2622 | 1269828.5436
58 | 2616118.7093 | 1269798.4487 | 2616109.872 | 1269798.8025
59 | 2615991.3857 | 1269631.9202 | 2615990.2756 | 1269636.5619
60 | 2615984.8813 | 1269658.4214 | 2615986.9264 | 1269650.5658 | 2615990.2756 | 1269636.5619
61 | 2615991.3857 | 1269631.9202 | 2615992.3383 | 1269627.4307 | 2615994.4291 | 1269597.0815
62 | 2615984.8813 | 1269658.4214 | 2615992.4285 | 1269663.7011 | 2615993.9694 | 1269665.4981
63 | 2615994.4291 | 1269597.0815 | 2615985.7201 | 1269592.9217 | 2615966.9014 | 1269574.6048
64 | 2615994.4291 | 1269597.0815 | 2615995.7654 | 1269566.2318
65 | 2616013.7155 | 1269691.588 | 2616004.8038 | 1269678.1336 | 2615993.9694 | 1269665.4981
66 | 2615966.9014 | 1269574.6048 | 2615964.986 | 1269572.7404 | 2615954.4259 | 1269563.1335
67 | 2615995.7654 | 1269566.2318 | 2615997.6014 | 1269523.8501
68 | 2616020.0361 | 1269707.8416 | 2616013.923 | 1269691.9013 | 2616013.7155 | 1269691.588
69 | 2615998.2086 | 1269509.8328 | 2615997.6014 | 1269523.8501
70 | 2616020.0361 | 1269707.8416 | 2616021.0131 | 1269710.3891 | 2616021.664 | 1269711.6888
71 | 2615999.0669 | 1269490.0181 | 2615998.2086 | 1269509.8328
72 | 2616021.664 | 1269711.6888 | 2616025.68 | 1269719.7066
73 | 2615999.0669 | 1269490.0181 | 2616004.8203 | 1269459.9784
74 | 2615838.9972 | 1269831.357 | 2615837.5582 | 1269827.5463
75 | 2615831.6978 | 1269812.0276 | 2615837.5582 | 1269827.5463
76 | 2616142.0929 | 1269797.5125 | 2616144.3989 | 1269797.4201
77 | 2616142.0929 | 1269797.5125 | 2616130.4432 | 1269797.9789
78 | 2616158.4692 | 1269796.8568 | 2616144.3989 | 1269797.4201
79 | 2616118.7093 | 1269798.4487 | 2616130.4432 | 1269797.9789
80 | 2616158.4692 | 1269796.8568 | 2616156.4666 | 1269789.0681
81 | 2616158.4692 | 1269796.8568 | 2616173.3942 | 1269796.258
82 | 2616192.2456 | 1269795.5016 | 2616173.3942 | 1269796.258
83 | 2616195.9881 | 1269795.3515 | 2616192.2456 | 1269795.5016
84 | 2616218.653 | 1269794.4409 | 2616204.6543 | 1269795.0038 | 2616195.9881 | 1269795.3515
85 | 2616050.9935 | 1269837.9561 | 2616050.7718 | 1269839.6008
86 | 2616046.0205 | 1269874.8513 | 2616050.7718 | 1269839.6008
87 | 2616046.0205 | 1269874.8513 | 2616043.9397 | 1269890.3233
88 | 2616046.0205 | 1269874.8513 | 2616029.5702 | 1269872.1533
89 | 2616043.9397 | 1269890.3233 | 2616039.7263 | 1269915.4408
90 | 2616043.9397 | 1269890.3233 | 2616077.059 | 1269894.9256
91 | 2616027.4959 | 1269871.8131 | 2616029.5702 | 1269872.1533
92 | 2616039.7263 | 1269915.4408 | 2616067.3401 | 1269918.7626
93 | 2616110.8952 | 1269899.6275 | 2616077.059 | 1269894.9256
94 | 2616027.4959 | 1269871.8131 | 2615994.8643 | 1269866.4613
95 | 2616067.3401 | 1269918.7626 | 2616076.6031 | 1269919.8769
96 | 2616110.8952 | 1269899.6275 | 2616139.2265 | 1269903.5645
97 | 2615994.8643 | 1269866.4613 | 2615989.2204 | 1269865.5356
98 | 2616087.4196 | 1269921.178 | 2616076.6031 | 1269919.8769
99 | 2616155.5012 | 1269905.8261 | 2616139.2265 | 1269903.5645
100 | 2615986.6761 | 1269880.0057 | 2615989.2204 | 1269865.5356
101 | 2616110.6488 | 1269577.5676 | 2616105.8534 | 1269593.1581 | 2616096.9089 | 1269614.9544
102 | 2616114.9297 | 1269564.5736 | 2616111.0304 | 1269576.3269 | 2616110.6488 | 1269577.5676
103 | 2616095.7416 | 1269617.799 | 2616096.9089 | 1269614.9544
104 | 2616114.9297 | 1269564.5736 | 2616116.2031 | 1269559.4655
105 | 2616087.529 | 1269637.8118 | 2616095.7416 | 1269617.799
106 | 2616142.5054 | 1269498.0903 | 2616125.2143 | 1269523.3167 | 2616116.2031 | 1269559.4655
107 | 2616087.529 | 1269637.8118 | 2616086.7745 | 1269639.6503 | 2616082.5317 | 1269656.7448
108 | 2616142.5054 | 1269498.0903 | 2616130.8586 | 1269404.0031
109 | 2616130.8586 | 1269404.0031 | 2616116.0866 | 1269393.3724
110 | 2616081.5181 | 1269660.8289 | 2616082.5317 | 1269656.7448
111 | 2616081.5181 | 1269660.8289 | 2616080.8955 | 1269677.8729
112 | 2616081.5181 | 1269660.8289 | 2616093.2525 | 1269667.7266
113 | 2616072.8521 | 1269737.6813 | 2616076.899 | 1269724.417 | 2616082.0085 | 1269714.1509
114 | 2616084.5698 | 1269709.0047 | 2616082.0085 | 1269714.1509
115 | 2616083.2102 | 1269705.4429 | 2616084.5698 | 1269709.0047
116 | 2616083.2102 | 1269705.4429 | 2616081.5144 | 1269700.9907 | 2616081.1731 | 1269697.643
117 | 2616052.8131 | 1269750.3035 | 2616057.9628 | 1269746.2256
118 | 2616080.4429 | 1269690.2643 | 2616080.4371 | 1269690.4247 | 2616081.1731 | 1269697.643
119 | 2616102.5361 | 1269673.1836 | 2616105.6009 | 1269674.9821 | 2616110.4903 | 1269667.0675
120 | 2616102.5361 | 1269673.1836 | 2616093.2525 | 1269667.7266
121 | 2616110.4903 | 1269667.0675 | 2616127.8 | 1269675.0123
122 | 2616110.4903 | 1269667.0675 | 2616124.406 | 1269646.1794 | 2616126.5187 | 1269644.1355
123 | 2616127.8 | 1269675.0123 | 2616134.3086 | 1269677.9996
124 | 2616126.5187 | 1269644.1355 | 2616139.0674 | 1269631.9955
125 | 2616052.8131 | 1269750.3035 | 2616041.7173 | 1269741.3782 | 2616038.8676 | 1269737.9382
126 | 2616080.6633 | 1269684.2304 | 2616080.4429 | 1269690.2643
127 | 2616148.3748 | 1269684.4557 | 2616134.3086 | 1269677.9996
128 | 2616144.6005 | 1269626.6427 | 2616139.0674 | 1269631.9955
129 | 2616025.68 | 1269719.7066 | 2616028.6086 | 1269725.5538 | 2616038.8676 | 1269737.9382
130 | 2616080.6633 | 1269684.2304 | 2616080.8955 | 1269677.8729
131 | 2616155.5012 | 1269905.8261 | 2616166.0626 | 1269907.2928
132 | 2616207.0836 | 1269912.9896 | 2616166.0626 | 1269907.2928
133 | 2616215.0603 | 1269914.0973 | 2616207.0836 | 1269912.9896
134 | 2616223.6155 | 1269915.2855 | 2616215.0603 | 1269914.0973
135 | 2616144.6005 | 1269626.6427 | 2616155.0061 | 1269626.571 | 2616203.4153 | 1269662.0616 | 2616224.7347 | 1269676.1499
136 | 2616244.3802 | 1269689.1321 | 2616224.7347 | 1269676.1499
137 | 2616152.9917 | 1269686.5748 | 2616148.3748 | 1269684.4557
138 | 2616275.3189 | 1269918.0757 | 2616282.4342 | 1269918.2879
139 | 2616275.3189 | 1269918.0757 | 2616252.9201 | 1269917.4074
140 | 2616286.5449 | 1269918.4106 | 2616282.4342 | 1269918.2879
141 | 2616235.0168 | 1269916.8733 | 2616252.9201 | 1269917.4074
142 | 2616235.0168 | 1269916.8733 | 2616223.6155 | 1269915.2855
143 | 2616390.1474 | 1269844.7045 | 2616382.0616 | 1269849.4077 | 2616369.6831 | 1269874.7248
144 | 2616390.1474 | 1269844.7045 | 2616395.0254 | 1269832.8429 | 2616406.4893 | 1269814.0351
145 | 2616447.7974 | 1269746.1858 | 2616446.5169 | 1269748.7925 | 2616432.5304 | 1269770.1474
146 | 2616460.0641 | 1269721.2139 | 2616447.7974 | 1269746.1858
147 | 2616425.4348 | 1269781.624 | 2616430.6046 | 1269773.0878 | 2616432.5304 | 1269770.1474
148 | 2616460.0641 | 1269721.2139 | 2616462.6565 | 1269715.9364
149 | 2616425.4348 | 1269781.624 | 2616419.755 | 1269792.2714 | 2616406.4893 | 1269814.0351
150 | 2616425.4348 | 1269781.624 | 2616418.0733 | 1269780.1025 | 2616385.2318 | 1269782.1174
151 | 2616385.2318 | 1269782.1174 | 2616356.1814 | 1269783.8997
152 | 2616347.7505 | 1269784.417 | 2616356.1814 | 1269783.8997
153 | 2616473.447 | 1269642.2361 | 2616475.0319 | 1269654.0155 | 2616473.6638 | 1269672.5137 | 2616473.5188 | 1269673.7923
154 | 2616473.447 | 1269642.2361 | 2616434.2089 | 1269658.9946
155 | 2616317.6608 | 1269786.263 | 2616347.7505 | 1269784.417
156 | 2616434.2089 | 1269658.9946 | 2616432.2708 | 1269643.47
157 | 2616434.2089 | 1269658.9946 | 2616410.7102 | 1269673.1658
158 | 2616317.6608 | 1269786.263 | 2616301.4924 | 1269787.8093
159 | 2616317.6608 | 1269786.263 | 2616319.0963 | 1269778.6171 | 2616319.9075 | 1269776.5587
160 | 2616301.0282 | 1269787.8537 | 2616301.4924 | 1269787.8093
161 | 2616334.1534 | 1269749.9274 | 2616323.771 | 1269766.7549 | 2616319.9075 | 1269776.5587
162 | 2616301.0282 | 1269787.8537 | 2616276.6525 | 1269790.1848
163 | 2616345.3411 | 1269733.3012 | 2616342.6118 | 1269736.2185 | 2616334.1534 | 1269749.9274
164 | 2616218.653 | 1269794.4409 | 2616222.7141 | 1269794.2776
165 | 2616345.3411 | 1269733.3012 | 2616359.0744 | 1269718.6225
166 | 2616367.1139 | 1269710.0294 | 2616359.0744 | 1269718.6225
167 | 2616374.7326 | 1269701.8862 | 2616367.1139 | 1269710.0294
168 | 2616374.7326 | 1269701.8862 | 2616383.8012 | 1269692.1933
169 | 2616272.3025 | 1269790.6008 | 2616276.6525 | 1269790.1848
170 | 2616383.8012 | 1269692.1933 | 2616385.4525 | 1269690.4283
171 | 2616272.3025 | 1269790.6008 | 2616245.5411 | 1269793.1601
172 | 2616245.1921 | 1269793.1935 | 2616245.5411 | 1269793.1601
173 | 2616245.0428 | 1269793.2078 | 2616245.1921 | 1269793.1935
174 | 2616245.0428 | 1269793.2078 | 2616241.938 | 1269793.5047 | 2616222.7141 | 1269794.2776
175 | 2616398.7901 | 1269680.3543 | 2616410.7102 | 1269673.1658
176 | 2616385.4525 | 1269690.4283 | 2616389.8121 | 1269685.7685 | 2616398.7901 | 1269680.3543

## bus_geodata
| x | y | coords
0 | 2615847.5512 | 1269726.0858
1 | 2615843.2263 | 1269739.6459
2 | 2615868.853 | 1269710.3612
3 | 2615841.3406 | 1269751.8803
4 | 2615876.779 | 1269705.7151
5 | 2615839.9395 | 1269760.9719
6 | 2615891.0517 | 1269697.5806
7 | 2615839.3424 | 1269764.8175
8 | 2615854.695 | 1269763.5158
9 | 2615825.1138 | 1269762.4778
10 | 2615825.5574 | 1269795.7674
11 | 2615899.6881 | 1269692.9177
12 | 2615845.2648 | 1269765.8626
13 | 2615885.4556 | 1269768.8191
14 | 2615829.0814 | 1269805.0993
15 | 2615917.692 | 1269685.7858
16 | 2615935.796 | 1269828.8622
17 | 2615942.8796 | 1269811.084
18 | 2615926.6378 | 1269848.9392
19 | 2615943.3317 | 1269809.9005
20 | 2615925.8089 | 1269850.7563
21 | 2615952.031 | 1269784.7003
22 | 2615934.0261 | 1269781.5254
23 | 2615953.2474 | 1269780.0336
24 | 2615903.7352 | 1269891.7911
25 | 2615896.7531 | 1269904.6888
26 | 2615886.7803 | 1269883.1554
27 | 2616012.2435 | 1269794.014
28 | 2616055.9787 | 1269800.9702
29 | 2615910.2321 | 1269777.3294
30 | 2615982.0508 | 1269784.4698
31 | 2615959.8572 | 1269754.5915
32 | 2615882.8368 | 1269930.3958
33 | 2615867.5167 | 1269873.3439
34 | 2615864.2793 | 1269871.3883
35 | 2615848.9863 | 1269853.7137
36 | 2615847.6614 | 1269851.2702
37 | 2615939.3339 | 1269940.43
38 | 2615840.1938 | 1269834.5255
39 | 2615964.4785 | 1269736.8114
40 | 2615964.4815 | 1269736.7999
41 | 2616011.5138 | 1269789.2703
42 | 2615974.656 | 1269697.655
43 | 2615979.1195 | 1269680.2103
44 | 2615946.1987 | 1269690.1861
45 | 2615984.6629 | 1269659.2447
46 | 2615945.6381 | 1269690.039
47 | 2616066.8406 | 1269757.3798
48 | 2616052.466 | 1269827.0313
49 | 2616081.6208 | 1269799.9386
50 | 2615887.4679 | 1269773.31
51 | 2615866.6693 | 1269769.6398
52 | 2616069.8012 | 1269747.681
53 | 2616052.2622 | 1269828.5436
54 | 2616109.872 | 1269798.8025
55 | 2615990.2756 | 1269636.5619
56 | 2615991.3857 | 1269631.9202
57 | 2615984.8813 | 1269658.4214
58 | 2615994.4291 | 1269597.0815
59 | 2615993.9694 | 1269665.4981
60 | 2615966.9014 | 1269574.6048
61 | 2615995.7654 | 1269566.2318
62 | 2616013.7155 | 1269691.588
63 | 2615954.4259 | 1269563.1335
64 | 2615997.6014 | 1269523.8501
65 | 2616020.0361 | 1269707.8416
66 | 2615998.2086 | 1269509.8328
67 | 2616021.664 | 1269711.6888
68 | 2615999.0669 | 1269490.0181
69 | 2616004.8203 | 1269459.9784
70 | 2615838.9972 | 1269831.357
71 | 2615837.5582 | 1269827.5463
72 | 2615831.6978 | 1269812.0276
73 | 2616142.0929 | 1269797.5125
74 | 2616144.3989 | 1269797.4201
75 | 2616130.4432 | 1269797.9789
76 | 2616158.4692 | 1269796.8568
77 | 2616118.7093 | 1269798.4487
78 | 2616156.4666 | 1269789.0681
79 | 2616173.3942 | 1269796.258
80 | 2616192.2456 | 1269795.5016
81 | 2616195.9881 | 1269795.3515
82 | 2616050.7718 | 1269839.6008
83 | 2616050.9935 | 1269837.9561
84 | 2616046.0205 | 1269874.8513
85 | 2616043.9397 | 1269890.3233
86 | 2616029.5702 | 1269872.1533
87 | 2616039.7263 | 1269915.4408
88 | 2616077.059 | 1269894.9256
89 | 2616027.4959 | 1269871.8131
90 | 2616067.3401 | 1269918.7626
91 | 2616110.8952 | 1269899.6275
92 | 2615994.8643 | 1269866.4613
93 | 2616076.6031 | 1269919.8769
94 | 2616139.2265 | 1269903.5645
95 | 2615989.2204 | 1269865.5357
96 | 2616110.6488 | 1269577.5676
97 | 2616096.9089 | 1269614.9544
98 | 2616114.9297 | 1269564.5736
99 | 2616095.7416 | 1269617.799
100 | 2616116.2031 | 1269559.4655
101 | 2616087.529 | 1269637.8118
102 | 2616142.5054 | 1269498.0903
103 | 2616130.8586 | 1269404.0031
104 | 2616082.5317 | 1269656.7448
105 | 2616116.0866 | 1269393.3724
106 | 2616081.5181 | 1269660.8289
107 | 2616082.0085 | 1269714.1509
108 | 2616072.8521 | 1269737.6813
109 | 2616084.5698 | 1269709.0047
110 | 2616083.2102 | 1269705.4429
111 | 2616057.9628 | 1269746.2256
112 | 2616081.1731 | 1269697.643
113 | 2616102.5361 | 1269673.1836
114 | 2616110.4903 | 1269667.0675
115 | 2616093.2525 | 1269667.7266
116 | 2616127.8 | 1269675.0123
117 | 2616126.5187 | 1269644.1355
118 | 2616052.8131 | 1269750.3035
119 | 2616080.4429 | 1269690.2643
120 | 2616134.3086 | 1269677.9996
121 | 2616139.0674 | 1269631.9955
122 | 2616038.8676 | 1269737.9382
123 | 2616080.6633 | 1269684.2304
124 | 2616155.5012 | 1269905.8261
125 | 2616166.0626 | 1269907.2928
126 | 2616207.0836 | 1269912.9896
127 | 2616215.0603 | 1269914.0973
128 | 2616144.6005 | 1269626.6427
129 | 2616224.7347 | 1269676.1499
130 | 2616244.3802 | 1269689.1321
131 | 2616148.3748 | 1269684.4557
132 | 2616275.3189 | 1269918.0757
133 | 2616282.4342 | 1269918.2879
134 | 2616252.9201 | 1269917.4074
135 | 2616286.5449 | 1269918.4106
136 | 2616235.0168 | 1269916.8733
137 | 2616223.6155 | 1269915.2855
138 | 2616369.6831 | 1269874.7248
139 | 2616390.1474 | 1269844.7045
140 | 2616447.7974 | 1269746.1858
141 | 2616432.5304 | 1269770.1474
142 | 2616460.0641 | 1269721.2139
143 | 2616425.4348 | 1269781.624
144 | 2616462.6565 | 1269715.9364
145 | 2616406.4893 | 1269814.0351
146 | 2616385.2318 | 1269782.1174
147 | 2616356.1814 | 1269783.8997
148 | 2616473.5188 | 1269673.7923
149 | 2616473.447 | 1269642.2361
150 | 2616347.7505 | 1269784.417
151 | 2616434.2089 | 1269658.9946
152 | 2616317.6608 | 1269786.263
153 | 2616301.4924 | 1269787.8093
154 | 2616319.9075 | 1269776.5587
155 | 2616301.0282 | 1269787.8537
156 | 2616334.1534 | 1269749.9274
157 | 2616218.653 | 1269794.4409
158 | 2615986.6761 | 1269880.0057
159 | 2616080.8955 | 1269677.8729
160 | 2616025.68 | 1269719.7066
161 | 2616345.3411 | 1269733.3012
162 | 2616359.0744 | 1269718.6225
163 | 2616367.1139 | 1269710.0294
164 | 2616374.7326 | 1269701.8862
165 | 2616276.6525 | 1269790.1848
166 | 2616383.8012 | 1269692.1933
167 | 2616152.9917 | 1269686.5748
168 | 2616272.3025 | 1269790.6008
169 | 2616245.5411 | 1269793.1601
170 | 2616245.192 | 1269793.1935
171 | 2616245.0428 | 1269793.2078
172 | 2616222.7141 | 1269794.2776
173 | 2616432.2708 | 1269643.47
174 | 2616410.7102 | 1269673.1658
175 | 2616398.7901 | 1269680.3543
176 | 2616385.4525 | 1269690.4283
177 | 2616087.4196 | 1269921.178
178 | 2616069.8012 | 1269747.681

## line_std_types
| c_nf_per_km | r_ohm_per_km | x_ohm_per_km | max_i_ka | type | q_mm2 | alpha | voltage_rating
NAYY 4x50 SE | 210 | 0.642 | 0.083 | 0.142 | cs | 50 | 0.00403 | LV
NAYY 4x120 SE | 264 | 0.225 | 0.08 | 0.242 | cs | 120 | 0.00403 | LV
NAYY 4x150 SE | 261 | 0.208 | 0.08 | 0.27 | cs | 150 | 0.00403 | LV
NA2XS2Y 1x95 RM/25 12/20 kV | 216 | 0.313 | 0.132 | 0.252 | cs | 95 | 0.00403 | MV
NA2XS2Y 1x185 RM/25 12/20 kV | 273 | 0.161 | 0.117 | 0.362 | cs | 185 | 0.00403 | MV
NA2XS2Y 1x240 RM/25 12/20 kV | 304 | 0.122 | 0.112 | 0.421 | cs | 240 | 0.00403 | MV
NA2XS2Y 1x95 RM/25 6/10 kV | 315 | 0.313 | 0.123 | 0.249 | cs | 95 | 0.00403 | MV
NA2XS2Y 1x185 RM/25 6/10 kV | 406 | 0.161 | 0.11 | 0.358 | cs | 185 | 0.00403 | MV
NA2XS2Y 1x240 RM/25 6/10 kV | 456 | 0.122 | 0.105 | 0.416 | cs | 240 | 0.00403 | MV
NA2XS2Y 1x150 RM/25 12/20 kV | 250 | 0.206 | 0.116 | 0.319 | cs | 150 | 0.00403 | MV
NA2XS2Y 1x120 RM/25 12/20 kV | 230 | 0.253 | 0.119 | 0.283 | cs | 120 | 0.00403 | MV
NA2XS2Y 1x70 RM/25 12/20 kV | 190 | 0.443 | 0.132 | 0.22 | cs | 70 | 0.00403 | MV
NA2XS2Y 1x150 RM/25 6/10 kV | 360 | 0.206 | 0.11 | 0.315 | cs | 150 | 0.00403 | MV
NA2XS2Y 1x120 RM/25 6/10 kV | 340 | 0.253 | 0.113 | 0.28 | cs | 120 | 0.00403 | MV
NA2XS2Y 1x70 RM/25 6/10 kV | 280 | 0.443 | 0.123 | 0.217 | cs | 70 | 0.00403 | MV
N2XS(FL)2Y 1x120 RM/35 64/110 kV | 112 | 0.153 | 0.166 | 0.366 | cs | 120 | 0.00393 | HV
N2XS(FL)2Y 1x185 RM/35 64/110 kV | 125 | 0.099 | 0.156 | 0.457 | cs | 185 | 0.00393 | HV
N2XS(FL)2Y 1x240 RM/35 64/110 kV | 135 | 0.075 | 0.149 | 0.526 | cs | 240 | 0.00393 | HV
N2XS(FL)2Y 1x300 RM/35 64/110 kV | 144 | 0.06 | 0.144 | 0.588 | cs | 300 | 0.00393 | HV
15-AL1/3-ST1A 0.4 | 11 | 1.8769 | 0.35 | 0.105 | ol | 16 | 0.00403 | LV
24-AL1/4-ST1A 0.4 | 11.25 | 1.2012 | 0.335 | 0.14 | ol | 24 | 0.00403 | LV
48-AL1/8-ST1A 0.4 | 12.2 | 0.5939 | 0.3 | 0.21 | ol | 48 | 0.00403 | LV
94-AL1/15-ST1A 0.4 | 13.2 | 0.306 | 0.29 | 0.35 | ol | 94 | 0.00403 | LV
34-AL1/6-ST1A 10.0 | 9.7 | 0.8342 | 0.36 | 0.17 | ol | 34 | 0.00403 | MV
48-AL1/8-ST1A 10.0 | 10.1 | 0.5939 | 0.35 | 0.21 | ol | 48 | 0.00403 | MV
70-AL1/11-ST1A 10.0 | 10.4 | 0.4132 | 0.339 | 0.29 | ol | 70 | 0.00403 | MV
94-AL1/15-ST1A 10.0 | 10.75 | 0.306 | 0.33 | 0.35 | ol | 94 | 0.00403 | MV
122-AL1/20-ST1A 10.0 | 11.1 | 0.2376 | 0.323 | 0.41 | ol | 122 | 0.00403 | MV
149-AL1/24-ST1A 10.0 | 11.25 | 0.194 | 0.315 | 0.47 | ol | 149 | 0.00403 | MV
34-AL1/6-ST1A 20.0 | 9.15 | 0.8342 | 0.382 | 0.17 | ol | 34 | 0.00403 | MV
48-AL1/8-ST1A 20.0 | 9.5 | 0.5939 | 0.372 | 0.21 | ol | 48 | 0.00403 | MV
70-AL1/11-ST1A 20.0 | 9.7 | 0.4132 | 0.36 | 0.29 | ol | 70 | 0.00403 | MV
94-AL1/15-ST1A 20.0 | 10 | 0.306 | 0.35 | 0.35 | ol | 94 | 0.00403 | MV
122-AL1/20-ST1A 20.0 | 10.3 | 0.2376 | 0.344 | 0.41 | ol | 122 | 0.00403 | MV
149-AL1/24-ST1A 20.0 | 10.5 | 0.194 | 0.337 | 0.47 | ol | 149 | 0.00403 | MV
184-AL1/30-ST1A 20.0 | 10.75 | 0.1571 | 0.33 | 0.535 | ol | 184 | 0.00403 | MV
243-AL1/39-ST1A 20.0 | 11 | 0.1188 | 0.32 | 0.645 | ol | 243 | 0.00403 | MV
48-AL1/8-ST1A 110.0 | 8 | 0.5939 | 0.46 | 0.21 | ol | 48 | 0.00403 | HV
70-AL1/11-ST1A 110.0 | 8.4 | 0.4132 | 0.45 | 0.29 | ol | 70 | 0.00403 | HV
94-AL1/15-ST1A 110.0 | 8.65 | 0.306 | 0.44 | 0.35 | ol | 94 | 0.00403 | HV
122-AL1/20-ST1A 110.0 | 8.5 | 0.2376 | 0.43 | 0.41 | ol | 122 | 0.00403 | HV
149-AL1/24-ST1A 110.0 | 8.75 | 0.194 | 0.41 | 0.47 | ol | 149 | 0.00403 | HV
184-AL1/30-ST1A 110.0 | 8.8 | 0.1571 | 0.4 | 0.535 | ol | 184 | 0.00403 | HV
243-AL1/39-ST1A 110.0 | 9 | 0.1188 | 0.39 | 0.645 | ol | 243 | 0.00403 | HV
305-AL1/39-ST1A 110.0 | 9.2 | 0.0949 | 0.38 | 0.74 | ol | 305 | 0.00403 | HV
490-AL1/64-ST1A 110.0 | 9.75 | 0.059 | 0.37 | 0.96 | ol | 490 | 0.00403 | HV
679-AL1/86-ST1A 110.0 | 9.95 | 0.042 | 0.36 | 1.15 | ol | 679 | 0.00403 | HV
490-AL1/64-ST1A 220.0 | 10 | 0.059 | 0.285 | 0.96 | ol | 490 | 0.00403 | HV
679-AL1/86-ST1A 220.0 | 11.7 | 0.042 | 0.275 | 1.15 | ol | 679 | 0.00403 | HV
490-AL1/64-ST1A 380.0 | 11 | 0.059 | 0.253 | 0.96 | ol | 490 | 0.00403 | HV
679-AL1/86-ST1A 380.0 | 14.6 | 0.042 | 0.25 | 1.15 | ol | 679 | 0.00403 | HV

## trafo_std_types
| i0_percent | pfe_kw | vkr_percent | sn_mva | vn_lv_kv | vn_hv_kv | vk_percent | shift_degree | vector_group | tap_side | tap_neutral | tap_min | tap_max | tap_step_degree | tap_step_percent | tap_phase_shifter
160 MVA 380/110 kV | 0.06 | 60 | 0.25 | 160 | 110 | 380 | 12.2 | 0 | Yy0 | hv | 0 | -9 | 9 | 0 | 1.5 | FALSE
100 MVA 220/110 kV | 0.06 | 55 | 0.26 | 100 | 110 | 220 | 12 | 0 | Yy0 | hv | 0 | -9 | 9 | 0 | 1.5 | FALSE
63 MVA 110/20 kV | 0.04 | 22 | 0.32 | 63 | 20 | 110 | 18 | 150 | YNd5 | hv | 0 | -9 | 9 | 0 | 1.5 | FALSE
40 MVA 110/20 kV | 0.05 | 18 | 0.34 | 40 | 20 | 110 | 16.2 | 150 | YNd5 | hv | 0 | -9 | 9 | 0 | 1.5 | FALSE
25 MVA 110/20 kV | 0.07 | 14 | 0.41 | 25 | 20 | 110 | 12 | 150 | YNd5 | hv | 0 | -9 | 9 | 0 | 1.5 | FALSE
63 MVA 110/10 kV | 0.04 | 22 | 0.32 | 63 | 10 | 110 | 18 | 150 | YNd5 | hv | 0 | -9 | 9 | 0 | 1.5 | FALSE
40 MVA 110/10 kV | 0.05 | 18 | 0.34 | 40 | 10 | 110 | 16.2 | 150 | YNd5 | hv | 0 | -9 | 9 | 0 | 1.5 | FALSE
25 MVA 110/10 kV | 0.07 | 14 | 0.41 | 25 | 10 | 110 | 12 | 150 | YNd5 | hv | 0 | -9 | 9 | 0 | 1.5 | FALSE
0.25 MVA 20/0.4 kV | 0.32 | 0.8 | 1.44 | 0.25 | 0.4 | 20 | 6 | 150 | Yzn5 | hv | 0 | -2 | 2 | 0 | 2.5 | FALSE
0.4 MVA 20/0.4 kV | 0.3375 | 1.35 | 1.425 | 0.4 | 0.4 | 20 | 6 | 150 | Dyn5 | hv | 0 | -2 | 2 | 0 | 2.5 | FALSE
0.63 MVA 20/0.4 kV | 0.2619 | 1.65 | 1.206 | 0.63 | 0.4 | 20 | 6 | 150 | Dyn5 | hv | 0 | -2 | 2 | 0 | 2.5 | FALSE
0.25 MVA 10/0.4 kV | 0.24 | 0.6 | 1.2 | 0.25 | 0.4 | 10 | 4 | 150 | Dyn5 | hv | 0 | -2 | 2 | 0 | 2.5 | FALSE
0.4 MVA 10/0.4 kV | 0.2375 | 0.95 | 1.325 | 0.4 | 0.4 | 10 | 4 | 150 | Dyn5 | hv | 0 | -2 | 2 | 0 | 2.5 | FALSE
0.63 MVA 10/0.4 kV | 0.1873 | 1.18 | 1.0794 | 0.63 | 0.4 | 10 | 4 | 150 | Dyn5 | hv | 0 | -2 | 2 | 0 | 2.5 | FALSE

## trafo3w_std_types
| sn_hv_mva | sn_mv_mva | sn_lv_mva | vn_hv_kv | vn_mv_kv | vn_lv_kv | vk_hv_percent | vk_mv_percent | vk_lv_percent | vkr_hv_percent | vkr_mv_percent | vkr_lv_percent | pfe_kw | i0_percent | shift_mv_degree | shift_lv_degree | vector_group | tap_side | tap_neutral | tap_min | tap_max | tap_step_percent
63/25/38 MVA 110/20/10 kV | 63 | 25 | 38 | 110 | 20 | 10 | 10.4 | 10.4 | 10.4 | 0.28 | 0.32 | 0.35 | 35 | 0.89 | 0 | 0 | YN0yn0yn0 | hv | 0 | -10 | 10 | 1.2
63/25/38 MVA 110/10/10 kV | 63 | 25 | 38 | 110 | 10 | 10 | 10.4 | 10.4 | 10.4 | 0.28 | 0.32 | 0.35 | 35 | 0.89 | 0 | 0 | YN0yn0yn0 | hv | 0 | -10 | 10 | 1.2

## fuse_std_types
| fuse_type | i_rated_a | t_avg | t_min | t_total | x_avg | x_min | x_total
HV 100A | HV 100A | 100 | 0 | [10.0, 3.64, 0.854, 0.281, 0.1, 0.0531, 0.022, 0.01] | [10.0, 4.267, 1.21, 0.403, 0.1, 0.058, 0.022, 0.01] | 0 | [300.0, 350.0, 450.0, 550.0, 700.0, 850.0, 1200.0, 1752.0] | [600.0, 700.0, 900.0, 1150.0, 1665.0, 2000.0, 3000.0, 4313.0]
HV 10A | HV 10A | 10 | 0 | [10.0, 1675.0, 0.344, 0.156, 0.1, 0.0417, 0.0171, 0.01] | [10.0, 1.3, 0.3, 0.155, 0.1, 0.0555, 0.023, 0.01] | 0 | [30.0, 32.0, 35.0, 37.0, 39.0, 50.0, 70.0, 88.0] | [60.0, 70.0, 80.0, 87.0, 94.0, 110.0, 150.0, 216.0]
HV 125A | HV 125A | 125 | 0 | [10.0, 1.82, 0.344, 0.1, 0.0467, 0.0269, 0.01] | [10.0, 2.478, 0.426, 0.1, 0.0427, 0.0211, 0.01] | 0 | [375.0, 500.0, 700.0, 925.0, 1200.0, 1500.0, 2341.0] | [750.0, 1000.0, 1500.0, 2200.0, 3000.0, 4000.0, 5765.0]
HV 160A | HV 160A | 160 | 0 | [10.0, 4.15, 1.03, 0.198, 0.1, 0.051, 0.0172, 0.01] | [10.0, 2.3, 0.734, 0.274, 0.1, 0.046, 0.0177, 0.01] | 0 | [480.0, 550.0, 700.0, 1000.0, 1260.0, 1600.0, 2500.0, 3227.0] | [960.0, 1300.0, 1700.0, 2200.0, 2996.0, 4000.0, 6000.0, 7946.0]
HV 16A | HV 16A | 16 | 0 | [10.0, 0.352, 0.164, 0.1, 0.0649, 0.0342, 0.01] | [10.0, 2.34, 0.722, 0.181, 0.1, 0.055, 0.0296, 0.01] | 0 | [48.0, 60.0, 65.0, 71.0, 80.0, 100.0, 162.0] | [96.0, 110.0, 125.0, 150.0, 168.0, 200.0, 250.0, 398.0]
HV 200A | HV 200A | 200 | 0 | [10.0, 4.267, 1.21, 0.403, 0.1, 0.058, 0.022, 0.01] | [10.0, 3.73, 1.654, 0.328, 0.1, 0.0531, 0.019, 0.01] | 0 | [600.0, 700.0, 900.0, 1150.0, 1665.0, 2000.0, 3000.0, 4313.0] | [1200.0, 1500.0, 1800.0, 2700.0, 3960.0, 5000.0, 7500.0, 10620.0]
HV 20A | HV 20A | 20 | 0 | [10.0, 1.3, 0.3, 0.155, 0.1, 0.0555, 0.023, 0.01] | [10.0, 1.3, 0.161, 0.1, 0.0611, 0.0399, 0.0141, 0.01] | 0 | [60.0, 70.0, 80.0, 87.0, 94.0, 110.0, 150.0, 216.0] | [120.0, 150.0, 200.0, 223.0, 260.0, 300.0, 450.0, 532.0]
HV 25A | HV 25A | 25 | 0 | [10.0, 2.512, 0.833, 0.299, 0.1, 0.0372, 0.0223, 0.01] | [10.0, 3.125, 0.597, 0.198, 0.1, 0.0378, 0.022, 0.01] | 0 | [75.0, 82.0, 90.0, 100.0, 124.0, 170.0, 200.0, 289.0] | [150.0, 170.0, 210.0, 250.0, 294.0, 400.0, 500.0, 711.0]
HV 31.5A | HV 31.5A | 31.5 | 0 | [10.0, 2.34, 0.722, 0.181, 0.1, 0.055, 0.0296, 0.01] | [10.0, 2.84, 0.368, 0.164, 0.1, 0.0621, 0.0378, 0.0195, 0.01] | 0 | [95.0, 110.0, 125.0, 150.0, 165.0, 200.0, 250.0, 390.0] | [189.0, 220.0, 300.0, 350.0, 393.0, 450.0, 530.0, 700.0, 960.0]
HV 40A | HV 40A | 40 | 0 | [10.0, 1.3, 0.161, 0.1, 0.0611, 0.0399, 0.0141, 0.01] | [10.0, 2.05, 0.369, 0.198, 0.1, 0.051, 0.0298, 0.01] | 0 | [120.0, 150.0, 200.0, 223.0, 260.0, 300.0, 450.0, 532.0] | [240.0, 300.0, 400.0, 450.0, 530.0, 650.0, 800.0, 1311.0]
HV 50A | HV 50A | 50 | 0 | [10.0, 3.215, 0.597, 0.198, 0.1, 0.0378, 0.022, 0.01] | [10.0, 3.64, 0.854, 0.281, 0.1, 0.0531, 0.022, 0.01] | 0 | [150.0, 170.0, 210.0, 250.0, 294.0, 400.0, 500.0, 711.0] | [300.0, 350.0, 450.0, 550.0, 700.0, 850.0, 1200.0, 1752.0]
HV 6.3A | HV 6.3A | 6.3 | 0 | [10.0, 1.39, 0.344, 0.168, 0.1, 0.056, 0.0263, 0.01] | [10.0, 1.711, 0.516, 0.198, 0.1, 0.0634, 0.0303, 0.01] | 0 | [19.0, 19.5, 20.4, 20.8, 22.0, 25.0, 32.0, 48.0] | [38.0, 40.0, 43.0, 48.0, 53.0, 60.0, 75.0, 118.0]
HV 63A | HV 63A | 63 | 0 | [10.0, 2.84, 0.368, 0.164, 0.1, 0.0621, 0.0378, 0.0195, 0.01] | [10.0, 1.82, 0.344, 0.1, 0.0467, 0.0269, 0.01] | 0 | [189.0, 220.0, 300.0, 350.0, 393.0, 450.0, 530.0, 700.0, 961.0] | [378.0, 500.0, 700.0, 934.0, 1200.0, 1500.0, 2366.0]
HV 80A | HV 80A | 80 | 0 | [10.0, 2.05, 0.369, 0.198, 0.1, 0.051, 0.0298, 0.01] | [10.0, 4.15, 1.03, 0.198, 0.1, 0.051, 0.0172, 0.01] | 0 | [240.0, 300.0, 400.0, 450.0, 530.0, 650.0, 800.0, 1311.0] | [480.0, 550.0, 700.0, 1000.0, 1260.0, 1600.0, 2500.0, 3227.0]
Siemens NH-1-100 | Siemens NH-1-100 | 100 | [5400.0, 2000.0, 400.0, 20.0, 1.0, 0.2, 0.012, 0.004] | 0 | 0 | [150.0, 190.0, 250.0, 430.0, 900.0, 1250.0, 2700.0, 3600.0] | 0 | 0
Siemens NH-1-125 | Siemens NH-1-125 | 125 | [4800.0, 120.0, 7.0, 0.1, 0.004] | 0 | 0 | [180.0, 400.0, 740.0, 2000.0, 4250.0] | 0 | 0
Siemens NH-1-16 | Siemens NH-1-16 | 16 | [4000.0, 400.0, 2.0, 0.1, 0.04, 0.01] | 0 | 0 | [26.0, 35.0, 75.0, 150.0, 200.0, 300.0] | 0 | 0
Siemens NH-1-160 | Siemens NH-1-160 | 160 | [4800.0, 120.0, 7.0, 0.1, 0.004] | 0 | 0 | [210.0, 500.0, 900.0, 2300.0, 5000.0] | 0 | 0
Siemens NH-1-25 | Siemens NH-1-25 | 25 | [4000.0, 1000.0, 10.0, 0.2, 0.02, 0.01] | 0 | 0 | [40.0, 50.0, 100.0, 210.0, 400.0, 500.0] | 0 | 0
Siemens NH-1-50 | Siemens NH-1-50 | 50 | [4000.0, 40.0, 4.0, 1.0, 0.02, 0.01] | 0 | 0 | [86.0, 200.0, 300.0, 400.0, 1000.0, 1280.0] | 0 | 0
Siemens NH-1-63 | Siemens NH-1-63 | 63 | [4000.0, 100.0, 10.0, 2.0, 0.04, 0.01] | 0 | 0 | [100.0, 200.0, 300.0, 400.0, 1000.0, 1500.0] | 0 | 0
Siemens NH-1-80 | Siemens NH-1-80 | 80 | [4800.0, 120.0, 7.0, 0.1, 0.01] | 0 | 0 | [150.58, 250.0, 450.0, 1150.0, 2470.0] | 0 | 0
Siemens NH-2-1000 | Siemens NH-2-1000 | 1000 | [4800.0, 120.0, 7.0, 0.1, 0.004] | 0 | 0 | [1900.0, 3500.0, 8400.0, 24000.0, 52000.0] | 0 | 0
Siemens NH-2-200 | Siemens NH-2-200 | 200 | [4800.0, 120.0, 7.0, 0.1, 0.004] | 0 | 0 | [280.0, 650.0, 1200.0, 3000.0, 7000.0] | 0 | 0
Siemens NH-2-224 | Siemens NH-2-224 | 224 | [4800.0, 120.0, 7.0, 0.2, 0.04, 0.004] | 0 | 0 | [400.0, 750.0, 1453.0, 3025.0, 4315.0, 7600.0] | 0 | 0
Siemens NH-2-250 | Siemens NH-2-250 | 250 | [4800.0, 120.0, 7.0, 0.1, 0.004] | 0 | 0 | [450.0, 800.0, 1650.0, 4000.0, 8500.0] | 0 | 0
Siemens NH-2-315 | Siemens NH-2-315 | 315 | [4800.0, 120.0, 7.0, 0.1, 0.004] | 0 | 0 | [550.0, 920.0, 1900.0, 5000.0, 11000.0] | 0 | 0
Siemens NH-2-355 | Siemens NH-2-355 | 355 | [4800.0, 120.0, 6.0, 0.1, 0.004] | 0 | 0 | [650.0, 1116.27, 2350.0, 5840.0, 12790.0] | 0 | 0
Siemens NH-2-400 | Siemens NH-2-400 | 400 | [4800.0, 120.0, 7.0, 0.1, 0.004] | 0 | 0 | [720.0, 1350.0, 2800.0, 6500.0, 15000.0] | 0 | 0
Siemens NH-2-425 | Siemens NH-2-425 | 425 | [4800.0, 120.0, 7.0, 0.1, 0.004] | 0 | 0 | [850.0, 1500.0, 3050.0, 7500.0, 16500.0] | 0 | 0
Siemens NH-2-630 | Siemens NH-2-630 | 630 | [4800.0, 120.0, 7.0, 0.1, 0.004] | 0 | 0 | [1200.0, 2000.0, 4800.0, 12000.0, 26000.0] | 0 | 0

## dtypes
| element | column | dtype
0 | bus | name | object
1 | bus | vn_kv | float64
2 | bus | type | object
3 | bus | zone | object
4 | bus | in_service | bool
5 | load | name | object
6 | load | bus | uint32
7 | load | p_mw | float64
8 | load | q_mvar | float64
9 | load | const_z_percent | float64
10 | load | const_i_percent | float64
11 | load | sn_mva | float64
12 | load | scaling | float64
13 | load | in_service | bool
14 | load | type | object
15 | ext_grid | name | object
16 | ext_grid | bus | uint32
17 | ext_grid | vm_pu | float64
18 | ext_grid | va_degree | float64
19 | ext_grid | slack_weight | float64
20 | ext_grid | in_service | bool
21 | line | name | object
22 | line | std_type | object
23 | line | from_bus | uint32
24 | line | to_bus | uint32
25 | line | length_km | float64
26 | line | r_ohm_per_km | float64
27 | line | x_ohm_per_km | float64
28 | line | c_nf_per_km | float64
29 | line | g_us_per_km | float64
30 | line | max_i_ka | float64
31 | line | df | float64
32 | line | parallel | uint32
33 | line | type | object
34 | line | in_service | bool
35 | trafo | name | object
36 | trafo | std_type | object
37 | trafo | hv_bus | uint32
38 | trafo | lv_bus | uint32
39 | trafo | sn_mva | float64
40 | trafo | vn_hv_kv | float64
41 | trafo | vn_lv_kv | float64
42 | trafo | vk_percent | float64
43 | trafo | vkr_percent | float64
44 | trafo | pfe_kw | float64
45 | trafo | i0_percent | float64
46 | trafo | shift_degree | float64
47 | trafo | tap_side | object
48 | trafo | tap_neutral | int32
49 | trafo | tap_min | int32
50 | trafo | tap_max | int32
51 | trafo | tap_step_percent | float64
52 | trafo | tap_step_degree | float64
53 | trafo | tap_pos | int32
54 | trafo | tap_phase_shifter | bool
55 | trafo | parallel | uint32
56 | trafo | df | float64
57 | trafo | in_service | bool
58 | line_geodata | coords | object
59 | bus_geodata | x | float64
60 | bus_geodata | y | float64
61 | bus_geodata | coords | object

## parameters
| version | format_version | converged | OPF_converged | name | f_hz | sn_mva
0 | 2.14.6 | 2.14.0 | FALSE | FALSE |  | 50 | 1