## bus
| name | vn_kv | type | zone | in_service
0 | bus_LV_2703-4_0_3_node_0 | 0.4 | n |  | TRUE
1 | bus_LV_2703-4_0_3_node_1 | 0.4 | n |  | TRUE
2 | bus_LV_2703-4_0_3_node_2 | 0.4 | n |  | TRUE
3 | bus_LV_2703-4_0_3_node_3 | 0.4 | n |  | TRUE
4 | bus_LV_2703-4_0_3_node_5 | 0.4 | n |  | TRUE
5 | bus_LV_2703-4_0_3_node_258 | 0.4 | n |  | TRUE
6 | bus_LV_2703-4_0_3_node_4 | 0.4 | n |  | TRUE
7 | bus_LV_2703-4_0_3_node_260 | 0.4 | n |  | TRUE
8 | bus_LV_2703-4_0_3_node_259 | 0.4 | n |  | TRUE
9 | bus_LV_2703-4_0_3_node_6 | 0.4 | n |  | TRUE
10 | bus_LV_2703-4_0_3_node_257 | 0.4 | n |  | TRUE
11 | bus_LV_2703-4_0_3_node_7 | 0.4 | n |  | TRUE
12 | bus_LV_2703-4_0_3_node_10 | 0.4 | n |  | TRUE
13 | bus_LV_2703-4_0_3_node_80 | 0.4 | n |  | TRUE
14 | bus_LV_2703-4_0_3_node_45 | 0.4 | n |  | TRUE
15 | bus_LV_2703-4_0_3_node_43 | 0.4 | n |  | TRUE
16 | bus_LV_2703-4_0_3_node_20 | 0.4 | n |  | TRUE
17 | bus_LV_2703-4_0_3_node_108 | 0.4 | n |  | TRUE
18 | bus_LV_2703-4_0_3_node_25 | 0.4 | n |  | TRUE
19 | bus_LV_2703-4_0_3_node_106 | 0.4 | n |  | TRUE
20 | bus_LV_2703-4_0_3_node_29 | 0.4 | n |  | TRUE
21 | bus_LV_2703-4_0_3_node_160 | 0.4 | n |  | TRUE
22 | bus_LV_2703-4_0_3_node_156 | 0.4 | n |  | TRUE
23 | bus_LV_2703-4_0_3_node_27 | 0.4 | n |  | TRUE
24 | bus_LV_2703-4_0_3_node_39 | 0.4 | n |  | TRUE
25 | bus_LV_2703-4_0_3_node_18 | 0.4 | n |  | TRUE
26 | bus_LV_2703-4_0_3_node_14 | 0.4 | n |  | TRUE
27 | bus_LV_2703-4_0_3_node_38 | 0.4 | n |  | TRUE
28 | bus_LV_2703-4_0_3_node_261 | 0.4 | n |  | TRUE
29 | bus_LV_2703-4_0_3_node_12 | 0.4 | n |  | TRUE
30 | bus_LV_2703-4_0_3_node_21 | 0.4 | n |  | TRUE
31 | bus_LV_2703-4_0_3_node_24 | 0.4 | n |  | TRUE
32 | bus_LV_2703-4_0_3_node_249 | 0.4 | n |  | TRUE
33 | bus_LV_2703-4_0_3_node_37 | 0.4 | n |  | TRUE
34 | bus_LV_2703-4_0_3_node_139 | 0.4 | n |  | TRUE
35 | bus_LV_2703-4_0_3_node_17 | 0.4 | n |  | TRUE
36 | bus_LV_2703-4_0_3_node_71 | 0.4 | n |  | TRUE
37 | bus_LV_2703-4_0_3_node_101 | 0.4 | n |  | TRUE
38 | bus_LV_2703-4_0_3_node_28 | 0.4 | n |  | TRUE
39 | bus_LV_2703-4_0_3_node_94 | 0.4 | n |  | TRUE
40 | bus_LV_2703-4_0_3_node_236 | 0.4 | n |  | TRUE
41 | bus_LV_2703-4_0_3_node_36 | 0.4 | n |  | TRUE
42 | bus_LV_2703-4_0_3_node_126 | 0.4 | n |  | TRUE
43 | bus_LV_2703-4_0_3_node_31 | 0.4 | n |  | TRUE
44 | bus_LV_2703-4_0_3_node_250 | 0.4 | n |  | TRUE
45 | bus_LV_2703-4_0_3_node_34 | 0.4 | n |  | TRUE
46 | bus_LV_2703-4_0_3_node_98 | 0.4 | n |  | TRUE
47 | bus_LV_2703-4_0_3_node_97 | 0.4 | n |  | TRUE
48 | bus_LV_2703-4_0_3_node_30 | 0.4 | n |  | TRUE
49 | bus_LV_2703-4_0_3_node_146 | 0.4 | n |  | TRUE
50 | bus_LV_2703-4_0_3_node_33 | 0.4 | n |  | TRUE
51 | bus_LV_2703-4_0_3_node_49 | 0.4 | n |  | TRUE
52 | bus_LV_2703-4_0_3_node_32 | 0.4 | n |  | TRUE
53 | bus_LV_2703-4_0_3_node_143 | 0.4 | n |  | TRUE
54 | bus_LV_2703-4_0_3_node_263 | 0.4 | n |  | TRUE
55 | bus_LV_2703-4_0_3_node_11 | 0.4 | n |  | TRUE
56 | bus_LV_2703-4_0_3_node_13 | 0.4 | n |  | TRUE
57 | bus_LV_2703-4_0_3_node_15 | 0.4 | n |  | TRUE
58 | bus_LV_2703-4_0_3_node_50 | 0.4 | n |  | TRUE
59 | bus_LV_2703-4_0_3_node_48 | 0.4 | n |  | TRUE
60 | bus_LV_2703-4_0_3_node_44 | 0.4 | n |  | TRUE
61 | bus_LV_2703-4_0_3_node_41 | 0.4 | n |  | TRUE
62 | bus_LV_2703-4_0_3_node_69 | 0.4 | n |  | TRUE
63 | bus_LV_2703-4_0_3_node_104 | 0.4 | n |  | TRUE
64 | bus_LV_2703-4_0_3_node_195 | 0.4 | n |  | TRUE
65 | bus_LV_2703-4_0_3_node_65 | 0.4 | n |  | TRUE
66 | bus_LV_2703-4_0_3_node_99 | 0.4 | n |  | TRUE
67 | bus_LV_2703-4_0_3_node_140 | 0.4 | n |  | TRUE
68 | bus_LV_2703-4_0_3_node_107 | 0.4 | n |  | TRUE
69 | bus_LV_2703-4_0_3_node_91 | 0.4 | n |  | TRUE
70 | bus_LV_2703-4_0_3_node_235 | 0.4 | n |  | TRUE
71 | bus_LV_2703-4_0_3_node_96 | 0.4 | n |  | TRUE
72 | bus_LV_2703-4_0_3_node_154 | 0.4 | n |  | TRUE
73 | bus_LV_2703-4_0_3_node_46 | 0.4 | n |  | TRUE
74 | bus_LV_2703-4_0_3_node_82 | 0.4 | n |  | TRUE
75 | bus_LV_2703-4_0_3_node_83 | 0.4 | n |  | TRUE
76 | bus_LV_2703-4_0_3_node_144 | 0.4 | n |  | TRUE
77 | bus_LV_2703-4_0_3_node_248 | 0.4 | n |  | TRUE
78 | bus_LV_2703-4_0_3_node_145 | 0.4 | n |  | TRUE
79 | bus_LV_2703-4_0_3_node_40 | 0.4 | n |  | TRUE
80 | bus_LV_2703-4_0_3_node_42 | 0.4 | n |  | TRUE
81 | bus_LV_2703-4_0_3_node_47 | 0.4 | n |  | TRUE
82 | bus_LV_2703-4_0_3_node_51 | 0.4 | n |  | TRUE
83 | bus_LV_2703-4_0_3_node_52 | 0.4 | n |  | TRUE
84 | bus_LV_2703-4_0_3_node_53 | 0.4 | n |  | TRUE
85 | bus_LV_2703-4_0_3_node_85 | 0.4 | n |  | TRUE
86 | bus_LV_2703-4_0_3_node_54 | 0.4 | n |  | TRUE
87 | bus_LV_2703-4_0_3_node_262 | 0.4 | n |  | TRUE
88 | bus_LV_2703-4_0_3_node_243 | 0.4 | n |  | TRUE
89 | bus_LV_2703-4_0_3_node_55 | 0.4 | n |  | TRUE
90 | bus_LV_2703-4_0_3_node_253 | 0.4 | n |  | TRUE
91 | bus_LV_2703-4_0_3_node_255 | 0.4 | n |  | TRUE
92 | bus_LV_2703-4_0_3_node_56 | 0.4 | n |  | TRUE
93 | bus_LV_2703-4_0_3_node_57 | 0.4 | n |  | TRUE
94 | bus_LV_2703-4_0_3_node_133 | 0.4 | n |  | TRUE
95 | bus_LV_2703-4_0_3_node_251 | 0.4 | n |  | TRUE
96 | bus_LV_2703-4_0_3_node_72 | 0.4 | n |  | TRUE
97 | bus_LV_2703-4_0_3_node_256 | 0.4 | n |  | TRUE
98 | bus_LV_2703-4_0_3_node_213 | 0.4 | n |  | TRUE
99 | bus_LV_2703-4_0_3_node_212 | 0.4 | n |  | TRUE
100 | bus_LV_2703-4_0_3_node_124 | 0.4 | n |  | TRUE
101 | bus_LV_2703-4_0_3_node_134 | 0.4 | n |  | TRUE
102 | bus_LV_2703-4_0_3_node_122 | 0.4 | n |  | TRUE
103 | bus_LV_2703-4_0_3_node_119 | 0.4 | n |  | TRUE
104 | bus_LV_2703-4_0_3_node_117 | 0.4 | n |  | TRUE
105 | bus_LV_2703-4_0_3_node_123 | 0.4 | n |  | TRUE
106 | bus_LV_2703-4_0_3_node_131 | 0.4 | n |  | TRUE
107 | bus_LV_2703-4_0_3_node_125 | 0.4 | n |  | TRUE
108 | bus_LV_2703-4_0_3_node_132 | 0.4 | n |  | TRUE
109 | bus_LV_2703-4_0_3_node_59 | 0.4 | n |  | TRUE
110 | bus_LV_2703-4_0_3_node_60 | 0.4 | n |  | TRUE
111 | bus_LV_2703-4_0_3_node_61 | 0.4 | n |  | TRUE
112 | bus_LV_2703-4_0_3_node_62 | 0.4 | n |  | TRUE
113 | bus_LV_2703-4_0_3_node_63 | 0.4 | n |  | TRUE
114 | bus_LV_2703-4_0_3_node_64 | 0.4 | n |  | TRUE
115 | bus_LV_2703-4_0_3_node_66 | 0.4 | n |  | TRUE
116 | bus_LV_2703-4_0_3_node_67 | 0.4 | n |  | TRUE
117 | bus_LV_2703-4_0_3_node_68 | 0.4 | n |  | TRUE
118 | bus_LV_2703-4_0_3_node_70 | 0.4 | n |  | TRUE
119 | bus_LV_2703-4_0_3_node_73 | 0.4 | n |  | TRUE
120 | bus_LV_2703-4_0_3_node_74 | 0.4 | n |  | TRUE
121 | bus_LV_2703-4_0_3_node_75 | 0.4 | n |  | TRUE
122 | bus_LV_2703-4_0_3_node_76 | 0.4 | n |  | TRUE
123 | bus_LV_2703-4_0_3_node_77 | 0.4 | n |  | TRUE
124 | bus_LV_2703-4_0_3_node_78 | 0.4 | n |  | TRUE
125 | bus_LV_2703-4_0_3_node_79 | 0.4 | n |  | TRUE
126 | bus_LV_2703-4_0_3_node_198 | 0.4 | n |  | TRUE
127 | bus_LV_2703-4_0_3_node_210 | 0.4 | n |  | TRUE
128 | bus_LV_2703-4_0_3_node_196 | 0.4 | n |  | TRUE
129 | bus_LV_2703-4_0_3_node_153 | 0.4 | n |  | TRUE
130 | bus_LV_2703-4_0_3_node_147 | 0.4 | n |  | TRUE
131 | bus_LV_2703-4_0_3_node_87 | 0.4 | n |  | TRUE
132 | bus_LV_2703-4_0_3_node_238 | 0.4 | n |  | TRUE
133 | bus_LV_2703-4_0_3_node_103 | 0.4 | n |  | TRUE
134 | bus_LV_2703-4_0_3_node_88 | 0.4 | n |  | TRUE
135 | bus_LV_2703-4_0_3_node_89 | 0.4 | n |  | TRUE
136 | bus_LV_2703-4_0_3_node_90 | 0.4 | n |  | TRUE
137 | bus_LV_2703-4_0_3_node_92 | 0.4 | n |  | TRUE
138 | bus_LV_2703-4_0_3_node_93 | 0.4 | n |  | TRUE
139 | bus_LV_2703-4_0_3_node_95 | 0.4 | n |  | TRUE
140 | bus_LV_2703-4_0_3_node_161 | 0.4 | n |  | TRUE
141 | bus_LV_2703-4_0_3_node_162 | 0.4 | n |  | TRUE
142 | bus_LV_2703-4_0_3_node_100 | 0.4 | n |  | TRUE
143 | bus_LV_2703-4_0_3_node_102 | 0.4 | n |  | TRUE
144 | bus_LV_2703-4_0_3_node_197 | 0.4 | n |  | TRUE
145 | bus_LV_2703-4_0_3_node_193 | 0.4 | n |  | TRUE
146 | bus_LV_2703-4_0_3_node_105 | 0.4 | n |  | TRUE
147 | bus_LV_2703-4_0_3_node_109 | 0.4 | n |  | TRUE
148 | bus_LV_2703-4_0_3_node_110 | 0.4 | n |  | TRUE
149 | bus_LV_2703-4_0_3_node_111 | 0.4 | n |  | TRUE
150 | bus_LV_2703-4_0_3_node_112 | 0.4 | n |  | TRUE
151 | bus_LV_2703-4_0_3_node_113 | 0.4 | n |  | TRUE
152 | bus_LV_2703-4_0_3_node_114 | 0.4 | n |  | TRUE
153 | bus_LV_2703-4_0_3_node_127 | 0.4 | n |  | TRUE
154 | bus_LV_2703-4_0_3_node_184 | 0.4 | n |  | TRUE
155 | bus_LV_2703-4_0_3_node_128 | 0.4 | n |  | TRUE
156 | bus_LV_2703-4_0_3_node_185 | 0.4 | n |  | TRUE
157 | bus_LV_2703-4_0_3_node_115 | 0.4 | n |  | TRUE
158 | bus_LV_2703-4_0_3_node_116 | 0.4 | n |  | TRUE
159 | bus_LV_2703-4_0_3_node_118 | 0.4 | n |  | TRUE
160 | bus_LV_2703-4_0_3_node_120 | 0.4 | n |  | TRUE
161 | bus_LV_2703-4_0_3_node_151 | 0.4 | n |  | TRUE
162 | bus_LV_2703-4_0_3_node_149 | 0.4 | n |  | TRUE
163 | bus_LV_2703-4_0_3_node_207 | 0.4 | n |  | TRUE
164 | bus_LV_2703-4_0_3_node_129 | 0.4 | n |  | TRUE
165 | bus_LV_2703-4_0_3_node_130 | 0.4 | n |  | TRUE
166 | bus_LV_2703-4_0_3_node_135 | 0.4 | n |  | TRUE
167 | bus_LV_2703-4_0_3_node_171 | 0.4 | n |  | TRUE
168 | bus_LV_2703-4_0_3_node_137 | 0.4 | n |  | TRUE
169 | bus_LV_2703-4_0_3_node_216 | 0.4 | n |  | TRUE
170 | bus_LV_2703-4_0_3_node_218 | 0.4 | n |  | TRUE
171 | bus_LV_2703-4_0_3_node_214 | 0.4 | n |  | TRUE
172 | bus_LV_2703-4_0_3_node_225 | 0.4 | n |  | TRUE
173 | bus_LV_2703-4_0_3_node_179 | 0.4 | n |  | TRUE
174 | bus_LV_2703-4_0_3_node_226 | 0.4 | n |  | TRUE
175 | bus_LV_2703-4_0_3_node_237 | 0.4 | n |  | TRUE
176 | bus_LV_2703-4_0_3_node_141 | 0.4 | n |  | TRUE
177 | bus_LV_2703-4_0_3_node_142 | 0.4 | n |  | TRUE
178 | bus_LV_2703-4_0_3_node_208 | 0.4 | n |  | TRUE
179 | bus_LV_2703-4_0_3_node_209 | 0.4 | n |  | TRUE
180 | bus_LV_2703-4_0_3_node_148 | 0.4 | n |  | TRUE
181 | bus_LV_2703-4_0_3_node_150 | 0.4 | n |  | TRUE
182 | bus_LV_2703-4_0_3_node_152 | 0.4 | n |  | TRUE
183 | bus_LV_2703-4_0_3_node_211 | 0.4 | n |  | TRUE
184 | bus_LV_2703-4_0_3_node_155 | 0.4 | n |  | TRUE
185 | bus_LV_2703-4_0_3_node_157 | 0.4 | n |  | TRUE
186 | bus_LV_2703-4_0_3_node_158 | 0.4 | n |  | TRUE
187 | bus_LV_2703-4_0_3_node_159 | 0.4 | n |  | TRUE
188 | bus_LV_2703-4_0_3_node_201 | 0.4 | n |  | TRUE
189 | bus_LV_2703-4_0_3_node_230 | 0.4 | n |  | TRUE
190 | bus_LV_2703-4_0_3_node_231 | 0.4 | n |  | TRUE
191 | bus_LV_2703-4_0_3_node_229 | 0.4 | n |  | TRUE
192 | bus_LV_2703-4_0_3_node_200 | 0.4 | n |  | TRUE
193 | bus_LV_2703-4_0_3_node_163 | 0.4 | n |  | TRUE
194 | bus_LV_2703-4_0_3_node_164 | 0.4 | n |  | TRUE
195 | bus_LV_2703-4_0_3_node_205 | 0.4 | n |  | TRUE
196 | bus_LV_2703-4_0_3_node_180 | 0.4 | n |  | TRUE
197 | bus_LV_2703-4_0_3_node_181 | 0.4 | n |  | TRUE
198 | bus_LV_2703-4_0_3_node_165 | 0.4 | n |  | TRUE
199 | bus_LV_2703-4_0_3_node_166 | 0.4 | n |  | TRUE
200 | bus_LV_2703-4_0_3_node_167 | 0.4 | n |  | TRUE
201 | bus_LV_2703-4_0_3_node_168 | 0.4 | n |  | TRUE
202 | bus_LV_2703-4_0_3_node_169 | 0.4 | n |  | TRUE
203 | bus_LV_2703-4_0_3_node_170 | 0.4 | n |  | TRUE
204 | bus_LV_2703-4_0_3_node_191 | 0.4 | n |  | TRUE
205 | bus_LV_2703-4_0_3_node_189 | 0.4 | n |  | TRUE
206 | bus_LV_2703-4_0_3_node_172 | 0.4 | n |  | TRUE
207 | bus_LV_2703-4_0_3_node_173 | 0.4 | n |  | TRUE
208 | bus_LV_2703-4_0_3_node_174 | 0.4 | n |  | TRUE
209 | bus_LV_2703-4_0_3_node_175 | 0.4 | n |  | TRUE
210 | bus_LV_2703-4_0_3_node_176 | 0.4 | n |  | TRUE
211 | bus_LV_2703-4_0_3_node_177 | 0.4 | n |  | TRUE
212 | bus_LV_2703-4_0_3_node_178 | 0.4 | n |  | TRUE
213 | bus_LV_2703-4_0_3_node_232 | 0.4 | n |  | TRUE
214 | bus_LV_2703-4_0_3_node_183 | 0.4 | n |  | TRUE
215 | bus_LV_2703-4_0_3_node_233 | 0.4 | n |  | TRUE
216 | bus_LV_2703-4_0_3_node_182 | 0.4 | n |  | TRUE
217 | bus_LV_2703-4_0_3_node_186 | 0.4 | n |  | TRUE
218 | bus_LV_2703-4_0_3_node_206 | 0.4 | n |  | TRUE
219 | bus_LV_2703-4_0_3_node_240 | 0.4 | n |  | TRUE
220 | bus_LV_2703-4_0_3_node_187 | 0.4 | n |  | TRUE
221 | bus_LV_2703-4_0_3_node_188 | 0.4 | n |  | TRUE
222 | bus_LV_2703-4_0_3_node_190 | 0.4 | n |  | TRUE
223 | bus_LV_2703-4_0_3_node_192 | 0.4 | n |  | TRUE
224 | bus_LV_2703-4_0_3_node_244 | 0.4 | n |  | TRUE
225 | bus_LV_2703-4_0_3_node_245 | 0.4 | n |  | TRUE
226 | bus_LV_2703-4_0_3_node_194 | 0.4 | n |  | TRUE
227 | bus_LV_2703-4_0_3_node_199 | 0.4 | n |  | TRUE
228 | bus_LV_2703-4_0_3_node_252 | 0.4 | n |  | TRUE
229 | bus_LV_2703-4_0_3_node_202 | 0.4 | n |  | TRUE
230 | bus_LV_2703-4_0_3_node_203 | 0.4 | n |  | TRUE
231 | bus_LV_2703-4_0_3_node_204 | 0.4 | n |  | TRUE
232 | bus_LV_2703-4_0_3_node_227 | 0.4 | n |  | TRUE
233 | bus_LV_2703-4_0_3_node_228 | 0.4 | n |  | TRUE
234 | bus_LV_2703-4_0_3_node_220 | 0.4 | n |  | TRUE
235 | bus_LV_2703-4_0_3_node_241 | 0.4 | n |  | TRUE
236 | bus_LV_2703-4_0_3_node_221 | 0.4 | n |  | TRUE
237 | bus_LV_2703-4_0_3_node_223 | 0.4 | n |  | TRUE
238 | bus_LV_2703-4_0_3_node_222 | 0.4 | n |  | TRUE
239 | bus_LV_2703-4_0_3_node_224 | 0.4 | n |  | TRUE
240 | bus_LV_2703-4_0_3_node_254 | 0.4 | n |  | TRUE
241 | bus_LV_2703-4_0_3_node_215 | 0.4 | n |  | TRUE
242 | bus_LV_2703-4_0_3_node_217 | 0.4 | n |  | TRUE
243 | bus_LV_2703-4_0_3_node_219 | 0.4 | n |  | TRUE
244 | bus_LV_2703-4_0_3_node_234 | 0.4 | n |  | TRUE
245 | bus_LV_2703-4_0_3_node_239 | 0.4 | n |  | TRUE
246 | bus_LV_2703-4_0_3_node_242 | 0.4 | n |  | TRUE
247 | bus_LV_2703-4_0_3_node_247 | 0.4 | n |  | TRUE
248 | bus_LV_2703-4_0_3_node_246 | 0.4 | n |  | TRUE
249 | bus_MV_347_0_node_84 | 20 | n |  | TRUE

## load
| name | bus | p_mw | q_mvar | const_z_percent | const_i_percent | sn_mva | scaling | in_service | type
0 | LV_2703-4_0_3_load_0 | 0 | 0.00089579 | 0.00022451 | 0 | 0 |  | 1 | TRUE | wye
1 | LV_2703-4_0_3_load_5 | 4 | 0.00056346 | 0.00014122 | 0 | 0 |  | 1 | TRUE | wye
2 | LV_2703-4_0_3_load_258 | 5 | 0.00064397 | 0.0001614 | 0 | 0 |  | 1 | TRUE | wye
3 | LV_2703-4_0_3_load_260 | 7 | 0.0006166 | 0.00015453 | 0 | 0 |  | 1 | TRUE | wye
4 | LV_2703-4_0_3_load_259 | 8 | 0.00062066 | 0.00015555 | 0 | 0 |  | 1 | TRUE | wye
5 | LV_2703-4_0_3_load_257 | 10 | 0.00063035 | 0.00015798 | 0 | 0 |  | 1 | TRUE | wye
6 | LV_2703-4_0_3_load_10 | 12 | 0.00057984 | 0.00014532 | 0 | 0 |  | 1 | TRUE | wye
7 | LV_2703-4_0_3_load_80 | 13 | 0.00060688 | 0.0001521 | 0 | 0 |  | 1 | TRUE | wye
8 | LV_2703-4_0_3_load_45 | 14 | 0.00086277 | 0.00021623 | 0 | 0 |  | 1 | TRUE | wye
9 | LV_2703-4_0_3_load_43 | 15 | 0.00049119 | 0.0001231 | 0 | 0 |  | 1 | TRUE | wye
10 | LV_2703-4_0_3_load_108 | 17 | 0.0014461 | 0.00036242 | 0 | 0 |  | 1 | TRUE | wye
11 | LV_2703-4_0_3_load_160 | 21 | 0.0037017 | 0.00092773 | 0 | 0 |  | 1 | TRUE | wye
12 | LV_2703-4_0_3_load_39 | 24 | 0.003573 | 0.00089547 | 0 | 0 |  | 1 | TRUE | wye
13 | LV_2703-4_0_3_load_261 | 28 | 0.00091338 | 0.00022891 | 0 | 0 |  | 1 | TRUE | wye
14 | LV_2703-4_0_3_load_249 | 32 | 0.0078683 | 0.001972 | 0 | 0 |  | 1 | TRUE | wye
15 | LV_2703-4_0_3_load_139 | 34 | 0.0018424 | 0.00046174 | 0 | 0 |  | 1 | TRUE | wye
16 | LV_2703-4_0_3_load_71 | 36 | 0.00085069 | 0.0002132 | 0 | 0 |  | 1 | TRUE | wye
17 | LV_2703-4_0_3_load_94 | 39 | 0.0007119 | 0.00017842 | 0 | 0 |  | 1 | TRUE | wye
18 | LV_2703-4_0_3_load_236 | 40 | 0.00071377 | 0.00017889 | 0 | 0 |  | 1 | TRUE | wye
19 | LV_2703-4_0_3_load_126 | 42 | 0.00026826 | 6.7233e-05 | 0 | 0 |  | 1 | TRUE | wye
20 | LV_2703-4_0_3_load_250 | 44 | 0.0057759 | 0.0014476 | 0 | 0 |  | 1 | TRUE | wye
21 | LV_2703-4_0_3_load_97 | 47 | 0.0025592 | 0.00064139 | 0 | 0 |  | 1 | TRUE | wye
22 | LV_2703-4_0_3_load_146 | 49 | 0.003698 | 0.00092681 | 0 | 0 |  | 1 | TRUE | wye
23 | LV_2703-4_0_3_load_49 | 51 | 0.0049572 | 0.0012424 | 0 | 0 |  | 1 | TRUE | wye
24 | LV_2703-4_0_3_load_143 | 53 | 0.0018432 | 0.00046195 | 0 | 0 |  | 1 | TRUE | wye
25 | LV_2703-4_0_3_load_263 | 54 | 0.002519 | 0.00063131 | 0 | 0 |  | 1 | TRUE | wye
26 | LV_2703-4_0_3_load_11 | 55 | 0.00024797 | 6.2148e-05 | 0 | 0 |  | 1 | TRUE | wye
27 | LV_2703-4_0_3_load_50 | 58 | 0.008964 | 0.0022466 | 0 | 0 |  | 1 | TRUE | wye
28 | LV_2703-4_0_3_load_44 | 60 | 0.00060623 | 0.00015193 | 0 | 0 |  | 1 | TRUE | wye
29 | LV_2703-4_0_3_load_41 | 61 | 0.00060635 | 0.00015196 | 0 | 0 |  | 1 | TRUE | wye
30 | LV_2703-4_0_3_load_69 | 62 | 0.0012421 | 0.00031129 | 0 | 0 |  | 1 | TRUE | wye
31 | LV_2703-4_0_3_load_65 | 65 | 0.00088937 | 0.0002229 | 0 | 0 |  | 1 | TRUE | wye
32 | LV_2703-4_0_3_load_99 | 66 | 0.00070965 | 0.00017786 | 0 | 0 |  | 1 | TRUE | wye
33 | LV_2703-4_0_3_load_140 | 67 | 0.00059197 | 0.00014836 | 0 | 0 |  | 1 | TRUE | wye
34 | LV_2703-4_0_3_load_91 | 69 | 0.000751 | 0.00018822 | 0 | 0 |  | 1 | TRUE | wye
35 | LV_2703-4_0_3_load_235 | 70 | 0.00057389 | 0.00014383 | 0 | 0 |  | 1 | TRUE | wye
36 | LV_2703-4_0_3_load_96 | 71 | 0.00075494 | 0.00018921 | 0 | 0 |  | 1 | TRUE | wye
37 | LV_2703-4_0_3_load_154 | 72 | 0.0025256 | 0.00063298 | 0 | 0 |  | 1 | TRUE | wye
38 | LV_2703-4_0_3_load_46 | 73 | 0.0031425 | 0.00078757 | 0 | 0 |  | 1 | TRUE | wye
39 | LV_2703-4_0_3_load_144 | 76 | 0.0010609 | 0.00026588 | 0 | 0 |  | 1 | TRUE | wye
40 | LV_2703-4_0_3_load_248 | 77 | 0.002851 | 0.00071453 | 0 | 0 |  | 1 | TRUE | wye
41 | LV_2703-4_0_3_load_145 | 78 | 0.0039774 | 0.00099683 | 0 | 0 |  | 1 | TRUE | wye
42 | LV_2703-4_0_3_load_40 | 79 | 0.0004924 | 0.00012341 | 0 | 0 |  | 1 | TRUE | wye
43 | LV_2703-4_0_3_load_42 | 80 | 0.00048568 | 0.00012172 | 0 | 0 |  | 1 | TRUE | wye
44 | LV_2703-4_0_3_load_47 | 81 | 0.0031189 | 0.00078167 | 0 | 0 |  | 1 | TRUE | wye
45 | LV_2703-4_0_3_load_51 | 82 | 0.0029683 | 0.00074392 | 0 | 0 |  | 1 | TRUE | wye
46 | LV_2703-4_0_3_load_85 | 85 | 0.0018922 | 0.00047424 | 0 | 0 |  | 1 | TRUE | wye
47 | LV_2703-4_0_3_load_262 | 87 | 0.017882 | 0.0044816 | 0 | 0 |  | 1 | TRUE | wye
48 | LV_2703-4_0_3_load_253 | 90 | 0.007046 | 0.0017659 | 0 | 0 |  | 1 | TRUE | wye
49 | LV_2703-4_0_3_load_255 | 91 | 0.0044297 | 0.0011102 | 0 | 0 |  | 1 | TRUE | wye
50 | LV_2703-4_0_3_load_133 | 94 | 0.0030374 | 0.00076124 | 0 | 0 |  | 1 | TRUE | wye
51 | LV_2703-4_0_3_load_251 | 95 | 0.0010473 | 0.00026249 | 0 | 0 |  | 1 | TRUE | wye
52 | LV_2703-4_0_3_load_72 | 96 | 0.0011066 | 0.00027734 | 0 | 0 |  | 1 | TRUE | wye
53 | LV_2703-4_0_3_load_256 | 97 | 0.0044269 | 0.0011095 | 0 | 0 |  | 1 | TRUE | wye
54 | LV_2703-4_0_3_load_213 | 98 | 0.0028381 | 0.00071129 | 0 | 0 |  | 1 | TRUE | wye
55 | LV_2703-4_0_3_load_122 | 102 | 0.0016426 | 0.00041168 | 0 | 0 |  | 1 | TRUE | wye
56 | LV_2703-4_0_3_load_117 | 104 | 0.00059583 | 0.00014933 | 0 | 0 |  | 1 | TRUE | wye
57 | LV_2703-4_0_3_load_131 | 106 | 0.0025507 | 0.00063927 | 0 | 0 |  | 1 | TRUE | wye
58 | LV_2703-4_0_3_load_132 | 108 | 0.0029622 | 0.0007424 | 0 | 0 |  | 1 | TRUE | wye
59 | LV_2703-4_0_3_load_59 | 109 | 0.00035713 | 8.9504e-05 | 0 | 0 |  | 1 | TRUE | wye
60 | LV_2703-4_0_3_load_60 | 110 | 0.00021933 | 5.4969e-05 | 0 | 0 |  | 1 | TRUE | wye
61 | LV_2703-4_0_3_load_62 | 112 | 0.0024816 | 0.00062194 | 0 | 0 |  | 1 | TRUE | wye
62 | LV_2703-4_0_3_load_63 | 113 | 0.00014778 | 3.7038e-05 | 0 | 0 |  | 1 | TRUE | wye
63 | LV_2703-4_0_3_load_64 | 114 | 0.001901 | 0.00047644 | 0 | 0 |  | 1 | TRUE | wye
64 | LV_2703-4_0_3_load_66 | 115 | 0.0014432 | 0.00036169 | 0 | 0 |  | 1 | TRUE | wye
65 | LV_2703-4_0_3_load_67 | 116 | 0.00075486 | 0.00018919 | 0 | 0 |  | 1 | TRUE | wye
66 | LV_2703-4_0_3_load_68 | 117 | 0.0011251 | 0.00028198 | 0 | 0 |  | 1 | TRUE | wye
67 | LV_2703-4_0_3_load_70 | 118 | 0.00089078 | 0.00022325 | 0 | 0 |  | 1 | TRUE | wye
68 | LV_2703-4_0_3_load_73 | 119 | 0.00062397 | 0.00015638 | 0 | 0 |  | 1 | TRUE | wye
69 | LV_2703-4_0_3_load_74 | 120 | 0.0004541 | 0.00011381 | 0 | 0 |  | 1 | TRUE | wye
70 | LV_2703-4_0_3_load_75 | 121 | 0.00056113 | 0.00014063 | 0 | 0 |  | 1 | TRUE | wye
71 | LV_2703-4_0_3_load_76 | 122 | 0.00059071 | 0.00014805 | 0 | 0 |  | 1 | TRUE | wye
72 | LV_2703-4_0_3_load_77 | 123 | 0.00056458 | 0.0001415 | 0 | 0 |  | 1 | TRUE | wye
73 | LV_2703-4_0_3_load_78 | 124 | 0.000561 | 0.0001406 | 0 | 0 |  | 1 | TRUE | wye
74 | LV_2703-4_0_3_load_79 | 125 | 0.00056355 | 0.00014124 | 0 | 0 |  | 1 | TRUE | wye
75 | LV_2703-4_0_3_load_198 | 126 | 0.00056373 | 0.00014128 | 0 | 0 |  | 1 | TRUE | wye
76 | LV_2703-4_0_3_load_210 | 127 | 0.00059602 | 0.00014938 | 0 | 0 |  | 1 | TRUE | wye
77 | LV_2703-4_0_3_load_196 | 128 | 0.00059594 | 0.00014936 | 0 | 0 |  | 1 | TRUE | wye
78 | LV_2703-4_0_3_load_147 | 130 | 0.00089499 | 0.00022431 | 0 | 0 |  | 1 | TRUE | wye
79 | LV_2703-4_0_3_load_87 | 131 | 0.00069782 | 0.00017489 | 0 | 0 |  | 1 | TRUE | wye
80 | LV_2703-4_0_3_load_238 | 132 | 0.00099187 | 0.00024859 | 0 | 0 |  | 1 | TRUE | wye
81 | LV_2703-4_0_3_load_103 | 133 | 0.00069638 | 0.00017453 | 0 | 0 |  | 1 | TRUE | wye
82 | LV_2703-4_0_3_load_88 | 134 | 0.0031899 | 0.00079946 | 0 | 0 |  | 1 | TRUE | wye
83 | LV_2703-4_0_3_load_89 | 135 | 0.00071636 | 0.00017954 | 0 | 0 |  | 1 | TRUE | wye
84 | LV_2703-4_0_3_load_92 | 137 | 0.00071256 | 0.00017859 | 0 | 0 |  | 1 | TRUE | wye
85 | LV_2703-4_0_3_load_93 | 138 | 0.00071444 | 0.00017906 | 0 | 0 |  | 1 | TRUE | wye
86 | LV_2703-4_0_3_load_95 | 139 | 0.00071546 | 0.00017931 | 0 | 0 |  | 1 | TRUE | wye
87 | LV_2703-4_0_3_load_161 | 140 | 0.00071424 | 0.00017901 | 0 | 0 |  | 1 | TRUE | wye
88 | LV_2703-4_0_3_load_100 | 142 | 0.00069688 | 0.00017465 | 0 | 0 |  | 1 | TRUE | wye
89 | LV_2703-4_0_3_load_102 | 143 | 0.00069436 | 0.00017402 | 0 | 0 |  | 1 | TRUE | wye
90 | LV_2703-4_0_3_load_197 | 144 | 0.0045137 | 0.0011312 | 0 | 0 |  | 1 | TRUE | wye
91 | LV_2703-4_0_3_load_193 | 145 | 0.00045301 | 0.00011353 | 0 | 0 |  | 1 | TRUE | wye
92 | LV_2703-4_0_3_load_105 | 146 | 0.005878 | 0.0014732 | 0 | 0 |  | 1 | TRUE | wye
93 | LV_2703-4_0_3_load_109 | 147 | 0.001463 | 0.00036666 | 0 | 0 |  | 1 | TRUE | wye
94 | LV_2703-4_0_3_load_110 | 148 | 0.00048676 | 0.00012199 | 0 | 0 |  | 1 | TRUE | wye
95 | LV_2703-4_0_3_load_111 | 149 | 0.00048539 | 0.00012165 | 0 | 0 |  | 1 | TRUE | wye
96 | LV_2703-4_0_3_load_112 | 150 | 0.00048706 | 0.00012207 | 0 | 0 |  | 1 | TRUE | wye
97 | LV_2703-4_0_3_load_113 | 151 | 0.00047666 | 0.00011946 | 0 | 0 |  | 1 | TRUE | wye
98 | LV_2703-4_0_3_load_114 | 152 | 0.00048717 | 0.0001221 | 0 | 0 |  | 1 | TRUE | wye
99 | LV_2703-4_0_3_load_127 | 153 | 0.00049433 | 0.00012389 | 0 | 0 |  | 1 | TRUE | wye
100 | LV_2703-4_0_3_load_184 | 154 | 0.0012346 | 0.00030942 | 0 | 0 |  | 1 | TRUE | wye
101 | LV_2703-4_0_3_load_128 | 155 | 0.00048565 | 0.00012171 | 0 | 0 |  | 1 | TRUE | wye
102 | LV_2703-4_0_3_load_185 | 156 | 0.0015117 | 0.00037886 | 0 | 0 |  | 1 | TRUE | wye
103 | LV_2703-4_0_3_load_115 | 157 | 0.00056468 | 0.00014152 | 0 | 0 |  | 1 | TRUE | wye
104 | LV_2703-4_0_3_load_116 | 158 | 0.0005644 | 0.00014145 | 0 | 0 |  | 1 | TRUE | wye
105 | LV_2703-4_0_3_load_118 | 159 | 0.001391 | 0.00034863 | 0 | 0 |  | 1 | TRUE | wye
106 | LV_2703-4_0_3_load_120 | 160 | 0.00059584 | 0.00014933 | 0 | 0 |  | 1 | TRUE | wye
107 | LV_2703-4_0_3_load_151 | 161 | 0.00055701 | 0.0001396 | 0 | 0 |  | 1 | TRUE | wye
108 | LV_2703-4_0_3_load_149 | 162 | 0.00056347 | 0.00014122 | 0 | 0 |  | 1 | TRUE | wye
109 | LV_2703-4_0_3_load_207 | 163 | 0.00044592 | 0.00011176 | 0 | 0 |  | 1 | TRUE | wye
110 | LV_2703-4_0_3_load_129 | 164 | 0.00048575 | 0.00012174 | 0 | 0 |  | 1 | TRUE | wye
111 | LV_2703-4_0_3_load_130 | 165 | 0.00048566 | 0.00012172 | 0 | 0 |  | 1 | TRUE | wye
112 | LV_2703-4_0_3_load_135 | 166 | 0.00049003 | 0.00012281 | 0 | 0 |  | 1 | TRUE | wye
113 | LV_2703-4_0_3_load_171 | 167 | 0.00044455 | 0.00011141 | 0 | 0 |  | 1 | TRUE | wye
114 | LV_2703-4_0_3_load_137 | 168 | 0.0006106 | 0.00015303 | 0 | 0 |  | 1 | TRUE | wye
115 | LV_2703-4_0_3_load_218 | 170 | 0.00075286 | 0.00018869 | 0 | 0 |  | 1 | TRUE | wye
116 | LV_2703-4_0_3_load_214 | 171 | 0.001154 | 0.00028922 | 0 | 0 |  | 1 | TRUE | wye
117 | LV_2703-4_0_3_load_225 | 172 | 0.00056208 | 0.00014087 | 0 | 0 |  | 1 | TRUE | wye
118 | LV_2703-4_0_3_load_179 | 173 | 0.00075272 | 0.00018865 | 0 | 0 |  | 1 | TRUE | wye
119 | LV_2703-4_0_3_load_226 | 174 | 0.00061069 | 0.00015305 | 0 | 0 |  | 1 | TRUE | wye
120 | LV_2703-4_0_3_load_237 | 175 | 0.00057214 | 0.00014339 | 0 | 0 |  | 1 | TRUE | wye
121 | LV_2703-4_0_3_load_141 | 176 | 0.00056402 | 0.00014136 | 0 | 0 |  | 1 | TRUE | wye
122 | LV_2703-4_0_3_load_142 | 177 | 0.00056144 | 0.00014071 | 0 | 0 |  | 1 | TRUE | wye
123 | LV_2703-4_0_3_load_208 | 178 | 0.00045596 | 0.00011427 | 0 | 0 |  | 1 | TRUE | wye
124 | LV_2703-4_0_3_load_148 | 180 | 0.00045353 | 0.00011367 | 0 | 0 |  | 1 | TRUE | wye
125 | LV_2703-4_0_3_load_150 | 181 | 0.00059478 | 0.00014907 | 0 | 0 |  | 1 | TRUE | wye
126 | LV_2703-4_0_3_load_152 | 182 | 0.00045644 | 0.00011439 | 0 | 0 |  | 1 | TRUE | wye
127 | LV_2703-4_0_3_load_155 | 184 | 0.0021789 | 0.00054608 | 0 | 0 |  | 1 | TRUE | wye
128 | LV_2703-4_0_3_load_158 | 186 | 0.0038826 | 0.00097306 | 0 | 0 |  | 1 | TRUE | wye
129 | LV_2703-4_0_3_load_159 | 187 | 0.00075458 | 0.00018912 | 0 | 0 |  | 1 | TRUE | wye
130 | LV_2703-4_0_3_load_201 | 188 | 0.00071308 | 0.00017871 | 0 | 0 |  | 1 | TRUE | wye
131 | LV_2703-4_0_3_load_230 | 189 | 0.0033479 | 0.00083906 | 0 | 0 |  | 1 | TRUE | wye
132 | LV_2703-4_0_3_load_231 | 190 | 0.0011661 | 0.00029225 | 0 | 0 |  | 1 | TRUE | wye
133 | LV_2703-4_0_3_load_229 | 191 | 0.0015111 | 0.00037872 | 0 | 0 |  | 1 | TRUE | wye
134 | LV_2703-4_0_3_load_200 | 192 | 0.00057371 | 0.00014379 | 0 | 0 |  | 1 | TRUE | wye
135 | LV_2703-4_0_3_load_163 | 193 | 0.00075391 | 0.00018895 | 0 | 0 |  | 1 | TRUE | wye
136 | LV_2703-4_0_3_load_164 | 194 | 0.00071067 | 0.00017811 | 0 | 0 |  | 1 | TRUE | wye
137 | LV_2703-4_0_3_load_205 | 195 | 0.00075299 | 0.00018872 | 0 | 0 |  | 1 | TRUE | wye
138 | LV_2703-4_0_3_load_180 | 196 | 0.00071676 | 0.00017964 | 0 | 0 |  | 1 | TRUE | wye
139 | LV_2703-4_0_3_load_181 | 197 | 0.00071299 | 0.00017869 | 0 | 0 |  | 1 | TRUE | wye
140 | LV_2703-4_0_3_load_165 | 198 | 0.00045472 | 0.00011396 | 0 | 0 |  | 1 | TRUE | wye
141 | LV_2703-4_0_3_load_166 | 199 | 0.00045368 | 0.0001137 | 0 | 0 |  | 1 | TRUE | wye
142 | LV_2703-4_0_3_load_167 | 200 | 0.00046076 | 0.00011548 | 0 | 0 |  | 1 | TRUE | wye
143 | LV_2703-4_0_3_load_168 | 201 | 0.00059658 | 0.00014952 | 0 | 0 |  | 1 | TRUE | wye
144 | LV_2703-4_0_3_load_169 | 202 | 0.00048579 | 0.00012175 | 0 | 0 |  | 1 | TRUE | wye
145 | LV_2703-4_0_3_load_170 | 203 | 0.00046311 | 0.00011607 | 0 | 0 |  | 1 | TRUE | wye
146 | LV_2703-4_0_3_load_191 | 204 | 0.001126 | 0.00028221 | 0 | 0 |  | 1 | TRUE | wye
147 | LV_2703-4_0_3_load_189 | 205 | 0.0011235 | 0.00028158 | 0 | 0 |  | 1 | TRUE | wye
148 | LV_2703-4_0_3_load_172 | 206 | 0.00045392 | 0.00011376 | 0 | 0 |  | 1 | TRUE | wye
149 | LV_2703-4_0_3_load_173 | 207 | 0.00048459 | 0.00012145 | 0 | 0 |  | 1 | TRUE | wye
150 | LV_2703-4_0_3_load_174 | 208 | 0.00056188 | 0.00014082 | 0 | 0 |  | 1 | TRUE | wye
151 | LV_2703-4_0_3_load_176 | 210 | 0.00056307 | 0.00014112 | 0 | 0 |  | 1 | TRUE | wye
152 | LV_2703-4_0_3_load_177 | 211 | 0.00071304 | 0.0001787 | 0 | 0 |  | 1 | TRUE | wye
153 | LV_2703-4_0_3_load_178 | 212 | 0.00075167 | 0.00018839 | 0 | 0 |  | 1 | TRUE | wye
154 | LV_2703-4_0_3_load_232 | 213 | 0.00070854 | 0.00017758 | 0 | 0 |  | 1 | TRUE | wye
155 | LV_2703-4_0_3_load_183 | 214 | 0.00071532 | 0.00017928 | 0 | 0 |  | 1 | TRUE | wye
156 | LV_2703-4_0_3_load_233 | 215 | 0.00056102 | 0.0001406 | 0 | 0 |  | 1 | TRUE | wye
157 | LV_2703-4_0_3_load_182 | 216 | 0.00071379 | 0.00017889 | 0 | 0 |  | 1 | TRUE | wye
158 | LV_2703-4_0_3_load_186 | 217 | 0.00115 | 0.00028822 | 0 | 0 |  | 1 | TRUE | wye
159 | LV_2703-4_0_3_load_206 | 218 | 0.0011444 | 0.00028681 | 0 | 0 |  | 1 | TRUE | wye
160 | LV_2703-4_0_3_load_240 | 219 | 0.0015111 | 0.00037871 | 0 | 0 |  | 1 | TRUE | wye
161 | LV_2703-4_0_3_load_187 | 220 | 0.00066841 | 0.00016752 | 0 | 0 |  | 1 | TRUE | wye
162 | LV_2703-4_0_3_load_188 | 221 | 0.0011628 | 0.00029142 | 0 | 0 |  | 1 | TRUE | wye
163 | LV_2703-4_0_3_load_190 | 222 | 0.0020461 | 0.0005128 | 0 | 0 |  | 1 | TRUE | wye
164 | LV_2703-4_0_3_load_192 | 223 | 0.0011734 | 0.00029408 | 0 | 0 |  | 1 | TRUE | wye
165 | LV_2703-4_0_3_load_244 | 224 | 0.0011042 | 0.00027674 | 0 | 0 |  | 1 | TRUE | wye
166 | LV_2703-4_0_3_load_245 | 225 | 0.0011284 | 0.00028279 | 0 | 0 |  | 1 | TRUE | wye
167 | LV_2703-4_0_3_load_194 | 226 | 0.00045357 | 0.00011368 | 0 | 0 |  | 1 | TRUE | wye
168 | LV_2703-4_0_3_load_252 | 228 | 0.0028376 | 0.00071116 | 0 | 0 |  | 1 | TRUE | wye
169 | LV_2703-4_0_3_load_202 | 229 | 0.00071317 | 0.00017874 | 0 | 0 |  | 1 | TRUE | wye
170 | LV_2703-4_0_3_load_203 | 230 | 0.0007129 | 0.00017867 | 0 | 0 |  | 1 | TRUE | wye
171 | LV_2703-4_0_3_load_228 | 233 | 0.00057289 | 0.00014358 | 0 | 0 |  | 1 | TRUE | wye
172 | LV_2703-4_0_3_load_220 | 234 | 0.00061322 | 0.00015369 | 0 | 0 |  | 1 | TRUE | wye
173 | LV_2703-4_0_3_load_221 | 236 | 0.00061451 | 0.00015401 | 0 | 0 |  | 1 | TRUE | wye
174 | LV_2703-4_0_3_load_223 | 237 | 0.00075531 | 0.0001893 | 0 | 0 |  | 1 | TRUE | wye
175 | LV_2703-4_0_3_load_222 | 238 | 0.00071283 | 0.00017865 | 0 | 0 |  | 1 | TRUE | wye
176 | LV_2703-4_0_3_load_224 | 239 | 0.00057423 | 0.00014392 | 0 | 0 |  | 1 | TRUE | wye
177 | LV_2703-4_0_3_load_254 | 240 | 0.0028365 | 0.00071091 | 0 | 0 |  | 1 | TRUE | wye
178 | LV_2703-4_0_3_load_215 | 241 | 0.0014293 | 0.00035821 | 0 | 0 |  | 1 | TRUE | wye
179 | LV_2703-4_0_3_load_217 | 242 | 0.001433 | 0.00035915 | 0 | 0 |  | 1 | TRUE | wye
180 | LV_2703-4_0_3_load_219 | 243 | 0.001432 | 0.00035889 | 0 | 0 |  | 1 | TRUE | wye
181 | LV_2703-4_0_3_load_234 | 244 | 0.00071619 | 0.00017949 | 0 | 0 |  | 1 | TRUE | wye
182 | LV_2703-4_0_3_load_239 | 245 | 0.0011275 | 0.00028257 | 0 | 0 |  | 1 | TRUE | wye
183 | LV_2703-4_0_3_load_242 | 246 | 0.0011769 | 0.00029496 | 0 | 0 |  | 1 | TRUE | wye
184 | LV_2703-4_0_3_load_247 | 247 | 0.0011677 | 0.00029265 | 0 | 0 |  | 1 | TRUE | wye
185 | LV_2703-4_0_3_load_246 | 248 | 0.0011295 | 0.00028308 | 0 | 0 |  | 1 | TRUE | wye

## ext_grid
| name | bus | vm_pu | va_degree | slack_weight | in_service
0 |  | 196 | 1 | 0 | 1 | TRUE

## line
| name | std_type | from_bus | to_bus | length_km | r_ohm_per_km | x_ohm_per_km | c_nf_per_km | g_us_per_km | max_i_ka | df | parallel | type | in_service
0 | LV_2703-4_0_3_line_0 |  | 0 | 1 | 0.055543 | 0.125 | 0.08 | 261 | 0 | 0.364 | 1 | 1 | cs | TRUE
1 | LV_2703-4_0_3_line_1 |  | 0 | 2 | 0.038382 | 0.125 | 0.08 | 261 | 0 | 0.364 | 1 | 1 | cs | TRUE
2 | LV_2703-4_0_3_line_2 |  | 1 | 3 | 0.077961 | 0.125 | 0.08 | 261 | 0 | 0.364 | 1 | 1 | cs | TRUE
3 | LV_2703-4_0_3_line_3 |  | 2 | 4 | 0.068313 | 0.125 | 0.08 | 261 | 0 | 0.364 | 1 | 1 | cs | TRUE
4 | LV_2703-4_0_3_line_4 |  | 3 | 5 | 0.034139 | 0.125 | 0.08 | 261 | 0 | 0.364 | 1 | 1 | cs | TRUE
5 | LV_2703-4_0_3_line_5 |  | 4 | 9 | 0.042473 | 0.125 | 0.08 | 261 | 0 | 0.364 | 1 | 1 | cs | TRUE
6 | LV_2703-4_0_3_line_6 |  | 5 | 10 | 0.013494 | 0.125 | 0.08 | 261 | 0 | 0.364 | 1 | 1 | cs | TRUE
7 | LV_2703-4_0_3_line_7 |  | 6 | 7 | 0.0025637 | 0.125 | 0.08 | 261 | 0 | 0.364 | 1 | 1 | cs | TRUE
8 | LV_2703-4_0_3_line_8 |  | 6 | 8 | 0.011026 | 0.125 | 0.08 | 261 | 0 | 0.364 | 1 | 1 | cs | TRUE
9 | LV_2703-4_0_3_line_9 |  | 8 | 10 | 0.013493 | 0.125 | 0.08 | 261 | 0 | 0.364 | 1 | 1 | cs | TRUE
10 | LV_2703-4_0_3_line_10 |  | 9 | 11 | 0.043129 | 0.125 | 0.08 | 261 | 0 | 0.364 | 1 | 1 | cs | TRUE
11 | LV_2703-4_0_3_line_11 |  | 11 | 12 | 0.032571 | 0.125 | 0.08 | 261 | 0 | 0.364 | 1 | 1 | cs | TRUE
12 | LV_2703-4_0_3_line_12 |  | 12 | 13 | 0.05629 | 0.125 | 0.08 | 261 | 0 | 0.364 | 1 | 1 | cs | TRUE
13 | LV_2703-4_0_3_line_13 |  | 13 | 52 | 0.017708 | 0.125 | 0.08 | 261 | 0 | 0.364 | 1 | 1 | cs | TRUE
14 | LV_2703-4_0_3_line_14 |  | 14 | 15 | 0.019519 | 0.125 | 0.08 | 261 | 0 | 0.364 | 1 | 1 | cs | TRUE
15 | LV_2703-4_0_3_line_15 |  | 15 | 80 | 0.013298 | 0.125 | 0.08 | 261 | 0 | 0.364 | 1 | 1 | cs | TRUE
16 | LV_2703-4_0_3_line_16 |  | 16 | 17 | 0.033101 | 0.125 | 0.08 | 261 | 0 | 0.364 | 1 | 1 | cs | TRUE
17 | LV_2703-4_0_3_line_17 |  | 16 | 18 | 0.17954 | 0.125 | 0.08 | 261 | 0 | 0.364 | 1 | 1 | cs | TRUE
18 | LV_2703-4_0_3_line_18 |  | 16 | 19 | 0.019519 | 0.125 | 0.08 | 261 | 0 | 0.364 | 1 | 1 | cs | TRUE
19 | LV_2703-4_0_3_line_19 |  | 18 | 41 | 0.060078 | 0.125 | 0.08 | 261 | 0 | 0.364 | 1 | 1 | cs | TRUE
20 | LV_2703-4_0_3_line_20 |  | 18 | 42 | 0.084197 | 0.125 | 0.08 | 261 | 0 | 0.364 | 1 | 1 | cs | TRUE
21 | LV_2703-4_0_3_line_21 |  | 19 | 68 | 0.023768 | 0.125 | 0.08 | 261 | 0 | 0.364 | 1 | 1 | cs | TRUE
22 | LV_2703-4_0_3_line_22 |  | 20 | 21 | 0.027372 | 0.125 | 0.08 | 261 | 0 | 0.364 | 1 | 1 | cs | TRUE
23 | LV_2703-4_0_3_line_23 |  | 20 | 22 | 0.029309 | 0.125 | 0.08 | 261 | 0 | 0.364 | 1 | 1 | cs | TRUE
24 | LV_2703-4_0_3_line_24 |  | 21 | 48 | 0.0026521 | 0.125 | 0.08 | 261 | 0 | 0.364 | 1 | 1 | cs | TRUE
25 | LV_2703-4_0_3_line_25 |  | 22 | 71 | 0.016171 | 0.125 | 0.08 | 261 | 0 | 0.364 | 1 | 2 | cs | TRUE
26 | LV_2703-4_0_3_line_26 |  | 22 | 72 | 0.0064612 | 0.125 | 0.08 | 261 | 0 | 0.364 | 1 | 1 | cs | TRUE
27 | LV_2703-4_0_3_line_27 |  | 23 | 24 | 0.018145 | 0.125 | 0.08 | 261 | 0 | 0.364 | 1 | 1 | cs | TRUE
28 | LV_2703-4_0_3_line_28 |  | 23 | 25 | 0.14038 | 0.125 | 0.08 | 261 | 0 | 0.364 | 1 | 1 | cs | TRUE
29 | LV_2703-4_0_3_line_29 |  | 24 | 57 | 0.016792 | 0.125 | 0.08 | 261 | 0 | 0.364 | 1 | 1 | cs | TRUE
30 | LV_2703-4_0_3_line_30 |  | 25 | 33 | 0.026915 | 0.125 | 0.08 | 261 | 0 | 0.364 | 1 | 1 | cs | TRUE
31 | LV_2703-4_0_3_line_31 |  | 25 | 34 | 0.0035296 | 0.125 | 0.08 | 261 | 0 | 0.364 | 1 | 1 | cs | TRUE
32 | LV_2703-4_0_3_line_32 |  | 26 | 27 | 0.18546 | 0.125 | 0.08 | 261 | 0 | 0.364 | 1 | 1 | cs | TRUE
33 | LV_2703-4_0_3_line_33 |  | 26 | 28 | 0.030044 | 0.125 | 0.08 | 261 | 0 | 0.364 | 1 | 1 | cs | TRUE
34 | LV_2703-4_0_3_line_34 |  | 26 | 29 | 0.19983 | 0.125 | 0.08 | 261 | 0 | 0.364 | 1 | 1 | cs | TRUE
35 | LV_2703-4_0_3_line_35 |  | 27 | 54 | 0.014845 | 0.125 | 0.08 | 261 | 0 | 0.364 | 1 | 1 | cs | TRUE
36 | LV_2703-4_0_3_line_36 |  | 29 | 55 | 0.012801 | 0.125 | 0.08 | 261 | 0 | 0.364 | 1 | 1 | cs | TRUE
37 | LV_2703-4_0_3_line_37 |  | 30 | 31 | 0.024096 | 0.125 | 0.08 | 261 | 0 | 0.364 | 1 | 1 | cs | TRUE
38 | LV_2703-4_0_3_line_38 |  | 30 | 32 | 0.017194 | 0.125 | 0.08 | 261 | 0 | 0.364 | 1 | 1 | cs | TRUE
39 | LV_2703-4_0_3_line_39 |  | 31 | 43 | 0.078058 | 0.125 | 0.08 | 261 | 0 | 0.364 | 1 | 1 | cs | TRUE
40 | LV_2703-4_0_3_line_40 |  | 31 | 44 | 0.018495 | 0.125 | 0.08 | 261 | 0 | 0.364 | 1 | 1 | cs | TRUE
41 | LV_2703-4_0_3_line_41 |  | 33 | 53 | 0.025812 | 0.125 | 0.08 | 261 | 0 | 0.364 | 1 | 1 | cs | TRUE
42 | LV_2703-4_0_3_line_42 |  | 33 | 35 | 0.047655 | 0.125 | 0.08 | 261 | 0 | 0.364 | 1 | 1 | cs | TRUE
43 | LV_2703-4_0_3_line_43 |  | 34 | 67 | 0.016434 | 0.125 | 0.08 | 261 | 0 | 0.364 | 1 | 1 | cs | TRUE
44 | LV_2703-4_0_3_line_44 |  | 35 | 36 | 0.017349 | 0.125 | 0.08 | 261 | 0 | 0.364 | 1 | 1 | cs | TRUE
45 | LV_2703-4_0_3_line_45 |  | 35 | 37 | 0.082177 | 0.125 | 0.08 | 261 | 0 | 0.364 | 1 | 1 | cs | TRUE
46 | LV_2703-4_0_3_line_46 |  | 36 | 62 | 0.0026276 | 0.125 | 0.08 | 261 | 0 | 0.364 | 1 | 1 | cs | TRUE
47 | LV_2703-4_0_3_line_47 |  | 37 | 65 | 0.026794 | 0.125 | 0.08 | 261 | 0 | 0.364 | 1 | 1 | cs | TRUE
48 | LV_2703-4_0_3_line_48 |  | 37 | 66 | 0.018176 | 0.125 | 0.08 | 261 | 0 | 0.364 | 1 | 1 | cs | TRUE
49 | LV_2703-4_0_3_line_49 |  | 38 | 39 | 0.019641 | 0.125 | 0.08 | 261 | 0 | 0.364 | 1 | 1 | cs | TRUE
50 | LV_2703-4_0_3_line_50 |  | 38 | 40 | 0.020346 | 0.125 | 0.08 | 261 | 0 | 0.364 | 1 | 1 | cs | TRUE
51 | LV_2703-4_0_3_line_51 |  | 39 | 69 | 4.7499e-05 | 0.125 | 0.08 | 261 | 0 | 0.364 | 1 | 1 | cs | TRUE
52 | LV_2703-4_0_3_line_52 |  | 40 | 70 | 0.005262 | 0.125 | 0.08 | 261 | 0 | 0.364 | 1 | 1 | cs | TRUE
53 | LV_2703-4_0_3_line_53 |  | 41 | 60 | 0.032634 | 0.125 | 0.08 | 261 | 0 | 0.364 | 1 | 1 | cs | TRUE
54 | LV_2703-4_0_3_line_54 |  | 41 | 61 | 0.023111 | 0.125 | 0.08 | 261 | 0 | 0.364 | 1 | 1 | cs | TRUE
55 | LV_2703-4_0_3_line_55 |  | 43 | 58 | 0.0083747 | 0.125 | 0.08 | 261 | 0 | 0.364 | 1 | 1 | cs | TRUE
56 | LV_2703-4_0_3_line_56 |  | 43 | 59 | 0.015848 | 0.125 | 0.08 | 261 | 0 | 0.364 | 1 | 1 | cs | TRUE
57 | LV_2703-4_0_3_line_57 |  | 45 | 46 | 0.014278 | 0.125 | 0.08 | 261 | 0 | 0.364 | 1 | 1 | cs | TRUE
58 | LV_2703-4_0_3_line_58 |  | 45 | 47 | 0.013375 | 0.125 | 0.08 | 261 | 0 | 0.364 | 1 | 1 | cs | TRUE
59 | LV_2703-4_0_3_line_59 |  | 46 | 78 | 0.014019 | 0.125 | 0.08 | 261 | 0 | 0.364 | 1 | 1 | cs | TRUE
60 | LV_2703-4_0_3_line_60 |  | 46 | 49 | 0.016471 | 0.125 | 0.08 | 261 | 0 | 0.364 | 1 | 1 | cs | TRUE
61 | LV_2703-4_0_3_line_61 |  | 47 | 58 | 0.016237 | 0.125 | 0.08 | 261 | 0 | 0.364 | 1 | 1 | cs | TRUE
62 | LV_2703-4_0_3_line_62 |  | 48 | 49 | 0.021672 | 0.125 | 0.08 | 261 | 0 | 0.364 | 1 | 1 | cs | TRUE
63 | LV_2703-4_0_3_line_63 |  | 50 | 51 | 0.00094419 | 0.125 | 0.08 | 261 | 0 | 0.364 | 1 | 1 | cs | TRUE
64 | LV_2703-4_0_3_line_64 |  | 50 | 52 | 0.04693 | 0.125 | 0.08 | 261 | 0 | 0.364 | 1 | 1 | cs | TRUE
65 | LV_2703-4_0_3_line_65 |  | 51 | 59 | 0.038524 | 0.125 | 0.08 | 261 | 0 | 0.364 | 1 | 1 | cs | TRUE
66 | LV_2703-4_0_3_line_66 |  | 52 | 60 | 0.036162 | 0.125 | 0.08 | 261 | 0 | 0.364 | 1 | 1 | cs | TRUE
67 | LV_2703-4_0_3_line_67 |  | 53 | 63 | 0.0046266 | 0.125 | 0.08 | 261 | 0 | 0.364 | 1 | 1 | cs | TRUE
68 | LV_2703-4_0_3_line_68 |  | 55 | 56 | 0.022212 | 0.125 | 0.08 | 261 | 0 | 0.364 | 1 | 1 | cs | TRUE
69 | LV_2703-4_0_3_line_69 |  | 56 | 57 | 0.05366 | 0.125 | 0.08 | 261 | 0 | 0.364 | 1 | 1 | cs | TRUE
70 | LV_2703-4_0_3_line_70 |  | 59 | 73 | 0.013601 | 0.125 | 0.08 | 261 | 0 | 0.364 | 1 | 1 | cs | TRUE
71 | LV_2703-4_0_3_line_71 |  | 61 | 79 | 0.027754 | 0.125 | 0.08 | 261 | 0 | 0.364 | 1 | 1 | cs | TRUE
72 | LV_2703-4_0_3_line_72 |  | 62 | 116 | 0.011628 | 0.125 | 0.08 | 261 | 0 | 0.364 | 1 | 1 | cs | TRUE
73 | LV_2703-4_0_3_line_73 |  | 63 | 64 | 0.004092 | 0.125 | 0.08 | 261 | 0 | 0.364 | 1 | 1 | cs | TRUE
74 | LV_2703-4_0_3_line_74 |  | 64 | 144 | 0.027941 | 0.125 | 0.08 | 261 | 0 | 0.364 | 1 | 1 | cs | TRUE
75 | LV_2703-4_0_3_line_75 |  | 64 | 145 | 0.021968 | 0.125 | 0.08 | 261 | 0 | 0.364 | 1 | 1 | cs | TRUE
76 | LV_2703-4_0_3_line_76 |  | 65 | 113 | 0.021223 | 0.125 | 0.08 | 261 | 0 | 0.364 | 1 | 1 | cs | TRUE
77 | LV_2703-4_0_3_line_77 |  | 66 | 142 | 0.018498 | 0.125 | 0.08 | 261 | 0 | 0.364 | 1 | 1 | cs | TRUE
78 | LV_2703-4_0_3_line_78 |  | 67 | 176 | 0.0053901 | 0.125 | 0.08 | 261 | 0 | 0.364 | 1 | 1 | cs | TRUE
79 | LV_2703-4_0_3_line_79 |  | 68 | 146 | 0.0017974 | 0.125 | 0.08 | 261 | 0 | 0.364 | 1 | 1 | cs | TRUE
80 | LV_2703-4_0_3_line_80 |  | 69 | 135 | 7.396e-06 | 0.125 | 0.08 | 261 | 0 | 0.364 | 1 | 1 | cs | TRUE
81 | LV_2703-4_0_3_line_81 |  | 70 | 244 | 0.0052572 | 0.125 | 0.08 | 261 | 0 | 0.364 | 1 | 1 | cs | TRUE
82 | LV_2703-4_0_3_line_82 |  | 71 | 138 | 0.0054033 | 0.125 | 0.08 | 261 | 0 | 0.364 | 1 | 2 | cs | TRUE
83 | LV_2703-4_0_3_line_83 |  | 72 | 184 | 0.017404 | 0.125 | 0.08 | 261 | 0 | 0.364 | 1 | 1 | cs | TRUE
84 | LV_2703-4_0_3_line_84 |  | 73 | 81 | 0.032099 | 0.125 | 0.08 | 261 | 0 | 0.364 | 1 | 1 | cs | TRUE
85 | LV_2703-4_0_3_line_85 |  | 74 | 75 | 0.12988 | 0.125 | 0.08 | 261 | 0 | 0.364 | 1 | 1 | cs | TRUE
86 | LV_2703-4_0_3_line_86 |  | 74 | 76 | 0.0547 | 0.125 | 0.08 | 261 | 0 | 0.364 | 1 | 1 | cs | TRUE
87 | LV_2703-4_0_3_line_87 |  | 75 | 77 | 0.01214 | 0.125 | 0.08 | 261 | 0 | 0.364 | 1 | 1 | cs | TRUE
88 | LV_2703-4_0_3_line_88 |  | 76 | 78 | 0.021273 | 0.125 | 0.08 | 261 | 0 | 0.364 | 1 | 1 | cs | TRUE
89 | LV_2703-4_0_3_line_89 |  | 79 | 80 | 0.021687 | 0.125 | 0.08 | 261 | 0 | 0.364 | 1 | 1 | cs | TRUE
90 | LV_2703-4_0_3_line_90 |  | 82 | 83 | 0.095227 | 0.125 | 0.08 | 261 | 0 | 0.364 | 1 | 1 | cs | TRUE
91 | LV_2703-4_0_3_line_91 |  | 83 | 84 | 0.22719 | 0.125 | 0.08 | 261 | 0 | 0.364 | 1 | 1 | cs | TRUE
92 | LV_2703-4_0_3_line_92 |  | 84 | 85 | 0.070231 | 0.125 | 0.08 | 261 | 0 | 0.364 | 1 | 1 | cs | TRUE
93 | LV_2703-4_0_3_line_93 |  | 85 | 96 | 0.0029061 | 0.125 | 0.08 | 261 | 0 | 0.364 | 1 | 1 | cs | TRUE
94 | LV_2703-4_0_3_line_94 |  | 86 | 87 | 0.047891 | 0.125 | 0.08 | 261 | 0 | 0.364 | 1 | 1 | cs | TRUE
95 | LV_2703-4_0_3_line_95 |  | 86 | 88 | 0.049981 | 0.125 | 0.08 | 261 | 0 | 0.364 | 1 | 1 | cs | TRUE
96 | LV_2703-4_0_3_line_96 |  | 88 | 97 | 0.0023654 | 0.125 | 0.08 | 261 | 0 | 0.364 | 1 | 1 | cs | TRUE
97 | LV_2703-4_0_3_line_97 |  | 88 | 98 | 0.02003 | 0.125 | 0.08 | 261 | 0 | 0.364 | 1 | 1 | cs | TRUE
98 | LV_2703-4_0_3_line_98 |  | 89 | 90 | 0.067967 | 0.125 | 0.08 | 261 | 0 | 0.364 | 1 | 1 | cs | TRUE
99 | LV_2703-4_0_3_line_99 |  | 89 | 91 | 0.019214 | 0.125 | 0.08 | 261 | 0 | 0.364 | 1 | 1 | cs | TRUE
100 | LV_2703-4_0_3_line_100 |  | 91 | 99 | 0.021771 | 0.125 | 0.08 | 261 | 0 | 0.364 | 1 | 1 | cs | TRUE
101 | LV_2703-4_0_3_line_101 |  | 92 | 93 | 0.068534 | 0.125 | 0.08 | 261 | 0 | 0.364 | 1 | 1 | cs | TRUE
102 | LV_2703-4_0_3_line_102 |  | 92 | 94 | 0.015832 | 0.125 | 0.08 | 261 | 0 | 0.364 | 1 | 1 | cs | TRUE
103 | LV_2703-4_0_3_line_103 |  | 93 | 95 | 0.010376 | 0.125 | 0.08 | 261 | 0 | 0.364 | 1 | 1 | cs | TRUE
104 | LV_2703-4_0_3_line_104 |  | 94 | 105 | 0.015884 | 0.125 | 0.08 | 261 | 0 | 0.364 | 1 | 1 | cs | TRUE
105 | LV_2703-4_0_3_line_105 |  | 96 | 118 | 0.0075303 | 0.125 | 0.08 | 261 | 0 | 0.364 | 1 | 1 | cs | TRUE
106 | LV_2703-4_0_3_line_106 |  | 98 | 183 | 0.013376 | 0.125 | 0.08 | 261 | 0 | 0.364 | 1 | 1 | cs | TRUE
107 | LV_2703-4_0_3_line_107 |  | 99 | 240 | 0.0088024 | 0.125 | 0.08 | 261 | 0 | 0.364 | 1 | 1 | cs | TRUE
108 | LV_2703-4_0_3_line_108 |  | 99 | 183 | 0.014385 | 0.125 | 0.08 | 261 | 0 | 0.364 | 1 | 1 | cs | TRUE
109 | LV_2703-4_0_3_line_109 |  | 100 | 101 | 0.007375 | 0.125 | 0.08 | 261 | 0 | 0.364 | 1 | 1 | cs | TRUE
110 | LV_2703-4_0_3_line_110 |  | 100 | 102 | 0.012243 | 0.125 | 0.08 | 261 | 0 | 0.364 | 1 | 1 | cs | TRUE
111 | LV_2703-4_0_3_line_111 |  | 101 | 163 | 0.024882 | 0.125 | 0.08 | 261 | 0 | 0.364 | 1 | 1 | cs | TRUE
112 | LV_2703-4_0_3_line_112 |  | 101 | 108 | 0.020849 | 0.125 | 0.08 | 261 | 0 | 0.364 | 1 | 1 | cs | TRUE
113 | LV_2703-4_0_3_line_113 |  | 101 | 130 | 0.017337 | 0.125 | 0.08 | 261 | 0 | 0.364 | 1 | 1 | cs | TRUE
114 | LV_2703-4_0_3_line_114 |  | 102 | 103 | 0.028841 | 0.125 | 0.08 | 261 | 0 | 0.364 | 1 | 1 | cs | TRUE
115 | LV_2703-4_0_3_line_115 |  | 103 | 104 | 0.0082516 | 0.125 | 0.08 | 261 | 0 | 0.364 | 1 | 1 | cs | TRUE
116 | LV_2703-4_0_3_line_116 |  | 104 | 157 | 8.7797e-05 | 0.125 | 0.08 | 261 | 0 | 0.364 | 1 | 1 | cs | TRUE
117 | LV_2703-4_0_3_line_117 |  | 105 | 106 | 0.0095035 | 0.125 | 0.08 | 261 | 0 | 0.364 | 1 | 1 | cs | TRUE
118 | LV_2703-4_0_3_line_118 |  | 106 | 107 | 0.0088993 | 0.125 | 0.08 | 261 | 0 | 0.364 | 1 | 1 | cs | TRUE
119 | LV_2703-4_0_3_line_119 |  | 107 | 108 | 0.0085044 | 0.125 | 0.08 | 261 | 0 | 0.364 | 1 | 1 | cs | TRUE
120 | LV_2703-4_0_3_line_120 |  | 109 | 110 | 0.019461 | 0.125 | 0.08 | 261 | 0 | 0.364 | 1 | 1 | cs | TRUE
121 | LV_2703-4_0_3_line_121 |  | 109 | 111 | 0.020642 | 0.125 | 0.08 | 261 | 0 | 0.364 | 1 | 1 | cs | TRUE
122 | LV_2703-4_0_3_line_122 |  | 110 | 112 | 0.0041713 | 0.125 | 0.08 | 261 | 0 | 0.364 | 1 | 1 | cs | TRUE
123 | LV_2703-4_0_3_line_123 |  | 111 | 113 | 0.032219 | 0.125 | 0.08 | 261 | 0 | 0.364 | 1 | 1 | cs | TRUE
124 | LV_2703-4_0_3_line_124 |  | 112 | 114 | 0.01263 | 0.125 | 0.08 | 261 | 0 | 0.364 | 1 | 1 | cs | TRUE
125 | LV_2703-4_0_3_line_125 |  | 115 | 116 | 0.00057364 | 0.125 | 0.08 | 261 | 0 | 0.364 | 1 | 1 | cs | TRUE
126 | LV_2703-4_0_3_line_126 |  | 115 | 117 | 0.0086561 | 0.125 | 0.08 | 261 | 0 | 0.364 | 1 | 1 | cs | TRUE
127 | LV_2703-4_0_3_line_127 |  | 117 | 118 | 0.011625 | 0.125 | 0.08 | 261 | 0 | 0.364 | 1 | 1 | cs | TRUE
128 | LV_2703-4_0_3_line_128 |  | 119 | 120 | 0.0007122 | 0.125 | 0.08 | 261 | 0 | 0.364 | 1 | 1 | cs | TRUE
129 | LV_2703-4_0_3_line_129 |  | 119 | 121 | 0.00089038 | 0.125 | 0.08 | 261 | 0 | 0.364 | 1 | 1 | cs | TRUE
130 | LV_2703-4_0_3_line_130 |  | 120 | 122 | 0.028506 | 0.125 | 0.08 | 261 | 0 | 0.364 | 1 | 1 | cs | TRUE
131 | LV_2703-4_0_3_line_131 |  | 121 | 123 | 0.00032326 | 0.125 | 0.08 | 261 | 0 | 0.364 | 1 | 1 | cs | TRUE
132 | LV_2703-4_0_3_line_132 |  | 122 | 124 | 0.00015642 | 0.125 | 0.08 | 261 | 0 | 0.364 | 1 | 1 | cs | TRUE
133 | LV_2703-4_0_3_line_133 |  | 123 | 125 | 0.00034308 | 0.125 | 0.08 | 261 | 0 | 0.364 | 1 | 1 | cs | TRUE
134 | LV_2703-4_0_3_line_134 |  | 124 | 126 | 0.00022203 | 0.125 | 0.08 | 261 | 0 | 0.364 | 1 | 1 | cs | TRUE
135 | LV_2703-4_0_3_line_135 |  | 125 | 127 | 0.00027472 | 0.125 | 0.08 | 261 | 0 | 0.364 | 1 | 1 | cs | TRUE
136 | LV_2703-4_0_3_line_136 |  | 126 | 128 | 0.00015566 | 0.125 | 0.08 | 261 | 0 | 0.364 | 1 | 1 | cs | TRUE
137 | LV_2703-4_0_3_line_137 |  | 127 | 129 | 0.023154 | 0.125 | 0.08 | 261 | 0 | 0.364 | 1 | 1 | cs | TRUE
138 | LV_2703-4_0_3_line_138 |  | 128 | 226 | 0.00079338 | 0.125 | 0.08 | 261 | 0 | 0.364 | 1 | 1 | cs | TRUE
139 | LV_2703-4_0_3_line_139 |  | 129 | 183 | 0.03697 | 0.125 | 0.08 | 261 | 0 | 0.364 | 1 | 1 | cs | TRUE
140 | LV_2703-4_0_3_line_140 |  | 129 | 182 | 0.0070961 | 0.125 | 0.08 | 261 | 0 | 0.364 | 1 | 1 | cs | TRUE
141 | LV_2703-4_0_3_line_141 |  | 131 | 132 | 0.004688 | 0.125 | 0.08 | 261 | 0 | 0.364 | 1 | 1 | cs | TRUE
142 | LV_2703-4_0_3_line_142 |  | 132 | 133 | 0.0030502 | 0.125 | 0.08 | 261 | 0 | 0.364 | 1 | 1 | cs | TRUE
143 | LV_2703-4_0_3_line_143 |  | 133 | 143 | 0.005204 | 0.125 | 0.08 | 261 | 0 | 0.364 | 1 | 1 | cs | TRUE
144 | LV_2703-4_0_3_line_144 |  | 134 | 135 | 0.0072314 | 0.125 | 0.08 | 261 | 0 | 0.364 | 1 | 1 | cs | TRUE
145 | LV_2703-4_0_3_line_145 |  | 134 | 136 | 0.018525 | 0.125 | 0.08 | 261 | 0 | 0.364 | 1 | 1 | cs | TRUE
146 | LV_2703-4_0_3_line_146 |  | 136 | 137 | 0.0012402 | 0.125 | 0.08 | 261 | 0 | 0.364 | 1 | 2 | cs | TRUE
147 | LV_2703-4_0_3_line_147 |  | 136 | 138 | 0.0040061 | 0.125 | 0.08 | 261 | 0 | 0.364 | 1 | 2 | cs | TRUE
148 | LV_2703-4_0_3_line_148 |  | 137 | 139 | 0.0052525 | 0.125 | 0.08 | 261 | 0 | 0.364 | 1 | 2 | cs | TRUE
149 | LV_2703-4_0_3_line_149 |  | 139 | 140 | 0.0052576 | 0.125 | 0.08 | 261 | 0 | 0.364 | 1 | 2 | cs | TRUE
150 | LV_2703-4_0_3_line_150 |  | 140 | 141 | 0.01399 | 0.125 | 0.08 | 261 | 0 | 0.364 | 1 | 2 | cs | TRUE
151 | LV_2703-4_0_3_line_151 |  | 141 | 193 | 0.0077244 | 0.125 | 0.08 | 261 | 0 | 0.364 | 1 | 1 | cs | TRUE
152 | LV_2703-4_0_3_line_152 |  | 141 | 194 | 0.011535 | 0.125 | 0.08 | 261 | 0 | 0.364 | 1 | 2 | cs | TRUE
153 | LV_2703-4_0_3_line_153 |  | 142 | 143 | 0.0077158 | 0.125 | 0.08 | 261 | 0 | 0.364 | 1 | 1 | cs | TRUE
154 | LV_2703-4_0_3_line_154 |  | 144 | 227 | 0.008041 | 0.125 | 0.08 | 261 | 0 | 0.364 | 1 | 1 | cs | TRUE
155 | LV_2703-4_0_3_line_155 |  | 145 | 226 | 0.00021018 | 0.125 | 0.08 | 261 | 0 | 0.364 | 1 | 1 | cs | TRUE
156 | LV_2703-4_0_3_line_156 |  | 147 | 148 | 0.00088862 | 0.125 | 0.08 | 261 | 0 | 0.364 | 1 | 1 | cs | TRUE
157 | LV_2703-4_0_3_line_157 |  | 147 | 149 | 0.0052147 | 0.125 | 0.08 | 261 | 0 | 0.364 | 1 | 1 | cs | TRUE
158 | LV_2703-4_0_3_line_158 |  | 148 | 150 | 0.0031831 | 0.125 | 0.08 | 261 | 0 | 0.364 | 1 | 1 | cs | TRUE
159 | LV_2703-4_0_3_line_159 |  | 149 | 151 | 1.5191e-05 | 0.125 | 0.08 | 261 | 0 | 0.364 | 1 | 1 | cs | TRUE
160 | LV_2703-4_0_3_line_160 |  | 150 | 152 | 0.0031843 | 0.125 | 0.08 | 261 | 0 | 0.364 | 1 | 1 | cs | TRUE
161 | LV_2703-4_0_3_line_161 |  | 151 | 153 | 0.0001288 | 0.125 | 0.08 | 261 | 0 | 0.364 | 1 | 1 | cs | TRUE
162 | LV_2703-4_0_3_line_162 |  | 152 | 154 | 0.0031841 | 0.125 | 0.08 | 261 | 0 | 0.364 | 1 | 1 | cs | TRUE
163 | LV_2703-4_0_3_line_163 |  | 153 | 155 | 1.7054e-05 | 0.125 | 0.08 | 261 | 0 | 0.364 | 1 | 1 | cs | TRUE
164 | LV_2703-4_0_3_line_164 |  | 154 | 156 | 0.014701 | 0.125 | 0.08 | 261 | 0 | 0.364 | 1 | 1 | cs | TRUE
165 | LV_2703-4_0_3_line_165 |  | 155 | 164 | 5.3153e-05 | 0.125 | 0.08 | 261 | 0 | 0.364 | 1 | 1 | cs | TRUE
166 | LV_2703-4_0_3_line_166 |  | 156 | 217 | 0.0053609 | 0.125 | 0.08 | 261 | 0 | 0.364 | 1 | 1 | cs | TRUE
167 | LV_2703-4_0_3_line_167 |  | 157 | 158 | 0.00017253 | 0.125 | 0.08 | 261 | 0 | 0.364 | 1 | 1 | cs | TRUE
168 | LV_2703-4_0_3_line_168 |  | 158 | 159 | 0.00089968 | 0.125 | 0.08 | 261 | 0 | 0.364 | 1 | 1 | cs | TRUE
169 | LV_2703-4_0_3_line_169 |  | 160 | 161 | 0.00065031 | 0.125 | 0.08 | 261 | 0 | 0.364 | 1 | 1 | cs | TRUE
170 | LV_2703-4_0_3_line_170 |  | 161 | 162 | 0.0006776 | 0.125 | 0.08 | 261 | 0 | 0.364 | 1 | 1 | cs | TRUE
171 | LV_2703-4_0_3_line_171 |  | 162 | 180 | 0.00024425 | 0.125 | 0.08 | 261 | 0 | 0.364 | 1 | 1 | cs | TRUE
172 | LV_2703-4_0_3_line_172 |  | 163 | 167 | 0.0078327 | 0.125 | 0.08 | 261 | 0 | 0.364 | 1 | 1 | cs | TRUE
173 | LV_2703-4_0_3_line_173 |  | 164 | 165 | 5.3735e-05 | 0.125 | 0.08 | 261 | 0 | 0.364 | 1 | 1 | cs | TRUE
174 | LV_2703-4_0_3_line_174 |  | 165 | 166 | 5.3174e-05 | 0.125 | 0.08 | 261 | 0 | 0.364 | 1 | 1 | cs | TRUE
175 | LV_2703-4_0_3_line_175 |  | 167 | 202 | 0.002146 | 0.125 | 0.08 | 261 | 0 | 0.364 | 1 | 1 | cs | TRUE
176 | LV_2703-4_0_3_line_176 |  | 168 | 169 | 0.0023472 | 0.125 | 0.08 | 261 | 0 | 0.364 | 1 | 1 | cs | TRUE
177 | LV_2703-4_0_3_line_177 |  | 169 | 170 | 0.017467 | 0.125 | 0.08 | 261 | 0 | 0.364 | 1 | 1 | cs | TRUE
178 | LV_2703-4_0_3_line_178 |  | 169 | 171 | 0.0037969 | 0.125 | 0.08 | 261 | 0 | 0.364 | 1 | 1 | cs | TRUE
179 | LV_2703-4_0_3_line_179 |  | 170 | 234 | 0.0025601 | 0.125 | 0.08 | 261 | 0 | 0.364 | 1 | 1 | cs | TRUE
180 | LV_2703-4_0_3_line_180 |  | 171 | 241 | 0.0052689 | 0.125 | 0.08 | 261 | 0 | 0.364 | 1 | 1 | cs | TRUE
181 | LV_2703-4_0_3_line_181 |  | 172 | 173 | 1.7941e-05 | 0.125 | 0.08 | 261 | 0 | 0.364 | 1 | 1 | cs | TRUE
182 | LV_2703-4_0_3_line_182 |  | 173 | 210 | 5.9951e-05 | 0.125 | 0.08 | 261 | 0 | 0.364 | 1 | 1 | cs | TRUE
183 | LV_2703-4_0_3_line_183 |  | 174 | 175 | 0.0054268 | 0.125 | 0.08 | 261 | 0 | 0.364 | 1 | 1 | cs | TRUE
184 | LV_2703-4_0_3_line_184 |  | 175 | 233 | 0.0052519 | 0.125 | 0.08 | 261 | 0 | 0.364 | 1 | 1 | cs | TRUE
185 | LV_2703-4_0_3_line_185 |  | 176 | 177 | 0.0052444 | 0.125 | 0.08 | 261 | 0 | 0.364 | 1 | 1 | cs | TRUE
186 | LV_2703-4_0_3_line_186 |  | 177 | 178 | 0.0052578 | 0.125 | 0.08 | 261 | 0 | 0.364 | 1 | 1 | cs | TRUE
187 | LV_2703-4_0_3_line_187 |  | 178 | 179 | 0.019779 | 0.125 | 0.08 | 261 | 0 | 0.364 | 1 | 1 | cs | TRUE
188 | LV_2703-4_0_3_line_188 |  | 179 | 236 | 0.018845 | 0.125 | 0.08 | 261 | 0 | 0.364 | 1 | 1 | cs | TRUE
189 | LV_2703-4_0_3_line_189 |  | 180 | 181 | 0.00017557 | 0.125 | 0.08 | 261 | 0 | 0.364 | 1 | 1 | cs | TRUE
190 | LV_2703-4_0_3_line_190 |  | 181 | 182 | 0.00050798 | 0.125 | 0.08 | 261 | 0 | 0.364 | 1 | 1 | cs | TRUE
191 | LV_2703-4_0_3_line_191 |  | 184 | 185 | 0.0090652 | 0.125 | 0.08 | 261 | 0 | 0.364 | 1 | 1 | cs | TRUE
192 | LV_2703-4_0_3_line_192 |  | 185 | 186 | 0.016135 | 0.125 | 0.08 | 261 | 0 | 0.364 | 1 | 1 | cs | TRUE
193 | LV_2703-4_0_3_line_193 |  | 185 | 187 | 0.014619 | 0.125 | 0.08 | 261 | 0 | 0.364 | 1 | 1 | cs | TRUE
194 | LV_2703-4_0_3_line_194 |  | 187 | 188 | 0.0054037 | 0.125 | 0.08 | 261 | 0 | 0.364 | 1 | 1 | cs | TRUE
195 | LV_2703-4_0_3_line_195 |  | 188 | 192 | 0.0052492 | 0.125 | 0.08 | 261 | 0 | 0.364 | 1 | 1 | cs | TRUE
196 | LV_2703-4_0_3_line_196 |  | 189 | 190 | 0.021965 | 0.125 | 0.08 | 261 | 0 | 0.364 | 1 | 1 | cs | TRUE
197 | LV_2703-4_0_3_line_197 |  | 189 | 191 | 0.01298 | 0.125 | 0.08 | 261 | 0 | 0.364 | 1 | 1 | cs | TRUE
198 | LV_2703-4_0_3_line_198 |  | 190 | 245 | 0.0066751 | 0.125 | 0.08 | 261 | 0 | 0.364 | 1 | 1 | cs | TRUE
199 | LV_2703-4_0_3_line_199 |  | 191 | 243 | 0.0054031 | 0.125 | 0.08 | 261 | 0 | 0.364 | 1 | 1 | cs | TRUE
200 | LV_2703-4_0_3_line_200 |  | 192 | 229 | 0.005265 | 0.125 | 0.08 | 261 | 0 | 0.364 | 1 | 1 | cs | TRUE
201 | LV_2703-4_0_3_line_201 |  | 193 | 195 | 0.001095 | 0.125 | 0.08 | 261 | 0 | 0.364 | 1 | 1 | cs | TRUE
202 | LV_2703-4_0_3_line_202 |  | 194 | 196 | 0.0052498 | 0.125 | 0.08 | 261 | 0 | 0.364 | 1 | 2 | cs | TRUE
203 | LV_2703-4_0_3_line_203 |  | 196 | 197 | 0.005259 | 0.125 | 0.08 | 261 | 0 | 0.364 | 1 | 1 | cs | TRUE
204 | LV_2703-4_0_3_line_204 |  | 197 | 216 | 0.0010891 | 0.125 | 0.08 | 261 | 0 | 0.364 | 1 | 1 | cs | TRUE
205 | LV_2703-4_0_3_line_205 |  | 198 | 199 | 0.0052529 | 0.125 | 0.08 | 261 | 0 | 0.364 | 1 | 1 | cs | TRUE
206 | LV_2703-4_0_3_line_206 |  | 198 | 200 | 0.0002558 | 0.125 | 0.08 | 261 | 0 | 0.364 | 1 | 1 | cs | TRUE
207 | LV_2703-4_0_3_line_207 |  | 199 | 201 | 0.0053872 | 0.125 | 0.08 | 261 | 0 | 0.364 | 1 | 1 | cs | TRUE
208 | LV_2703-4_0_3_line_208 |  | 200 | 202 | 0.0051812 | 0.125 | 0.08 | 261 | 0 | 0.364 | 1 | 1 | cs | TRUE
209 | LV_2703-4_0_3_line_209 |  | 201 | 203 | 0.002963 | 0.125 | 0.08 | 261 | 0 | 0.364 | 1 | 1 | cs | TRUE
210 | LV_2703-4_0_3_line_210 |  | 203 | 204 | 0.0079705 | 0.125 | 0.08 | 261 | 0 | 0.364 | 1 | 1 | cs | TRUE
211 | LV_2703-4_0_3_line_211 |  | 204 | 205 | 0.0078388 | 0.125 | 0.08 | 261 | 0 | 0.364 | 1 | 1 | cs | TRUE
212 | LV_2703-4_0_3_line_212 |  | 205 | 220 | 0.00029173 | 0.125 | 0.08 | 261 | 0 | 0.364 | 1 | 1 | cs | TRUE
213 | LV_2703-4_0_3_line_213 |  | 206 | 207 | 0.00013173 | 0.125 | 0.08 | 261 | 0 | 0.364 | 1 | 1 | cs | TRUE
214 | LV_2703-4_0_3_line_214 |  | 206 | 208 | 0.0012002 | 0.125 | 0.08 | 261 | 0 | 0.364 | 1 | 1 | cs | TRUE
215 | LV_2703-4_0_3_line_215 |  | 207 | 209 | 0.0066128 | 0.125 | 0.08 | 261 | 0 | 0.364 | 1 | 1 | cs | TRUE
216 | LV_2703-4_0_3_line_216 |  | 208 | 210 | 5.9882e-05 | 0.125 | 0.08 | 261 | 0 | 0.364 | 1 | 1 | cs | TRUE
217 | LV_2703-4_0_3_line_217 |  | 209 | 211 | 0.018116 | 0.125 | 0.08 | 261 | 0 | 0.364 | 1 | 1 | cs | TRUE
218 | LV_2703-4_0_3_line_218 |  | 209 | 212 | 0.012987 | 0.125 | 0.08 | 261 | 0 | 0.364 | 1 | 1 | cs | TRUE
219 | LV_2703-4_0_3_line_219 |  | 211 | 213 | 5.071e-05 | 0.125 | 0.08 | 261 | 0 | 0.364 | 1 | 1 | cs | TRUE
220 | LV_2703-4_0_3_line_220 |  | 212 | 214 | 0.005397 | 0.125 | 0.08 | 261 | 0 | 0.364 | 1 | 1 | cs | TRUE
221 | LV_2703-4_0_3_line_221 |  | 213 | 215 | 0.00023085 | 0.125 | 0.08 | 261 | 0 | 0.364 | 1 | 1 | cs | TRUE
222 | LV_2703-4_0_3_line_222 |  | 214 | 216 | 0.0041639 | 0.125 | 0.08 | 261 | 0 | 0.364 | 1 | 1 | cs | TRUE
223 | LV_2703-4_0_3_line_223 |  | 215 | 237 | 6.216e-06 | 0.125 | 0.08 | 261 | 0 | 0.364 | 1 | 1 | cs | TRUE
224 | LV_2703-4_0_3_line_224 |  | 217 | 218 | 0.0052415 | 0.125 | 0.08 | 261 | 0 | 0.364 | 1 | 1 | cs | TRUE
225 | LV_2703-4_0_3_line_225 |  | 218 | 219 | 0.0054377 | 0.125 | 0.08 | 261 | 0 | 0.364 | 1 | 1 | cs | TRUE
226 | LV_2703-4_0_3_line_226 |  | 219 | 235 | 0.014169 | 0.125 | 0.08 | 261 | 0 | 0.364 | 1 | 1 | cs | TRUE
227 | LV_2703-4_0_3_line_227 |  | 220 | 221 | 0.0055403 | 0.125 | 0.08 | 261 | 0 | 0.364 | 1 | 1 | cs | TRUE
228 | LV_2703-4_0_3_line_228 |  | 221 | 222 | 0.0059962 | 0.125 | 0.08 | 261 | 0 | 0.364 | 1 | 1 | cs | TRUE
229 | LV_2703-4_0_3_line_229 |  | 222 | 223 | 0.0085185 | 0.125 | 0.08 | 261 | 0 | 0.364 | 1 | 1 | cs | TRUE
230 | LV_2703-4_0_3_line_230 |  | 223 | 224 | 0.0025014 | 0.125 | 0.08 | 261 | 0 | 0.364 | 1 | 1 | cs | TRUE
231 | LV_2703-4_0_3_line_231 |  | 224 | 225 | 0.005449 | 0.125 | 0.08 | 261 | 0 | 0.364 | 1 | 1 | cs | TRUE
232 | LV_2703-4_0_3_line_232 |  | 225 | 248 | 0.006329 | 0.125 | 0.08 | 261 | 0 | 0.364 | 1 | 1 | cs | TRUE
233 | LV_2703-4_0_3_line_233 |  | 227 | 228 | 0.023512 | 0.125 | 0.08 | 261 | 0 | 0.364 | 1 | 1 | cs | TRUE
234 | LV_2703-4_0_3_line_234 |  | 229 | 230 | 0.0052486 | 0.125 | 0.08 | 261 | 0 | 0.364 | 1 | 1 | cs | TRUE
235 | LV_2703-4_0_3_line_235 |  | 230 | 231 | 0.0029342 | 0.125 | 0.08 | 261 | 0 | 0.364 | 1 | 1 | cs | TRUE
236 | LV_2703-4_0_3_line_236 |  | 231 | 232 | 0.011576 | 0.125 | 0.08 | 261 | 0 | 0.364 | 1 | 1 | cs | TRUE
237 | LV_2703-4_0_3_line_237 |  | 232 | 233 | 0.01127 | 0.125 | 0.08 | 261 | 0 | 0.364 | 1 | 1 | cs | TRUE
238 | LV_2703-4_0_3_line_238 |  | 232 | 234 | 0.0063383 | 0.125 | 0.08 | 261 | 0 | 0.364 | 1 | 1 | cs | TRUE
239 | LV_2703-4_0_3_line_239 |  | 235 | 246 | 0.0025712 | 0.125 | 0.08 | 261 | 0 | 0.364 | 1 | 1 | cs | TRUE
240 | LV_2703-4_0_3_line_240 |  | 235 | 245 | 0.0032286 | 0.125 | 0.08 | 261 | 0 | 0.364 | 1 | 1 | cs | TRUE
241 | LV_2703-4_0_3_line_241 |  | 236 | 237 | 0.001087 | 0.125 | 0.08 | 261 | 0 | 0.364 | 1 | 1 | cs | TRUE
242 | LV_2703-4_0_3_line_242 |  | 238 | 239 | 0.0052492 | 0.125 | 0.08 | 261 | 0 | 0.364 | 1 | 1 | cs | TRUE
243 | LV_2703-4_0_3_line_243 |  | 239 | 244 | 0.0052719 | 0.125 | 0.08 | 261 | 0 | 0.364 | 1 | 1 | cs | TRUE
244 | LV_2703-4_0_3_line_244 |  | 241 | 242 | 0.0052498 | 0.125 | 0.08 | 261 | 0 | 0.364 | 1 | 1 | cs | TRUE
245 | LV_2703-4_0_3_line_245 |  | 242 | 243 | 0.0052582 | 0.125 | 0.08 | 261 | 0 | 0.364 | 1 | 1 | cs | TRUE
246 | LV_2703-4_0_3_line_246 |  | 246 | 247 | 0.013832 | 0.125 | 0.08 | 261 | 0 | 0.364 | 1 | 1 | cs | TRUE
247 | LV_2703-4_0_3_line_247 |  | 247 | 248 | 0.0079628 | 0.125 | 0.08 | 261 | 0 | 0.364 | 1 | 1 | cs | TRUE

## trafo
| name | std_type | hv_bus | lv_bus | sn_mva | vn_hv_kv | vn_lv_kv | vk_percent | vkr_percent | pfe_kw | i0_percent | shift_degree | tap_side | tap_neutral | tap_min | tap_max | tap_step_percent | tap_step_degree | tap_pos | tap_phase_shifter | parallel | df | in_service
0 | LV_2703-4_0_3_trafo_180 | 0.63 MVA 20/0.4 kV | 249 | 196 | 0.63 | 20 | 0.4 | 6 | 1.206 | 1.65 | 0.2619 | 150 | hv | 0 | -2 | 2 | 2.5 | 0 | 0 | FALSE | 1 | 1 | TRUE

## line_geodata
| x0 | y0 | x1 | y1 | x2 | y2 | x3 | y3 | x4 | y4 | x5 | y5 | x6 | y6 | x7 | y7 | x8 | y8 | x9 | y9 | x10 | y10 | x11 | y11
0 | 2614762.0143 | 1267972.5616 | 2614767.0071 | 1267983.4039 | 2614786.8299 | 1268022.2438
1 | 2614767.4109 | 1268038.8661 | 2614773.6887 | 1268041.3946 | 2614777.0147 | 1268041.5475 | 2614780.7723 | 1268040.6784 | 2614785.4867 | 1268039.367 | 2614789.6827 | 1268034.7298 | 2614790.0817 | 1268028.6154 | 2614786.8299 | 1268022.2438
2 | 2614712.9267 | 1267995.1667 | 2614722.0096 | 1267992.4762 | 2614733.8416 | 1267988.9587 | 2614736.2355 | 1267988.6978 | 2614738.7087 | 1267989.8158 | 2614740.8185 | 1267991.8336 | 2614742.9318 | 1267995.4636 | 2614746.2547 | 1267993.8596 | 2614739.2403 | 1267978.8205 | 2614762.0143 | 1267972.5616
3 | 2614767.4109 | 1268038.8661 | 2614795.8929 | 1268100.9581
4 | 2614712.9267 | 1267995.1667 | 2614713.6748 | 1267996.9698 | 2614717.4206 | 1268009.9327 | 2614730.1743 | 1268008.0185 | 2614733.5377 | 1268011.2959 | 2614734.0043 | 1268012.2937
5 | 2614813.6014 | 1268139.5632 | 2614795.8929 | 1268100.9581
6 | 2614739.7194 | 1268024.5172 | 2614734.0043 | 1268012.2937
7 | 2614750.1044 | 1268046.7286 | 2614751.1904 | 1268049.0509
8 | 2614750.1044 | 1268046.7286 | 2614745.4342 | 1268036.74
9 | 2614739.7194 | 1268024.5172 | 2614745.4342 | 1268036.74
10 | 2614813.6014 | 1268139.5632 | 2614834.9634 | 1268177.0652
11 | 2614834.9634 | 1268177.0652 | 2614850.7983 | 1268205.5283
12 | 2614850.7983 | 1268205.5283 | 2614878.1642 | 1268254.7186
13 | 2614883.0862 | 1268271.5967 | 2614881.7865 | 1268264.7219 | 2614879.9597 | 1268257.9459 | 2614878.1642 | 1268254.7186
14 | 2614937.4613 | 1268182.9617 | 2614933.4191 | 1268175.2331 | 2614924.9469 | 1268168.5404 | 2614924.9469 | 1268168.5404
15 | 2614937.4613 | 1268182.9617 | 2614943.6243 | 1268194.7448
16 | 2615152.2378 | 1268254.0212 | 2615157.3671 | 1268252.3331 | 2615184.9619 | 1268249.91
17 | 2614991.1015 | 1268244.4829 | 2614995.4816 | 1268244.3717 | 2615073.4293 | 1268239.4212 | 2615074.3968 | 1268258.4816 | 2615152.2378 | 1268254.0212
18 | 2615152.2378 | 1268254.0212 | 2615152.4664 | 1268258.8251 | 2615152.9481 | 1268273.5256
19 | 2614951.1351 | 1268264.5184 | 2614955.2872 | 1268265.3516 | 2614963.3327 | 1268265.0606 | 2614991.9637 | 1268263.5874 | 2614991.1015 | 1268244.4829
20 | 2614991.1015 | 1268244.4829 | 2614976.8768 | 1268244.9918 | 2614973.2817 | 1268175.1207
21 | 2615152.9481 | 1268273.5256 | 2615154.2571 | 1268297.2568
22 | 2614870.6488 | 1268477.6774 | 2614869.1737 | 1268450.3449
23 | 2614870.6488 | 1268477.6774 | 2614860.5724 | 1268483.6786 | 2614845.4089 | 1268492.7025
24 | 2614869.0308 | 1268447.6966 | 2614869.1737 | 1268450.3449
25 | 2614845.4089 | 1268492.7025 | 2614849.1468 | 1268508.4358
26 | 2614845.4089 | 1268492.7025 | 2614839.8579 | 1268496.0091
27 | 2615027.7299 | 1268618.0055 | 2615028.7197 | 1268636.1239
28 | 2614905.0261 | 1268641.6237 | 2614926.5956 | 1268640.5772 | 2614938.0728 | 1268640.0168 | 2614937.8254 | 1268633.7006 | 2614937.6568 | 1268622.937 | 2614953.6796 | 1268622.2213 | 2614967.8212 | 1268621.4787 | 2614986.0954 | 1268620.1906 | 2614996.9855 | 1268619.7178 | 2615012.3914 | 1268618.9451 | 2615027.7299 | 1268618.0055
29 | 2615029.6357 | 1268652.8904 | 2615028.7197 | 1268636.1239
30 | 2614905.0261 | 1268641.6237 | 2614905.0989 | 1268645.5711 | 2614906.9816 | 1268653.9818 | 2614908.6541 | 1268659.2341 | 2614910.5098 | 1268663.4084 | 2614912.9541 | 1268666.917
31 | 2614905.0261 | 1268641.6237 | 2614904.5791 | 1268638.1225
32 | 2615122.0035 | 1268462.1129 | 2615192.172 | 1268458.2561 | 2615218.914 | 1268456.4901 | 2615217.35 | 1268423.7519 | 2615166.3582 | 1268426.6678 | 2615161.8274 | 1268426.8452
33 | 2615122.0035 | 1268462.1129 | 2615120.0603 | 1268432.1323
34 | 2615081.3091 | 1268614.9281 | 2615094.714 | 1268613.9171 | 2615092.8271 | 1268586.5708 | 2615091.3173 | 1268558.8474 | 2615097.2408 | 1268558.3955 | 2615116.7106 | 1268557.6 | 2615120.4662 | 1268557.3761 | 2615120.3274 | 1268552.7725 | 2615127.2816 | 1268552.4122 | 2615125.992 | 1268529.9486 | 2615125.0816 | 1268512.1893 | 2615122.0035 | 1268462.1129
35 | 2615161.8274 | 1268426.8452 | 2615161.2709 | 1268412.0111
36 | 2615081.3091 | 1268614.9281 | 2615082.0635 | 1268627.7069
37 | 2614912.399 | 1268361.0667 | 2614913.2627 | 1268373.7111 | 2614913.9866 | 1268385.1098
38 | 2614912.399 | 1268361.0667 | 2614911.6846 | 1268343.8875
39 | 2614864.1474 | 1268357.4208 | 2614871.1092 | 1268357.1047 | 2614878.1012 | 1268356.7887 | 2614880.457 | 1268356.6723 | 2614882.7675 | 1268356.5669 | 2614887.8478 | 1268356.335 | 2614892.1303 | 1268356.1345 | 2614892.4122 | 1268360.7384 | 2614893.2576 | 1268374.6948 | 2614909.9962 | 1268373.8808 | 2614913.2627 | 1268373.7111 | 2614913.9866 | 1268385.1098
40 | 2614913.9866 | 1268385.1098 | 2614914.0999 | 1268387.9232 | 2614915.1226 | 1268403.5689
41 | 2614912.9541 | 1268666.917 | 2614909.5179 | 1268668.8319 | 2614906.131 | 1268672.0813 | 2614902.6618 | 1268675.0969 | 2614898.1253 | 1268677.654 | 2614894.9692 | 1268678.9136 | 2614891.1237 | 1268679.9481
42 | 2614912.9541 | 1268666.917 | 2614915.6505 | 1268665.9453 | 2614920.1528 | 1268665.0227 | 2614923.383 | 1268667.2435 | 2614926.8999 | 1268669.187 | 2614930.1178 | 1268670.2959 | 2614936.1652 | 1268671.3674 | 2614938.9183 | 1268671.7969 | 2614943.5218 | 1268672.5535 | 2614949.4781 | 1268673.925 | 2614958.3521 | 1268676.1378
43 | 2614903.1671 | 1268621.7573 | 2614903.7863 | 1268631.9137 | 2614904.5791 | 1268638.1225
44 | 2614958.3521 | 1268676.1378 | 2614959.3994 | 1268681.5887 | 2614959.5702 | 1268682.4898 | 2614960.9932 | 1268691.1328 | 2614961.4456 | 1268693.2061
45 | 2615040.407 | 1268669.5072 | 2614982.8776 | 1268672.6417 | 2614970.0143 | 1268673.8211 | 2614958.3521 | 1268676.1378
46 | 2614962.0058 | 1268695.7732 | 2614961.4456 | 1268693.2061
47 | 2615040.407 | 1268669.5072 | 2615067.1609 | 1268668.0418
48 | 2615040.407 | 1268669.5072 | 2615040.8515 | 1268675.2346 | 2615041.2583 | 1268680.9953 | 2615043.0189 | 1268687.4142
49 | 2614896.7268 | 1268515.5028 | 2614877.1061 | 1268516.4049
50 | 2614896.7268 | 1268515.5028 | 2614897.9542 | 1268535.8121
51 | 2614877.1061 | 1268516.4049 | 2614877.0587 | 1268516.4071
52 | 2614897.9542 | 1268535.8121 | 2614898.2716 | 1268541.0644
53 | 2614951.1351 | 1268264.5184 | 2614946.4859 | 1268266.8972 | 2614919.1491 | 1268268.9235
54 | 2614951.1351 | 1268264.5184 | 2614953.7084 | 1268261.734 | 2614954.5186 | 1268256.7881 | 2614953.6936 | 1268242.5043
55 | 2614864.1474 | 1268357.4208 | 2614864.5993 | 1268365.7833
56 | 2614864.1474 | 1268357.4208 | 2614863.2915 | 1268341.5964
57 | 2614866.1971 | 1268395.3526 | 2614866.9665 | 1268409.6091
58 | 2614866.1971 | 1268395.3526 | 2614865.4754 | 1268381.9968
59 | 2614866.9665 | 1268409.6091 | 2614852.9817 | 1268410.5921
60 | 2614866.9665 | 1268409.6091 | 2614867.8579 | 1268426.0564
61 | 2614864.5993 | 1268365.7833 | 2614865.4754 | 1268381.9968
62 | 2614869.0308 | 1268447.6966 | 2614867.8579 | 1268426.0564
63 | 2614861.2137 | 1268303.1283 | 2614861.1628 | 1268302.1855
64 | 2614861.1628 | 1268302.1855 | 2614860.0696 | 1268281.9574 | 2614862.5631 | 1268277.9609 | 2614865.0221 | 1268275.6876 | 2614868.676 | 1268274.0846 | 2614883.0862 | 1268271.5967
65 | 2614863.2915 | 1268341.5964 | 2614861.2137 | 1268303.1283
66 | 2614883.0862 | 1268271.5967 | 2614919.1491 | 1268268.9235
67 | 2614886.6559 | 1268681.1499 | 2614891.1237 | 1268679.9481
68 | 2615083.3724 | 1268649.8803 | 2615082.0635 | 1268627.7069
69 | 2615083.3724 | 1268649.8803 | 2615029.6357 | 1268652.8904
70 | 2614863.2915 | 1268341.5964 | 2614849.7821 | 1268343.1712
71 | 2614951.3264 | 1268214.8845 | 2614952.4852 | 1268221.5804 | 2614953.6936 | 1268242.5043
72 | 2614964.4848 | 1268707.1335 | 2614962.0058 | 1268695.7732
73 | 2614886.6559 | 1268681.1499 | 2614882.5544 | 1268681.2953
74 | 2614882.5544 | 1268681.2953 | 2614883.3092 | 1268707.3711 | 2614883.4554 | 1268709.2196
75 | 2614882.5544 | 1268681.2953 | 2614860.6013 | 1268682.0908
76 | 2615067.1609 | 1268668.0418 | 2615088.3521 | 1268666.8811
77 | 2615049.3176 | 1268704.8034 | 2615043.2938 | 1268688.4168 | 2615043.0189 | 1268687.4142
78 | 2614903.1671 | 1268621.7573 | 2614902.8392 | 1268616.3772
79 | 2615154.2571 | 1268297.2568 | 2615152.4613 | 1268297.3343
80 | 2614877.0587 | 1268516.4071 | 2614877.0513 | 1268516.4074
81 | 2614898.5888 | 1268546.3121 | 2614898.2716 | 1268541.0644
82 | 2614849.1468 | 1268508.4358 | 2614850.3957 | 1268513.6928
83 | 2614839.8579 | 1268496.0091 | 2614824.9051 | 1268504.9157
84 | 2614849.7821 | 1268343.1712 | 2614843.682 | 1268343.8822 | 2614837.7944 | 1268341.9439 | 2614836.021 | 1268322.265
85 | 2614687.7526 | 1268377.9515 | 2614688.4211 | 1268378.4424 | 2614721.5403 | 1268402.775 | 2614739.8981 | 1268416.5747 | 2614757.119 | 1268424.5009 | 2614797.6011 | 1268435.2982 | 2614801.6629 | 1268436.0533
86 | 2614801.6629 | 1268436.0533 | 2614824.2435 | 1268440.2571 | 2614829.7673 | 1268437.1687 | 2614831.4027 | 1268424.1859 | 2614831.5308 | 1268412.0999 | 2614831.7608 | 1268412.0837
87 | 2614687.7526 | 1268377.9515 | 2614677.9486 | 1268370.7918
88 | 2614852.9817 | 1268410.5921 | 2614831.7608 | 1268412.0837
89 | 2614943.6243 | 1268194.7448 | 2614947.7616 | 1268202.6552 | 2614950.8681 | 1268212.2364 | 2614951.3264 | 1268214.8845
90 | 2614890.7854 | 1268822.649 | 2614897.6692 | 1268823.2556 | 2614902.1164 | 1268787.3192 | 2614918.3255 | 1268769.1804 | 2614919.237 | 1268741.4152
91 | 2614890.7854 | 1268822.649 | 2614886.1436 | 1268858.1958 | 2614951.8186 | 1268867.8122 | 2615001.6505 | 1268878.6456 | 2614996.5636 | 1268854.9271 | 2614986.1291 | 1268806.322
92 | 2614986.1291 | 1268806.322 | 2614971.156 | 1268737.7055
93 | 2614971.156 | 1268737.7055 | 2614970.5364 | 1268734.8662
94 | 2614729.5638 | 1268744.5025 | 2614744.1872 | 1268755.6356 | 2614763.214 | 1268778.2878
95 | 2614763.214 | 1268778.2878 | 2614773.3705 | 1268767.0829 | 2614775.2267 | 1268765.0305 | 2614774.1769 | 1268742.4231 | 2614781.7536 | 1268736.7602
96 | 2614781.7536 | 1268736.7602 | 2614784.1167 | 1268736.6549
97 | 2614781.7536 | 1268736.7602 | 2614781.6079 | 1268728.8209 | 2614784.9482 | 1268726.0939 | 2614790.5973 | 1268723.9732 | 2614792.2353 | 1268723.3762
98 | 2614811.8416 | 1268762.609 | 2614819.5281 | 1268761.1827 | 2614827.2156 | 1268762.3806 | 2614835.6971 | 1268765.0259 | 2614844.1883 | 1268766.815 | 2614850.587 | 1268765.8081 | 2614859.7279 | 1268763.585 | 2614871.0245 | 1268762.9128 | 2614878.523 | 1268764.1872
99 | 2614811.8416 | 1268762.609 | 2614816.7963 | 1268758.2739 | 2614820.677 | 1268753.1466 | 2614821.7156 | 1268747.0338
100 | 2614815.5518 | 1268726.2926 | 2614818.3116 | 1268733.0932 | 2614820.9787 | 1268740.8164 | 2614821.7156 | 1268747.0338
101 | 2614662.9907 | 1268771.7679 | 2614662.0475 | 1268772.8108 | 2614661.1949 | 1268773.7538 | 2614674.3117 | 1268785.5612 | 2614678.4199 | 1268773.5518 | 2614682.3789 | 1268758.0173 | 2614684.5542 | 1268748.6383 | 2614686.7828 | 1268739.037
102 | 2614686.7828 | 1268739.037 | 2614690.367 | 1268723.6158
103 | 2614662.9907 | 1268771.7679 | 2614661.6467 | 1268770.5638 | 2614655.3016 | 1268764.8008
104 | 2614693.963 | 1268708.1441 | 2614690.367 | 1268723.6158
105 | 2614968.931 | 1268727.5091 | 2614970.5364 | 1268734.8662
106 | 2614805.0561 | 1268719.6173 | 2614801.5694 | 1268720.676 | 2614795.8695 | 1268722.0516 | 2614792.2353 | 1268723.3762
107 | 2614815.5518 | 1268726.2926 | 2614818.5457 | 1268726.7226 | 2614824.3189 | 1268726.4915
108 | 2614815.5518 | 1268726.2926 | 2614810.8579 | 1268725.6249 | 2614805.6479 | 1268723.6883 | 2614805.0561 | 1268719.6173
109 | 2614707.8767 | 1268662.6354 | 2614714.8691 | 1268665.0433
110 | 2614714.8691 | 1268665.0433 | 2614718.4479 | 1268666.2753 | 2614726.6055 | 1268668.5083
111 | 2614707.8767 | 1268662.6354 | 2614711.0368 | 1268653.7369 | 2614716.2007 | 1268639.1871
112 | 2614707.8767 | 1268662.6354 | 2614700.4586 | 1268680.1961 | 2614700.0547 | 1268681.9356
113 | 2614707.8767 | 1268662.6354 | 2614692.2341 | 1268655.1609
114 | 2614754.4614 | 1268675.9604 | 2614752.3478 | 1268675.5549 | 2614726.6055 | 1268668.5083
115 | 2614754.4614 | 1268675.9604 | 2614762.5659 | 1268677.5111
116 | 2614762.6521 | 1268677.5276 | 2614762.5659 | 1268677.5111
117 | 2614693.963 | 1268708.1441 | 2614696.1155 | 1268698.8876
118 | 2614698.1311 | 1268690.2196 | 2614696.1155 | 1268698.8876
119 | 2614698.1311 | 1268690.2196 | 2614700.0547 | 1268681.9356
120 | 2615134.5221 | 1268701.7663 | 2615124.7548 | 1268684.934
121 | 2615120.5225 | 1268665.1189 | 2615120.785 | 1268671.3462 | 2615121.1193 | 1268675.9948 | 2615122.2663 | 1268680.6454 | 2615124.7548 | 1268684.934
122 | 2615134.5221 | 1268701.7663 | 2615136.6157 | 1268705.3742
123 | 2615120.5225 | 1268665.1189 | 2615088.3521 | 1268666.8811
124 | 2615142.9445 | 1268716.3046 | 2615142.6073 | 1268715.6998 | 2615136.6157 | 1268705.3742
125 | 2614964.4848 | 1268707.1335 | 2614964.6071 | 1268707.694
126 | 2614966.4525 | 1268716.1511 | 2614964.6071 | 1268707.694
127 | 2614968.931 | 1268727.5091 | 2614966.4525 | 1268716.1511
128 | 2614830.5771 | 1268683.1788 | 2614829.8654 | 1268683.2046
129 | 2614829.8654 | 1268683.2046 | 2614828.9756 | 1268683.2368
130 | 2614859.0646 | 1268682.1465 | 2614830.5771 | 1268683.1788
131 | 2614828.9756 | 1268683.2368 | 2614828.6525 | 1268683.2485
132 | 2614859.2209 | 1268682.1408 | 2614859.0646 | 1268682.1465
133 | 2614828.6525 | 1268683.2485 | 2614828.3097 | 1268683.2609
134 | 2614859.4428 | 1268682.1328 | 2614859.2209 | 1268682.1408
135 | 2614828.3097 | 1268683.2609 | 2614828.0351 | 1268683.2709
136 | 2614859.5984 | 1268682.1271 | 2614859.4428 | 1268682.1328
137 | 2614804.9 | 1268682.6797 | 2614823.1463 | 1268683.448 | 2614828.0351 | 1268683.2709
138 | 2614860.3912 | 1268682.0984 | 2614859.5984 | 1268682.1271
139 | 2614805.0561 | 1268719.6173 | 2614804.6417 | 1268716.8254 | 2614804.9 | 1268682.6797
140 | 2614804.9 | 1268682.6797 | 2614797.8101 | 1268682.3836
141 | 2615056.4451 | 1268724.1928 | 2615054.8276 | 1268719.7927
142 | 2615053.7752 | 1268716.9298 | 2615054.8276 | 1268719.7927
143 | 2615051.9797 | 1268712.0454 | 2615053.7752 | 1268716.9298
144 | 2614869.8275 | 1268516.7396 | 2614877.0513 | 1268516.4074
145 | 2614851.3217 | 1268517.5904 | 2614869.8275 | 1268516.7396
146 | 2614851.3217 | 1268517.5904 | 2614851.6083 | 1268518.797
147 | 2614851.3217 | 1268517.5904 | 2614850.3957 | 1268513.6928
148 | 2614851.6083 | 1268518.797 | 2614852.8224 | 1268523.9073
149 | 2614852.8224 | 1268523.9073 | 2614854.0377 | 1268529.0225
150 | 2614857.2716 | 1268542.6341 | 2614854.0377 | 1268529.0225
151 | 2614857.2716 | 1268542.6341 | 2614849.6139 | 1268543.6476
152 | 2614857.2716 | 1268542.6341 | 2614858.6433 | 1268554.087
153 | 2615051.9797 | 1268712.0454 | 2615049.3176 | 1268704.8034
154 | 2614884.0896 | 1268717.2356 | 2614883.4554 | 1268709.2196
155 | 2614860.6013 | 1268682.0908 | 2614860.3912 | 1268682.0984
156 | 2614800.1057 | 1268588.125 | 2614800.7173 | 1268588.7697
157 | 2614800.7173 | 1268588.7697 | 2614800.7173 | 1268588.7697 | 2614805.9101 | 1268589.2468
158 | 2614797.9151 | 1268585.8156 | 2614800.1057 | 1268588.125
159 | 2614805.9101 | 1268589.2468 | 2614805.9252 | 1268589.2482
160 | 2614795.7237 | 1268583.5054 | 2614797.9151 | 1268585.8156
161 | 2614805.9252 | 1268589.2482 | 2614806.0534 | 1268589.2599
162 | 2614795.7237 | 1268583.5054 | 2614793.5323 | 1268581.1952
163 | 2614806.0534 | 1268589.2599 | 2614806.0704 | 1268589.2615
164 | 2614783.5079 | 1268570.4454 | 2614785.2186 | 1268572.4307 | 2614793.5323 | 1268581.1952
165 | 2614806.0704 | 1268589.2615 | 2614806.1234 | 1268589.2664
166 | 2614783.5079 | 1268570.4454 | 2614780.0086 | 1268566.3841
167 | 2614762.8216 | 1268677.5601 | 2614762.6521 | 1268677.5276
168 | 2614763.7052 | 1268677.7291 | 2614762.8216 | 1268677.5601
169 | 2614796.2061 | 1268682.3166 | 2614795.5563 | 1268682.2894
170 | 2614796.8831 | 1268682.3448 | 2614796.2061 | 1268682.3166
171 | 2614797.1271 | 1268682.355 | 2614796.8831 | 1268682.3448
172 | 2614718.8205 | 1268631.8055 | 2614716.2007 | 1268639.1871
173 | 2614806.1234 | 1268589.2664 | 2614806.1769 | 1268589.2713
174 | 2614806.1769 | 1268589.2713 | 2614806.2298 | 1268589.2762
175 | 2614718.8205 | 1268631.8055 | 2614719.1984 | 1268630.741 | 2614719.5778 | 1268629.7981
176 | 2614806.106 | 1268561.3638 | 2614806.9791 | 1268563.5426
177 | 2614806.106 | 1268561.3638 | 2614823.3868 | 1268558.8215
178 | 2614806.106 | 1268561.3638 | 2614804.3484 | 1268557.9983
179 | 2614823.3868 | 1268558.8215 | 2614825.9196 | 1268558.4488
180 | 2614801.9094 | 1268553.3278 | 2614804.3484 | 1268557.9983
181 | 2614854.6486 | 1268588.3767 | 2614854.6307 | 1268588.3776
182 | 2614854.7085 | 1268588.3738 | 2614854.6486 | 1268588.3767
183 | 2614834.651 | 1268573.848 | 2614835.1297 | 1268579.2536
184 | 2614834.651 | 1268573.848 | 2614834.1878 | 1268568.6166
185 | 2614902.52 | 1268611.1425 | 2614902.8392 | 1268616.3772
186 | 2614902.52 | 1268611.1425 | 2614902.2001 | 1268605.8944
187 | 2614900.9966 | 1268586.1522 | 2614902.2001 | 1268605.8944
188 | 2614900.9966 | 1268586.1522 | 2614892.7029 | 1268586.5539 | 2614882.1729 | 1268587.0583
189 | 2614797.3025 | 1268682.3624 | 2614797.1271 | 1268682.355
190 | 2614797.8101 | 1268682.3836 | 2614797.3025 | 1268682.3624
191 | 2614817.1169 | 1268509.5548 | 2614824.9051 | 1268504.9157
192 | 2614817.1169 | 1268509.5548 | 2614803.2498 | 1268517.8038
193 | 2614817.1169 | 1268509.5548 | 2614821.6622 | 1268523.4491
194 | 2614823.3423 | 1268528.5849 | 2614821.6622 | 1268523.4491
195 | 2614823.3423 | 1268528.5849 | 2614824.9744 | 1268533.574
196 | 2614788.5358 | 1268527.7185 | 2614777.1611 | 1268535.3845 | 2614770.8468 | 1268540.6906
197 | 2614788.5358 | 1268527.7185 | 2614794.5441 | 1268539.224
198 | 2614770.8468 | 1268540.6906 | 2614765.7365 | 1268544.985
199 | 2614794.5441 | 1268539.224 | 2614797.0453 | 1268544.0134
200 | 2614826.6114 | 1268538.578 | 2614824.9744 | 1268533.574
201 | 2614849.6139 | 1268543.6476 | 2614848.5283 | 1268543.7913
202 | 2614859.2676 | 1268559.2995 | 2614858.6433 | 1268554.087
203 | 2614859.2676 | 1268559.2995 | 2614859.893 | 1268564.5212
204 | 2614860.0225 | 1268565.6026 | 2614859.893 | 1268564.5212
205 | 2614721.6077 | 1268624.7543 | 2614723.5689 | 1268619.8813
206 | 2614721.6077 | 1268624.7543 | 2614721.5122 | 1268624.9916
207 | 2614725.5803 | 1268614.8836 | 2614723.5689 | 1268619.8813
208 | 2614721.5122 | 1268624.9916 | 2614719.5778 | 1268629.7981
209 | 2614726.6865 | 1268612.1349 | 2614725.5803 | 1268614.8836
210 | 2614726.6865 | 1268612.1349 | 2614729.6624 | 1268604.7407
211 | 2614732.589 | 1268597.4687 | 2614729.6624 | 1268604.7407
212 | 2614732.698 | 1268597.1981 | 2614732.589 | 1268597.4687
213 | 2614856.0987 | 1268588.3072 | 2614855.9671 | 1268588.3135
214 | 2614854.7683 | 1268588.371 | 2614855.9671 | 1268588.3135
215 | 2614862.704 | 1268587.9908 | 2614856.0987 | 1268588.3072
216 | 2614854.7683 | 1268588.371 | 2614854.7085 | 1268588.3738
217 | 2614862.704 | 1268587.9908 | 2614880.7997 | 1268587.124
218 | 2614862.704 | 1268587.9908 | 2614861.1595 | 1268575.0956
219 | 2614880.7997 | 1268587.124 | 2614880.8503 | 1268587.1216
220 | 2614861.1595 | 1268575.0956 | 2614860.5177 | 1268569.7369
221 | 2614880.8503 | 1268587.1216 | 2614881.0809 | 1268587.1106
222 | 2614860.0225 | 1268565.6026 | 2614860.5177 | 1268569.7369
223 | 2614881.0809 | 1268587.1106 | 2614881.0871 | 1268587.1103
224 | 2614780.0086 | 1268566.3841 | 2614776.5871 | 1268562.4133
225 | 2614773.0376 | 1268558.2939 | 2614776.5871 | 1268562.4133
226 | 2614763.7886 | 1268547.5598 | 2614773.0376 | 1268558.2939
227 | 2614735.1293 | 1268592.2333 | 2614733.6379 | 1268594.8626 | 2614732.698 | 1268597.1981
228 | 2614738.0877 | 1268587.0178 | 2614735.1293 | 1268592.2333
229 | 2614742.2905 | 1268579.6082 | 2614738.0877 | 1268587.0178
230 | 2614743.5247 | 1268577.4325 | 2614742.2905 | 1268579.6082
231 | 2614743.5247 | 1268577.4325 | 2614746.2131 | 1268572.6928
232 | 2614749.5152 | 1268567.3007 | 2614748.1801 | 1268569.2251 | 2614746.2131 | 1268572.6928
233 | 2614884.0896 | 1268717.2356 | 2614878.5926 | 1268721.725 | 2614870.1997 | 1268725.7178 | 2614863.0941 | 1268726.1817
234 | 2614826.6114 | 1268538.578 | 2614828.2433 | 1268543.5665
235 | 2614829.1556 | 1268546.3553 | 2614828.2433 | 1268543.5665
236 | 2614829.1556 | 1268546.3553 | 2614829.529 | 1268547.4903 | 2614832.1904 | 1268557.5263
237 | 2614832.1904 | 1268557.5263 | 2614834.1504 | 1268568.1943 | 2614834.1878 | 1268568.6166
238 | 2614832.1904 | 1268557.5263 | 2614825.9196 | 1268558.4488
239 | 2614763.7886 | 1268547.5598 | 2614762.2378 | 1268549.6106
240 | 2614763.7886 | 1268547.5598 | 2614765.7365 | 1268544.985 | 2614765.7365 | 1268544.985
241 | 2614881.0871 | 1268587.1103 | 2614882.1729 | 1268587.0583
242 | 2614899.2235 | 1268556.814 | 2614898.9068 | 1268551.5744
243 | 2614898.5888 | 1268546.3121 | 2614898.9068 | 1268551.5744
244 | 2614801.9094 | 1268553.3278 | 2614799.4793 | 1268548.6743
245 | 2614797.0453 | 1268544.0134 | 2614799.4793 | 1268548.6743
246 | 2614762.2378 | 1268549.6106 | 2614756.7897 | 1268556.8155 | 2614754.0543 | 1268560.7583
247 | 2614754.0543 | 1268560.7583 | 2614749.5152 | 1268567.3007

## bus_geodata
| x | y | coords
0 | 2614786.8299 | 1268022.2438
1 | 2614762.0143 | 1267972.5616
2 | 2614767.4109 | 1268038.8661
3 | 2614712.9267 | 1267995.1667
4 | 2614795.8929 | 1268100.9581
5 | 2614734.0043 | 1268012.2937
6 | 2614750.1044 | 1268046.7286
7 | 2614751.1904 | 1268049.0509
8 | 2614745.4342 | 1268036.74
9 | 2614813.6014 | 1268139.5632
10 | 2614739.7194 | 1268024.5172
11 | 2614834.9634 | 1268177.0652
12 | 2614850.7983 | 1268205.5283
13 | 2614878.1642 | 1268254.7186
14 | 2614924.9469 | 1268168.5404
15 | 2614937.4613 | 1268182.9617
16 | 2615152.2378 | 1268254.0212
17 | 2615184.9619 | 1268249.91
18 | 2614991.1015 | 1268244.4829
19 | 2615152.9481 | 1268273.5256
20 | 2614870.6488 | 1268477.6774
21 | 2614869.1737 | 1268450.3449
22 | 2614845.4089 | 1268492.7025
23 | 2615027.7299 | 1268618.0055
24 | 2615028.7197 | 1268636.1239
25 | 2614905.0261 | 1268641.6237
26 | 2615122.0035 | 1268462.1129
27 | 2615161.8274 | 1268426.8452
28 | 2615120.0603 | 1268432.1323
29 | 2615081.3091 | 1268614.9281
30 | 2614912.399 | 1268361.0667
31 | 2614913.9866 | 1268385.1098
32 | 2614911.6846 | 1268343.8875
33 | 2614912.9541 | 1268666.917
34 | 2614904.5791 | 1268638.1225
35 | 2614958.3521 | 1268676.1378
36 | 2614961.4456 | 1268693.2061
37 | 2615040.407 | 1268669.5072
38 | 2614896.7268 | 1268515.5028
39 | 2614877.1061 | 1268516.4049
40 | 2614897.9542 | 1268535.8121
41 | 2614951.1351 | 1268264.5184
42 | 2614973.2817 | 1268175.1207
43 | 2614864.1474 | 1268357.4208
44 | 2614915.1226 | 1268403.5689
45 | 2614866.1971 | 1268395.3526
46 | 2614866.9665 | 1268409.6091
47 | 2614865.4754 | 1268381.9968
48 | 2614869.0308 | 1268447.6966
49 | 2614867.8579 | 1268426.0564
50 | 2614861.1628 | 1268302.1855
51 | 2614861.2137 | 1268303.1283
52 | 2614883.0862 | 1268271.5967
53 | 2614891.1237 | 1268679.9481
54 | 2615161.2709 | 1268412.0111
55 | 2615082.0635 | 1268627.7069
56 | 2615083.3724 | 1268649.8803
57 | 2615029.6357 | 1268652.8904
58 | 2614864.5993 | 1268365.7833
59 | 2614863.2915 | 1268341.5964
60 | 2614919.1491 | 1268268.9235
61 | 2614953.6936 | 1268242.5043
62 | 2614962.0058 | 1268695.7732
63 | 2614886.6559 | 1268681.1499
64 | 2614882.5544 | 1268681.2953
65 | 2615067.1609 | 1268668.0418
66 | 2615043.0189 | 1268687.4142
67 | 2614903.1671 | 1268621.7573
68 | 2615154.2571 | 1268297.2568
69 | 2614877.0587 | 1268516.4071
70 | 2614898.2716 | 1268541.0644
71 | 2614849.1468 | 1268508.4358
72 | 2614839.8579 | 1268496.0091
73 | 2614849.7821 | 1268343.1712
74 | 2614801.6629 | 1268436.0533
75 | 2614687.7526 | 1268377.9515
76 | 2614831.7608 | 1268412.0837
77 | 2614677.9486 | 1268370.7918
78 | 2614852.9817 | 1268410.5921
79 | 2614951.3264 | 1268214.8845
80 | 2614943.6243 | 1268194.7448
81 | 2614836.021 | 1268322.265
82 | 2614919.237 | 1268741.4152
83 | 2614890.7854 | 1268822.649
84 | 2614986.1291 | 1268806.322
85 | 2614971.156 | 1268737.7055
86 | 2614763.214 | 1268778.2878
87 | 2614729.5638 | 1268744.5025
88 | 2614781.7536 | 1268736.7602
89 | 2614811.8416 | 1268762.609
90 | 2614878.523 | 1268764.1872
91 | 2614821.7156 | 1268747.0338
92 | 2614686.7828 | 1268739.037
93 | 2614662.9907 | 1268771.7679
94 | 2614690.367 | 1268723.6158
95 | 2614655.3016 | 1268764.8008
96 | 2614970.5364 | 1268734.8662
97 | 2614784.1167 | 1268736.6549
98 | 2614792.2353 | 1268723.3762
99 | 2614815.5519 | 1268726.2926
100 | 2614714.8691 | 1268665.0433
101 | 2614707.8767 | 1268662.6354
102 | 2614726.6055 | 1268668.5083
103 | 2614754.4614 | 1268675.9604
104 | 2614762.5659 | 1268677.5111
105 | 2614693.963 | 1268708.1441
106 | 2614696.1155 | 1268698.8876
107 | 2614698.1311 | 1268690.2196
108 | 2614700.0547 | 1268681.9356
109 | 2615124.7548 | 1268684.934
110 | 2615134.5221 | 1268701.7663
111 | 2615120.5225 | 1268665.1189
112 | 2615136.6157 | 1268705.3742
113 | 2615088.3521 | 1268666.8811
114 | 2615142.9445 | 1268716.3046
115 | 2614964.6071 | 1268707.694
116 | 2614964.4848 | 1268707.1335
117 | 2614966.4525 | 1268716.1511
118 | 2614968.931 | 1268727.5091
119 | 2614829.8654 | 1268683.2046
120 | 2614830.5771 | 1268683.1788
121 | 2614828.9756 | 1268683.2368
122 | 2614859.0646 | 1268682.1465
123 | 2614828.6525 | 1268683.2485
124 | 2614859.2209 | 1268682.1408
125 | 2614828.3097 | 1268683.2609
126 | 2614859.4428 | 1268682.1328
127 | 2614828.0351 | 1268683.2709
128 | 2614859.5984 | 1268682.1271
129 | 2614804.9 | 1268682.6797
130 | 2614692.2341 | 1268655.1609
131 | 2615056.4451 | 1268724.1928
132 | 2615054.8276 | 1268719.7927
133 | 2615053.7752 | 1268716.9298
134 | 2614869.8275 | 1268516.7396
135 | 2614877.0513 | 1268516.4074
136 | 2614851.3217 | 1268517.5904
137 | 2614851.6083 | 1268518.797
138 | 2614850.3957 | 1268513.6928
139 | 2614852.8224 | 1268523.9073
140 | 2614854.0377 | 1268529.0225
141 | 2614857.2716 | 1268542.6341
142 | 2615049.3176 | 1268704.8034
143 | 2615051.9797 | 1268712.0454
144 | 2614883.4554 | 1268709.2196
145 | 2614860.6013 | 1268682.0908
146 | 2615152.4613 | 1268297.3343
147 | 2614800.7173 | 1268588.7697
148 | 2614800.1057 | 1268588.125
149 | 2614805.9101 | 1268589.2468
150 | 2614797.9151 | 1268585.8156
151 | 2614805.9252 | 1268589.2482
152 | 2614795.7237 | 1268583.5054
153 | 2614806.0534 | 1268589.2599
154 | 2614793.5324 | 1268581.1952
155 | 2614806.0704 | 1268589.2615
156 | 2614783.5079 | 1268570.4454
157 | 2614762.6521 | 1268677.5276
158 | 2614762.8216 | 1268677.5601
159 | 2614763.7052 | 1268677.7291
160 | 2614795.5563 | 1268682.2894
161 | 2614796.2061 | 1268682.3166
162 | 2614796.8831 | 1268682.3448
163 | 2614716.2007 | 1268639.1871
164 | 2614806.1234 | 1268589.2664
165 | 2614806.1769 | 1268589.2713
166 | 2614806.2298 | 1268589.2762
167 | 2614718.8205 | 1268631.8055
168 | 2614806.9791 | 1268563.5426
169 | 2614806.106 | 1268561.3638
170 | 2614823.3868 | 1268558.8215
171 | 2614804.3484 | 1268557.9983
172 | 2614854.6307 | 1268588.3776
173 | 2614854.6486 | 1268588.3767
174 | 2614835.1297 | 1268579.2536
175 | 2614834.651 | 1268573.848
176 | 2614902.8392 | 1268616.3772
177 | 2614902.52 | 1268611.1425
178 | 2614902.2001 | 1268605.8944
179 | 2614900.9966 | 1268586.1522
180 | 2614797.1271 | 1268682.355
181 | 2614797.3025 | 1268682.3624
182 | 2614797.8101 | 1268682.3836
183 | 2614805.0561 | 1268719.6173
184 | 2614824.9051 | 1268504.9157
185 | 2614817.1169 | 1268509.5548
186 | 2614803.2498 | 1268517.8038
187 | 2614821.6622 | 1268523.4491
188 | 2614823.3423 | 1268528.5849
189 | 2614788.5358 | 1268527.7185
190 | 2614770.8468 | 1268540.6906
191 | 2614794.5441 | 1268539.224
192 | 2614824.9744 | 1268533.574
193 | 2614849.6139 | 1268543.6476
194 | 2614858.6433 | 1268554.087
195 | 2614848.5283 | 1268543.7913
196 | 2614859.2676 | 1268559.2995
197 | 2614859.893 | 1268564.5212
198 | 2614721.6077 | 1268624.7543
199 | 2614723.5689 | 1268619.8813
200 | 2614721.5122 | 1268624.9916
201 | 2614725.5803 | 1268614.8836
202 | 2614719.5778 | 1268629.7981
203 | 2614726.6865 | 1268612.1349
204 | 2614729.6624 | 1268604.7407
205 | 2614732.589 | 1268597.4687
206 | 2614855.9671 | 1268588.3135
207 | 2614856.0987 | 1268588.3072
208 | 2614854.7683 | 1268588.371
209 | 2614862.704 | 1268587.9908
210 | 2614854.7085 | 1268588.3738
211 | 2614880.7997 | 1268587.124
212 | 2614861.1595 | 1268575.0956
213 | 2614880.8503 | 1268587.1216
214 | 2614860.5177 | 1268569.7369
215 | 2614881.0809 | 1268587.1106
216 | 2614860.0225 | 1268565.6026
217 | 2614780.0086 | 1268566.3841
218 | 2614776.5871 | 1268562.4133
219 | 2614773.0376 | 1268558.2939
220 | 2614732.698 | 1268597.1981
221 | 2614735.1293 | 1268592.2333
222 | 2614738.0877 | 1268587.0178
223 | 2614742.2905 | 1268579.6082
224 | 2614743.5247 | 1268577.4325
225 | 2614746.2131 | 1268572.6928
226 | 2614860.3912 | 1268682.0984
227 | 2614884.0896 | 1268717.2356
228 | 2614863.0941 | 1268726.1817
229 | 2614826.6114 | 1268538.578
230 | 2614828.2433 | 1268543.5665
231 | 2614829.1556 | 1268546.3553
232 | 2614832.1904 | 1268557.5263
233 | 2614834.1878 | 1268568.6166
234 | 2614825.9196 | 1268558.4488
235 | 2614763.7886 | 1268547.5598
236 | 2614882.1729 | 1268587.0583
237 | 2614881.0871 | 1268587.1103
238 | 2614899.2235 | 1268556.814
239 | 2614898.9068 | 1268551.5744
240 | 2614824.3189 | 1268726.4915
241 | 2614801.9094 | 1268553.3278
242 | 2614799.4793 | 1268548.6743
243 | 2614797.0453 | 1268544.0134
244 | 2614898.5888 | 1268546.3121
245 | 2614765.7365 | 1268544.985
246 | 2614762.2378 | 1268549.6106
247 | 2614754.0543 | 1268560.7583
248 | 2614749.5152 | 1268567.3007
249 | 2614857.2716 | 1268542.6341

## line_std_types
| c_nf_per_km | r_ohm_per_km | x_ohm_per_km | max_i_ka | type | q_mm2 | alpha | voltage_rating
NAYY 4x50 SE | 210 | 0.642 | 0.083 | 0.142 | cs | 50 | 0.00403 | LV
NAYY 4x120 SE | 264 | 0.225 | 0.08 | 0.242 | cs | 120 | 0.00403 | LV
NAYY 4x150 SE | 261 | 0.208 | 0.08 | 0.27 | cs | 150 | 0.00403 | LV
NA2XS2Y 1x95 RM/25 12/20 kV | 216 | 0.313 | 0.132 | 0.252 | cs | 95 | 0.00403 | MV
NA2XS2Y 1x185 RM/25 12/20 kV | 273 | 0.161 | 0.117 | 0.362 | cs | 185 | 0.00403 | MV
NA2XS2Y 1x240 RM/25 12/20 kV | 304 | 0.122 | 0.112 | 0.421 | cs | 240 | 0.00403 | MV
NA2XS2Y 1x95 RM/25 6/10 kV | 315 | 0.313 | 0.123 | 0.249 | cs | 95 | 0.00403 | MV
NA2XS2Y 1x185 RM/25 6/10 kV | 406 | 0.161 | 0.11 | 0.358 | cs | 185 | 0.00403 | MV
NA2XS2Y 1x240 RM/25 6/10 kV | 456 | 0.122 | 0.105 | 0.416 | cs | 240 | 0.00403 | MV
NA2XS2Y 1x150 RM/25 12/20 kV | 250 | 0.206 | 0.116 | 0.319 | cs | 150 | 0.00403 | MV
NA2XS2Y 1x120 RM/25 12/20 kV | 230 | 0.253 | 0.119 | 0.283 | cs | 120 | 0.00403 | MV
NA2XS2Y 1x70 RM/25 12/20 kV | 190 | 0.443 | 0.132 | 0.22 | cs | 70 | 0.00403 | MV
NA2XS2Y 1x150 RM/25 6/10 kV | 360 | 0.206 | 0.11 | 0.315 | cs | 150 | 0.00403 | MV
NA2XS2Y 1x120 RM/25 6/10 kV | 340 | 0.253 | 0.113 | 0.28 | cs | 120 | 0.00403 | MV
NA2XS2Y 1x70 RM/25 6/10 kV | 280 | 0.443 | 0.123 | 0.217 | cs | 70 | 0.00403 | MV
N2XS(FL)2Y 1x120 RM/35 64/110 kV | 112 | 0.153 | 0.166 | 0.366 | cs | 120 | 0.00393 | HV
N2XS(FL)2Y 1x185 RM/35 64/110 kV | 125 | 0.099 | 0.156 | 0.457 | cs | 185 | 0.00393 | HV
N2XS(FL)2Y 1x240 RM/35 64/110 kV | 135 | 0.075 | 0.149 | 0.526 | cs | 240 | 0.00393 | HV
N2XS(FL)2Y 1x300 RM/35 64/110 kV | 144 | 0.06 | 0.144 | 0.588 | cs | 300 | 0.00393 | HV
15-AL1/3-ST1A 0.4 | 11 | 1.8769 | 0.35 | 0.105 | ol | 16 | 0.00403 | LV
24-AL1/4-ST1A 0.4 | 11.25 | 1.2012 | 0.335 | 0.14 | ol | 24 | 0.00403 | LV
48-AL1/8-ST1A 0.4 | 12.2 | 0.5939 | 0.3 | 0.21 | ol | 48 | 0.00403 | LV
94-AL1/15-ST1A 0.4 | 13.2 | 0.306 | 0.29 | 0.35 | ol | 94 | 0.00403 | LV
34-AL1/6-ST1A 10.0 | 9.7 | 0.8342 | 0.36 | 0.17 | ol | 34 | 0.00403 | MV
48-AL1/8-ST1A 10.0 | 10.1 | 0.5939 | 0.35 | 0.21 | ol | 48 | 0.00403 | MV
70-AL1/11-ST1A 10.0 | 10.4 | 0.4132 | 0.339 | 0.29 | ol | 70 | 0.00403 | MV
94-AL1/15-ST1A 10.0 | 10.75 | 0.306 | 0.33 | 0.35 | ol | 94 | 0.00403 | MV
122-AL1/20-ST1A 10.0 | 11.1 | 0.2376 | 0.323 | 0.41 | ol | 122 | 0.00403 | MV
149-AL1/24-ST1A 10.0 | 11.25 | 0.194 | 0.315 | 0.47 | ol | 149 | 0.00403 | MV
34-AL1/6-ST1A 20.0 | 9.15 | 0.8342 | 0.382 | 0.17 | ol | 34 | 0.00403 | MV
48-AL1/8-ST1A 20.0 | 9.5 | 0.5939 | 0.372 | 0.21 | ol | 48 | 0.00403 | MV
70-AL1/11-ST1A 20.0 | 9.7 | 0.4132 | 0.36 | 0.29 | ol | 70 | 0.00403 | MV
94-AL1/15-ST1A 20.0 | 10 | 0.306 | 0.35 | 0.35 | ol | 94 | 0.00403 | MV
122-AL1/20-ST1A 20.0 | 10.3 | 0.2376 | 0.344 | 0.41 | ol | 122 | 0.00403 | MV
149-AL1/24-ST1A 20.0 | 10.5 | 0.194 | 0.337 | 0.47 | ol | 149 | 0.00403 | MV
184-AL1/30-ST1A 20.0 | 10.75 | 0.1571 | 0.33 | 0.535 | ol | 184 | 0.00403 | MV
243-AL1/39-ST1A 20.0 | 11 | 0.1188 | 0.32 | 0.645 | ol | 243 | 0.00403 | MV
48-AL1/8-ST1A 110.0 | 8 | 0.5939 | 0.46 | 0.21 | ol | 48 | 0.00403 | HV
70-AL1/11-ST1A 110.0 | 8.4 | 0.4132 | 0.45 | 0.29 | ol | 70 | 0.00403 | HV
94-AL1/15-ST1A 110.0 | 8.65 | 0.306 | 0.44 | 0.35 | ol | 94 | 0.00403 | HV
122-AL1/20-ST1A 110.0 | 8.5 | 0.2376 | 0.43 | 0.41 | ol | 122 | 0.00403 | HV
149-AL1/24-ST1A 110.0 | 8.75 | 0.194 | 0.41 | 0.47 | ol | 149 | 0.00403 | HV
184-AL1/30-ST1A 110.0 | 8.8 | 0.1571 | 0.4 | 0.535 | ol | 184 | 0.00403 | HV
243-AL1/39-ST1A 110.0 | 9 | 0.1188 | 0.39 | 0.645 | ol | 243 | 0.00403 | HV
305-AL1/39-ST1A 110.0 | 9.2 | 0.0949 | 0.38 | 0.74 | ol | 305 | 0.00403 | HV
490-AL1/64-ST1A 110.0 | 9.75 | 0.059 | 0.37 | 0.96 | ol | 490 | 0.00403 | HV
679-AL1/86-ST1A 110.0 | 9.95 | 0.042 | 0.36 | 1.15 | ol | 679 | 0.00403 | HV
490-AL1/64-ST1A 220.0 | 10 | 0.059 | 0.285 | 0.96 | ol | 490 | 0.00403 | HV
679-AL1/86-ST1A 220.0 | 11.7 | 0.042 | 0.275 | 1.15 | ol | 679 | 0.00403 | HV
490-AL1/64-ST1A 380.0 | 11 | 0.059 | 0.253 | 0.96 | ol | 490 | 0.00403 | HV
679-AL1/86-ST1A 380.0 | 14.6 | 0.042 | 0.25 | 1.15 | ol | 679 | 0.00403 | HV

## trafo_std_types
| i0_percent | pfe_kw | vkr_percent | sn_mva | vn_lv_kv | vn_hv_kv | vk_percent | shift_degree | vector_group | tap_side | tap_neutral | tap_min | tap_max | tap_step_degree | tap_step_percent | tap_phase_shifter
160 MVA 380/110 kV | 0.06 | 60 | 0.25 | 160 | 110 | 380 | 12.2 | 0 | Yy0 | hv | 0 | -9 | 9 | 0 | 1.5 | FALSE
100 MVA 220/110 kV | 0.06 | 55 | 0.26 | 100 | 110 | 220 | 12 | 0 | Yy0 | hv | 0 | -9 | 9 | 0 | 1.5 | FALSE
63 MVA 110/20 kV | 0.04 | 22 | 0.32 | 63 | 20 | 110 | 18 | 150 | YNd5 | hv | 0 | -9 | 9 | 0 | 1.5 | FALSE
40 MVA 110/20 kV | 0.05 | 18 | 0.34 | 40 | 20 | 110 | 16.2 | 150 | YNd5 | hv | 0 | -9 | 9 | 0 | 1.5 | FALSE
25 MVA 110/20 kV | 0.07 | 14 | 0.41 | 25 | 20 | 110 | 12 | 150 | YNd5 | hv | 0 | -9 | 9 | 0 | 1.5 | FALSE
63 MVA 110/10 kV | 0.04 | 22 | 0.32 | 63 | 10 | 110 | 18 | 150 | YNd5 | hv | 0 | -9 | 9 | 0 | 1.5 | FALSE
40 MVA 110/10 kV | 0.05 | 18 | 0.34 | 40 | 10 | 110 | 16.2 | 150 | YNd5 | hv | 0 | -9 | 9 | 0 | 1.5 | FALSE
25 MVA 110/10 kV | 0.07 | 14 | 0.41 | 25 | 10 | 110 | 12 | 150 | YNd5 | hv | 0 | -9 | 9 | 0 | 1.5 | FALSE
0.25 MVA 20/0.4 kV | 0.32 | 0.8 | 1.44 | 0.25 | 0.4 | 20 | 6 | 150 | Yzn5 | hv | 0 | -2 | 2 | 0 | 2.5 | FALSE
0.4 MVA 20/0.4 kV | 0.3375 | 1.35 | 1.425 | 0.4 | 0.4 | 20 | 6 | 150 | Dyn5 | hv | 0 | -2 | 2 | 0 | 2.5 | FALSE
0.63 MVA 20/0.4 kV | 0.2619 | 1.65 | 1.206 | 0.63 | 0.4 | 20 | 6 | 150 | Dyn5 | hv | 0 | -2 | 2 | 0 | 2.5 | FALSE
0.25 MVA 10/0.4 kV | 0.24 | 0.6 | 1.2 | 0.25 | 0.4 | 10 | 4 | 150 | Dyn5 | hv | 0 | -2 | 2 | 0 | 2.5 | FALSE
0.4 MVA 10/0.4 kV | 0.2375 | 0.95 | 1.325 | 0.4 | 0.4 | 10 | 4 | 150 | Dyn5 | hv | 0 | -2 | 2 | 0 | 2.5 | FALSE
0.63 MVA 10/0.4 kV | 0.1873 | 1.18 | 1.0794 | 0.63 | 0.4 | 10 | 4 | 150 | Dyn5 | hv | 0 | -2 | 2 | 0 | 2.5 | FALSE

## trafo3w_std_types
| sn_hv_mva | sn_mv_mva | sn_lv_mva | vn_hv_kv | vn_mv_kv | vn_lv_kv | vk_hv_percent | vk_mv_percent | vk_lv_percent | vkr_hv_percent | vkr_mv_percent | vkr_lv_percent | pfe_kw | i0_percent | shift_mv_degree | shift_lv_degree | vector_group | tap_side | tap_neutral | tap_min | tap_max | tap_step_percent
63/25/38 MVA 110/20/10 kV | 63 | 25 | 38 | 110 | 20 | 10 | 10.4 | 10.4 | 10.4 | 0.28 | 0.32 | 0.35 | 35 | 0.89 | 0 | 0 | YN0yn0yn0 | hv | 0 | -10 | 10 | 1.2
63/25/38 MVA 110/10/10 kV | 63 | 25 | 38 | 110 | 10 | 10 | 10.4 | 10.4 | 10.4 | 0.28 | 0.32 | 0.35 | 35 | 0.89 | 0 | 0 | YN0yn0yn0 | hv | 0 | -10 | 10 | 1.2

## fuse_std_types
| fuse_type | i_rated_a | t_avg | t_min | t_total | x_avg | x_min | x_total
HV 100A | HV 100A | 100 | 0 | [10.0, 3.64, 0.854, 0.281, 0.1, 0.0531, 0.022, 0.01] | [10.0, 4.267, 1.21, 0.403, 0.1, 0.058, 0.022, 0.01] | 0 | [300.0, 350.0, 450.0, 550.0, 700.0, 850.0, 1200.0, 1752.0] | [600.0, 700.0, 900.0, 1150.0, 1665.0, 2000.0, 3000.0, 4313.0]
HV 10A | HV 10A | 10 | 0 | [10.0, 1675.0, 0.344, 0.156, 0.1, 0.0417, 0.0171, 0.01] | [10.0, 1.3, 0.3, 0.155, 0.1, 0.0555, 0.023, 0.01] | 0 | [30.0, 32.0, 35.0, 37.0, 39.0, 50.0, 70.0, 88.0] | [60.0, 70.0, 80.0, 87.0, 94.0, 110.0, 150.0, 216.0]
HV 125A | HV 125A | 125 | 0 | [10.0, 1.82, 0.344, 0.1, 0.0467, 0.0269, 0.01] | [10.0, 2.478, 0.426, 0.1, 0.0427, 0.0211, 0.01] | 0 | [375.0, 500.0, 700.0, 925.0, 1200.0, 1500.0, 2341.0] | [750.0, 1000.0, 1500.0, 2200.0, 3000.0, 4000.0, 5765.0]
HV 160A | HV 160A | 160 | 0 | [10.0, 4.15, 1.03, 0.198, 0.1, 0.051, 0.0172, 0.01] | [10.0, 2.3, 0.734, 0.274, 0.1, 0.046, 0.0177, 0.01] | 0 | [480.0, 550.0, 700.0, 1000.0, 1260.0, 1600.0, 2500.0, 3227.0] | [960.0, 1300.0, 1700.0, 2200.0, 2996.0, 4000.0, 6000.0, 7946.0]
HV 16A | HV 16A | 16 | 0 | [10.0, 0.352, 0.164, 0.1, 0.0649, 0.0342, 0.01] | [10.0, 2.34, 0.722, 0.181, 0.1, 0.055, 0.0296, 0.01] | 0 | [48.0, 60.0, 65.0, 71.0, 80.0, 100.0, 162.0] | [96.0, 110.0, 125.0, 150.0, 168.0, 200.0, 250.0, 398.0]
HV 200A | HV 200A | 200 | 0 | [10.0, 4.267, 1.21, 0.403, 0.1, 0.058, 0.022, 0.01] | [10.0, 3.73, 1.654, 0.328, 0.1, 0.0531, 0.019, 0.01] | 0 | [600.0, 700.0, 900.0, 1150.0, 1665.0, 2000.0, 3000.0, 4313.0] | [1200.0, 1500.0, 1800.0, 2700.0, 3960.0, 5000.0, 7500.0, 10620.0]
HV 20A | HV 20A | 20 | 0 | [10.0, 1.3, 0.3, 0.155, 0.1, 0.0555, 0.023, 0.01] | [10.0, 1.3, 0.161, 0.1, 0.0611, 0.0399, 0.0141, 0.01] | 0 | [60.0, 70.0, 80.0, 87.0, 94.0, 110.0, 150.0, 216.0] | [120.0, 150.0, 200.0, 223.0, 260.0, 300.0, 450.0, 532.0]
HV 25A | HV 25A | 25 | 0 | [10.0, 2.512, 0.833, 0.299, 0.1, 0.0372, 0.0223, 0.01] | [10.0, 3.125, 0.597, 0.198, 0.1, 0.0378, 0.022, 0.01] | 0 | [75.0, 82.0, 90.0, 100.0, 124.0, 170.0, 200.0, 289.0] | [150.0, 170.0, 210.0, 250.0, 294.0, 400.0, 500.0, 711.0]
HV 31.5A | HV 31.5A | 31.5 | 0 | [10.0, 2.34, 0.722, 0.181, 0.1, 0.055, 0.0296, 0.01] | [10.0, 2.84, 0.368, 0.164, 0.1, 0.0621, 0.0378, 0.0195, 0.01] | 0 | [95.0, 110.0, 125.0, 150.0, 165.0, 200.0, 250.0, 390.0] | [189.0, 220.0, 300.0, 350.0, 393.0, 450.0, 530.0, 700.0, 960.0]
HV 40A | HV 40A | 40 | 0 | [10.0, 1.3, 0.161, 0.1, 0.0611, 0.0399, 0.0141, 0.01] | [10.0, 2.05, 0.369, 0.198, 0.1, 0.051, 0.0298, 0.01] | 0 | [120.0, 150.0, 200.0, 223.0, 260.0, 300.0, 450.0, 532.0] | [240.0, 300.0, 400.0, 450.0, 530.0, 650.0, 800.0, 1311.0]
HV 50A | HV 50A | 50 | 0 | [10.0, 3.215, 0.597, 0.198, 0.1, 0.0378, 0.022, 0.01] | [10.0, 3.64, 0.854, 0.281, 0.1, 0.0531, 0.022, 0.01] | 0 | [150.0, 170.0, 210.0, 250.0, 294.0, 400.0, 500.0, 711.0] | [300.0, 350.0, 450.0, 550.0, 700.0, 850.0, 1200.0, 1752.0]
HV 6.3A | HV 6.3A | 6.3 | 0 | [10.0, 1.39, 0.344, 0.168, 0.1, 0.056, 0.0263, 0.01] | [10.0, 1.711, 0.516, 0.198, 0.1, 0.0634, 0.0303, 0.01] | 0 | [19.0, 19.5, 20.4, 20.8, 22.0, 25.0, 32.0, 48.0] | [38.0, 40.0, 43.0, 48.0, 53.0, 60.0, 75.0, 118.0]
HV 63A | HV 63A | 63 | 0 | [10.0, 2.84, 0.368, 0.164, 0.1, 0.0621, 0.0378, 0.0195, 0.01] | [10.0, 1.82, 0.344, 0.1, 0.0467, 0.0269, 0.01] | 0 | [189.0, 220.0, 300.0, 350.0, 393.0, 450.0, 530.0, 700.0, 961.0] | [378.0, 500.0, 700.0, 934.0, 1200.0, 1500.0, 2366.0]
HV 80A | HV 80A | 80 | 0 | [10.0, 2.05, 0.369, 0.198, 0.1, 0.051, 0.0298, 0.01] | [10.0, 4.15, 1.03, 0.198, 0.1, 0.051, 0.0172, 0.01] | 0 | [240.0, 300.0, 400.0, 450.0, 530.0, 650.0, 800.0, 1311.0] | [480.0, 550.0, 700.0, 1000.0, 1260.0, 1600.0, 2500.0, 3227.0]
Siemens NH-1-100 | Siemens NH-1-100 | 100 | [5400.0, 2000.0, 400.0, 20.0, 1.0, 0.2, 0.012, 0.004] | 0 | 0 | [150.0, 190.0, 250.0, 430.0, 900.0, 1250.0, 2700.0, 3600.0] | 0 | 0
Siemens NH-1-125 | Siemens NH-1-125 | 125 | [4800.0, 120.0, 7.0, 0.1, 0.004] | 0 | 0 | [180.0, 400.0, 740.0, 2000.0, 4250.0] | 0 | 0
Siemens NH-1-16 | Siemens NH-1-16 | 16 | [4000.0, 400.0, 2.0, 0.1, 0.04, 0.01] | 0 | 0 | [26.0, 35.0, 75.0, 150.0, 200.0, 300.0] | 0 | 0
Siemens NH-1-160 | Siemens NH-1-160 | 160 | [4800.0, 120.0, 7.0, 0.1, 0.004] | 0 | 0 | [210.0, 500.0, 900.0, 2300.0, 5000.0] | 0 | 0
Siemens NH-1-25 | Siemens NH-1-25 | 25 | [4000.0, 1000.0, 10.0, 0.2, 0.02, 0.01] | 0 | 0 | [40.0, 50.0, 100.0, 210.0, 400.0, 500.0] | 0 | 0
Siemens NH-1-50 | Siemens NH-1-50 | 50 | [4000.0, 40.0, 4.0, 1.0, 0.02, 0.01] | 0 | 0 | [86.0, 200.0, 300.0, 400.0, 1000.0, 1280.0] | 0 | 0
Siemens NH-1-63 | Siemens NH-1-63 | 63 | [4000.0, 100.0, 10.0, 2.0, 0.04, 0.01] | 0 | 0 | [100.0, 200.0, 300.0, 400.0, 1000.0, 1500.0] | 0 | 0
Siemens NH-1-80 | Siemens NH-1-80 | 80 | [4800.0, 120.0, 7.0, 0.1, 0.01] | 0 | 0 | [150.58, 250.0, 450.0, 1150.0, 2470.0] | 0 | 0
Siemens NH-2-1000 | Siemens NH-2-1000 | 1000 | [4800.0, 120.0, 7.0, 0.1, 0.004] | 0 | 0 | [1900.0, 3500.0, 8400.0, 24000.0, 52000.0] | 0 | 0
Siemens NH-2-200 | Siemens NH-2-200 | 200 | [4800.0, 120.0, 7.0, 0.1, 0.004] | 0 | 0 | [280.0, 650.0, 1200.0, 3000.0, 7000.0] | 0 | 0
Siemens NH-2-224 | Siemens NH-2-224 | 224 | [4800.0, 120.0, 7.0, 0.2, 0.04, 0.004] | 0 | 0 | [400.0, 750.0, 1453.0, 3025.0, 4315.0, 7600.0] | 0 | 0
Siemens NH-2-250 | Siemens NH-2-250 | 250 | [4800.0, 120.0, 7.0, 0.1, 0.004] | 0 | 0 | [450.0, 800.0, 1650.0, 4000.0, 8500.0] | 0 | 0
Siemens NH-2-315 | Siemens NH-2-315 | 315 | [4800.0, 120.0, 7.0, 0.1, 0.004] | 0 | 0 | [550.0, 920.0, 1900.0, 5000.0, 11000.0] | 0 | 0
Siemens NH-2-355 | Siemens NH-2-355 | 355 | [4800.0, 120.0, 6.0, 0.1, 0.004] | 0 | 0 | [650.0, 1116.27, 2350.0, 5840.0, 12790.0] | 0 | 0
Siemens NH-2-400 | Siemens NH-2-400 | 400 | [4800.0, 120.0, 7.0, 0.1, 0.004] | 0 | 0 | [720.0, 1350.0, 2800.0, 6500.0, 15000.0] | 0 | 0
Siemens NH-2-425 | Siemens NH-2-425 | 425 | [4800.0, 120.0, 7.0, 0.1, 0.004] | 0 | 0 | [850.0, 1500.0, 3050.0, 7500.0, 16500.0] | 0 | 0
Siemens NH-2-630 | Siemens NH-2-630 | 630 | [4800.0, 120.0, 7.0, 0.1, 0.004] | 0 | 0 | [1200.0, 2000.0, 4800.0, 12000.0, 26000.0] | 0 | 0

## dtypes
| element | column | dtype
0 | bus | name | object
1 | bus | vn_kv | float64
2 | bus | type | object
3 | bus | zone | object
4 | bus | in_service | bool
5 | load | name | object
6 | load | bus | uint32
7 | load | p_mw | float64
8 | load | q_mvar | float64
9 | load | const_z_percent | float64
10 | load | const_i_percent | float64
11 | load | sn_mva | float64
12 | load | scaling | float64
13 | load | in_service | bool
14 | load | type | object
15 | ext_grid | name | object
16 | ext_grid | bus | uint32
17 | ext_grid | vm_pu | float64
18 | ext_grid | va_degree | float64
19 | ext_grid | slack_weight | float64
20 | ext_grid | in_service | bool
21 | line | name | object
22 | line | std_type | object
23 | line | from_bus | uint32
24 | line | to_bus | uint32
25 | line | length_km | float64
26 | line | r_ohm_per_km | float64
27 | line | x_ohm_per_km | float64
28 | line | c_nf_per_km | float64
29 | line | g_us_per_km | float64
30 | line | max_i_ka | float64
31 | line | df | float64
32 | line | parallel | uint32
33 | line | type | object
34 | line | in_service | bool
35 | trafo | name | object
36 | trafo | std_type | object
37 | trafo | hv_bus | uint32
38 | trafo | lv_bus | uint32
39 | trafo | sn_mva | float64
40 | trafo | vn_hv_kv | float64
41 | trafo | vn_lv_kv | float64
42 | trafo | vk_percent | float64
43 | trafo | vkr_percent | float64
44 | trafo | pfe_kw | float64
45 | trafo | i0_percent | float64
46 | trafo | shift_degree | float64
47 | trafo | tap_side | object
48 | trafo | tap_neutral | int32
49 | trafo | tap_min | int32
50 | trafo | tap_max | int32
51 | trafo | tap_step_percent | float64
52 | trafo | tap_step_degree | float64
53 | trafo | tap_pos | int32
54 | trafo | tap_phase_shifter | bool
55 | trafo | parallel | uint32
56 | trafo | df | float64
57 | trafo | in_service | bool
58 | line_geodata | coords | object
59 | bus_geodata | x | float64
60 | bus_geodata | y | float64
61 | bus_geodata | coords | object

## parameters
| version | format_version | converged | OPF_converged | name | f_hz | sn_mva
0 | 2.14.6 | 2.14.0 | FALSE | FALSE |  | 50 | 1