## bus
| name | vn_kv | type | zone | in_service
0 | bus_LV_2761-8_0_5_node_0 | 0.4 | n |  | TRUE
1 | bus_LV_2761-8_0_5_node_2 | 0.4 | n |  | TRUE
2 | bus_LV_2761-8_0_5_node_3 | 0.4 | n |  | TRUE
3 | bus_LV_2761-8_0_5_node_4 | 0.4 | n |  | TRUE
4 | bus_LV_2761-8_0_5_node_5 | 0.4 | n |  | TRUE
5 | bus_LV_2761-8_0_5_node_185 | 0.4 | n |  | TRUE
6 | bus_LV_2761-8_0_5_node_186 | 0.4 | n |  | TRUE
7 | bus_LV_2761-8_0_5_node_176 | 0.4 | n |  | TRUE
8 | bus_LV_2761-8_0_5_node_6 | 0.4 | n |  | TRUE
9 | bus_LV_2761-8_0_5_node_8 | 0.4 | n |  | TRUE
10 | bus_LV_2761-8_0_5_node_7 | 0.4 | n |  | TRUE
11 | bus_LV_2761-8_0_5_node_9 | 0.4 | n |  | TRUE
12 | bus_LV_2761-8_0_5_node_10 | 0.4 | n |  | TRUE
13 | bus_LV_2761-8_0_5_node_11 | 0.4 | n |  | TRUE
14 | bus_LV_2761-8_0_5_node_128 | 0.4 | n |  | TRUE
15 | bus_LV_2761-8_0_5_node_192 | 0.4 | n |  | TRUE
16 | bus_LV_2761-8_0_5_node_190 | 0.4 | n |  | TRUE
17 | bus_LV_2761-8_0_5_node_189 | 0.4 | n |  | TRUE
18 | bus_LV_2761-8_0_5_node_129 | 0.4 | n |  | TRUE
19 | bus_LV_2761-8_0_5_node_196 | 0.4 | n |  | TRUE
20 | bus_LV_2761-8_0_5_node_191 | 0.4 | n |  | TRUE
21 | bus_LV_2761-8_0_5_node_182 | 0.4 | n |  | TRUE
22 | bus_LV_2761-8_0_5_node_12 | 0.4 | n |  | TRUE
23 | bus_LV_2761-8_0_5_node_13 | 0.4 | n |  | TRUE
24 | bus_LV_2761-8_0_5_node_14 | 0.4 | n |  | TRUE
25 | bus_LV_2761-8_0_5_node_15 | 0.4 | n |  | TRUE
26 | bus_LV_2761-8_0_5_node_16 | 0.4 | n |  | TRUE
27 | bus_LV_2761-8_0_5_node_23 | 0.4 | n |  | TRUE
28 | bus_LV_2761-8_0_5_node_46 | 0.4 | n |  | TRUE
29 | bus_LV_2761-8_0_5_node_25 | 0.4 | n |  | TRUE
30 | bus_LV_2761-8_0_5_node_22 | 0.4 | n |  | TRUE
31 | bus_LV_2761-8_0_5_node_44 | 0.4 | n |  | TRUE
32 | bus_LV_2761-8_0_5_node_38 | 0.4 | n |  | TRUE
33 | bus_LV_2761-8_0_5_node_39 | 0.4 | n |  | TRUE
34 | bus_LV_2761-8_0_5_node_17 | 0.4 | n |  | TRUE
35 | bus_LV_2761-8_0_5_node_18 | 0.4 | n |  | TRUE
36 | bus_LV_2761-8_0_5_node_19 | 0.4 | n |  | TRUE
37 | bus_LV_2761-8_0_5_node_28 | 0.4 | n |  | TRUE
38 | bus_LV_2761-8_0_5_node_29 | 0.4 | n |  | TRUE
39 | bus_LV_2761-8_0_5_node_24 | 0.4 | n |  | TRUE
40 | bus_LV_2761-8_0_5_node_26 | 0.4 | n |  | TRUE
41 | bus_LV_2761-8_0_5_node_27 | 0.4 | n |  | TRUE
42 | bus_LV_2761-8_0_5_node_32 | 0.4 | n |  | TRUE
43 | bus_LV_2761-8_0_5_node_35 | 0.4 | n |  | TRUE
44 | bus_LV_2761-8_0_5_node_30 | 0.4 | n |  | TRUE
45 | bus_LV_2761-8_0_5_node_31 | 0.4 | n |  | TRUE
46 | bus_LV_2761-8_0_5_node_37 | 0.4 | n |  | TRUE
47 | bus_LV_2761-8_0_5_node_97 | 0.4 | n |  | TRUE
48 | bus_LV_2761-8_0_5_node_34 | 0.4 | n |  | TRUE
49 | bus_LV_2761-8_0_5_node_53 | 0.4 | n |  | TRUE
50 | bus_LV_2761-8_0_5_node_103 | 0.4 | n |  | TRUE
51 | bus_LV_2761-8_0_5_node_33 | 0.4 | n |  | TRUE
52 | bus_LV_2761-8_0_5_node_36 | 0.4 | n |  | TRUE
53 | bus_LV_2761-8_0_5_node_98 | 0.4 | n |  | TRUE
54 | bus_LV_2761-8_0_5_node_96 | 0.4 | n |  | TRUE
55 | bus_LV_2761-8_0_5_node_101 | 0.4 | n |  | TRUE
56 | bus_LV_2761-8_0_5_node_105 | 0.4 | n |  | TRUE
57 | bus_LV_2761-8_0_5_node_94 | 0.4 | n |  | TRUE
58 | bus_LV_2761-8_0_5_node_40 | 0.4 | n |  | TRUE
59 | bus_LV_2761-8_0_5_node_41 | 0.4 | n |  | TRUE
60 | bus_LV_2761-8_0_5_node_42 | 0.4 | n |  | TRUE
61 | bus_LV_2761-8_0_5_node_43 | 0.4 | n |  | TRUE
62 | bus_LV_2761-8_0_5_node_122 | 0.4 | n |  | TRUE
63 | bus_LV_2761-8_0_5_node_193 | 0.4 | n |  | TRUE
64 | bus_LV_2761-8_0_5_node_123 | 0.4 | n |  | TRUE
65 | bus_LV_2761-8_0_5_node_194 | 0.4 | n |  | TRUE
66 | bus_LV_2761-8_0_5_node_45 | 0.4 | n |  | TRUE
67 | bus_LV_2761-8_0_5_node_47 | 0.4 | n |  | TRUE
68 | bus_LV_2761-8_0_5_node_114 | 0.4 | n |  | TRUE
69 | bus_LV_2761-8_0_5_node_48 | 0.4 | n |  | TRUE
70 | bus_LV_2761-8_0_5_node_112 | 0.4 | n |  | TRUE
71 | bus_LV_2761-8_0_5_node_113 | 0.4 | n |  | TRUE
72 | bus_LV_2761-8_0_5_node_111 | 0.4 | n |  | TRUE
73 | bus_LV_2761-8_0_5_node_49 | 0.4 | n |  | TRUE
74 | bus_LV_2761-8_0_5_node_50 | 0.4 | n |  | TRUE
75 | bus_LV_2761-8_0_5_node_51 | 0.4 | n |  | TRUE
76 | bus_LV_2761-8_0_5_node_52 | 0.4 | n |  | TRUE
77 | bus_LV_2761-8_0_5_node_95 | 0.4 | n |  | TRUE
78 | bus_LV_2761-8_0_5_node_54 | 0.4 | n |  | TRUE
79 | bus_LV_2761-8_0_5_node_55 | 0.4 | n |  | TRUE
80 | bus_LV_2761-8_0_5_node_56 | 0.4 | n |  | TRUE
81 | bus_LV_2761-8_0_5_node_57 | 0.4 | n |  | TRUE
82 | bus_LV_2761-8_0_5_node_58 | 0.4 | n |  | TRUE
83 | bus_LV_2761-8_0_5_node_59 | 0.4 | n |  | TRUE
84 | bus_LV_2761-8_0_5_node_60 | 0.4 | n |  | TRUE
85 | bus_LV_2761-8_0_5_node_61 | 0.4 | n |  | TRUE
86 | bus_LV_2761-8_0_5_node_90 | 0.4 | n |  | TRUE
87 | bus_LV_2761-8_0_5_node_62 | 0.4 | n |  | TRUE
88 | bus_LV_2761-8_0_5_node_87 | 0.4 | n |  | TRUE
89 | bus_LV_2761-8_0_5_node_63 | 0.4 | n |  | TRUE
90 | bus_LV_2761-8_0_5_node_64 | 0.4 | n |  | TRUE
91 | bus_LV_2761-8_0_5_node_69 | 0.4 | n |  | TRUE
92 | bus_LV_2761-8_0_5_node_72 | 0.4 | n |  | TRUE
93 | bus_LV_2761-8_0_5_node_67 | 0.4 | n |  | TRUE
94 | bus_LV_2761-8_0_5_node_73 | 0.4 | n |  | TRUE
95 | bus_LV_2761-8_0_5_node_65 | 0.4 | n |  | TRUE
96 | bus_LV_2761-8_0_5_node_66 | 0.4 | n |  | TRUE
97 | bus_LV_2761-8_0_5_node_68 | 0.4 | n |  | TRUE
98 | bus_LV_2761-8_0_5_node_70 | 0.4 | n |  | TRUE
99 | bus_LV_2761-8_0_5_node_71 | 0.4 | n |  | TRUE
100 | bus_LV_2761-8_0_5_node_100 | 0.4 | n |  | TRUE
101 | bus_LV_2761-8_0_5_node_99 | 0.4 | n |  | TRUE
102 | bus_LV_2761-8_0_5_node_74 | 0.4 | n |  | TRUE
103 | bus_LV_2761-8_0_5_node_75 | 0.4 | n |  | TRUE
104 | bus_LV_2761-8_0_5_node_76 | 0.4 | n |  | TRUE
105 | bus_LV_2761-8_0_5_node_80 | 0.4 | n |  | TRUE
106 | bus_LV_2761-8_0_5_node_81 | 0.4 | n |  | TRUE
107 | bus_LV_2761-8_0_5_node_77 | 0.4 | n |  | TRUE
108 | bus_LV_2761-8_0_5_node_78 | 0.4 | n |  | TRUE
109 | bus_LV_2761-8_0_5_node_79 | 0.4 | n |  | TRUE
110 | bus_LV_2761-8_0_5_node_153 | 0.4 | n |  | TRUE
111 | bus_LV_2761-8_0_5_node_150 | 0.4 | n |  | TRUE
112 | bus_LV_2761-8_0_5_node_200 | 0.4 | n |  | TRUE
113 | bus_LV_2761-8_0_5_node_197 | 0.4 | n |  | TRUE
114 | bus_LV_2761-8_0_5_node_82 | 0.4 | n |  | TRUE
115 | bus_LV_2761-8_0_5_node_83 | 0.4 | n |  | TRUE
116 | bus_LV_2761-8_0_5_node_106 | 0.4 | n |  | TRUE
117 | bus_LV_2761-8_0_5_node_107 | 0.4 | n |  | TRUE
118 | bus_LV_2761-8_0_5_node_84 | 0.4 | n |  | TRUE
119 | bus_LV_2761-8_0_5_node_85 | 0.4 | n |  | TRUE
120 | bus_LV_2761-8_0_5_node_86 | 0.4 | n |  | TRUE
121 | bus_LV_2761-8_0_5_node_88 | 0.4 | n |  | TRUE
122 | bus_LV_2761-8_0_5_node_89 | 0.4 | n |  | TRUE
123 | bus_LV_2761-8_0_5_node_91 | 0.4 | n |  | TRUE
124 | bus_LV_2761-8_0_5_node_92 | 0.4 | n |  | TRUE
125 | bus_LV_2761-8_0_5_node_102 | 0.4 | n |  | TRUE
126 | bus_LV_2761-8_0_5_node_93 | 0.4 | n |  | TRUE
127 | bus_LV_2761-8_0_5_node_104 | 0.4 | n |  | TRUE
128 | bus_LV_2761-8_0_5_node_110 | 0.4 | n |  | TRUE
129 | bus_LV_2761-8_0_5_node_199 | 0.4 | n |  | TRUE
130 | bus_LV_2761-8_0_5_node_108 | 0.4 | n |  | TRUE
131 | bus_LV_2761-8_0_5_node_109 | 0.4 | n |  | TRUE
132 | bus_LV_2761-8_0_5_node_198 | 0.4 | n |  | TRUE
133 | bus_LV_2761-8_0_5_node_115 | 0.4 | n |  | TRUE
134 | bus_LV_2761-8_0_5_node_116 | 0.4 | n |  | TRUE
135 | bus_LV_2761-8_0_5_node_126 | 0.4 | n |  | TRUE
136 | bus_LV_2761-8_0_5_node_127 | 0.4 | n |  | TRUE
137 | bus_LV_2761-8_0_5_node_125 | 0.4 | n |  | TRUE
138 | bus_LV_2761-8_0_5_node_136 | 0.4 | n |  | TRUE
139 | bus_LV_2761-8_0_5_node_203 | 0.4 | n |  | TRUE
140 | bus_LV_2761-8_0_5_node_124 | 0.4 | n |  | TRUE
141 | bus_LV_2761-8_0_5_node_117 | 0.4 | n |  | TRUE
142 | bus_LV_2761-8_0_5_node_118 | 0.4 | n |  | TRUE
143 | bus_LV_2761-8_0_5_node_119 | 0.4 | n |  | TRUE
144 | bus_LV_2761-8_0_5_node_120 | 0.4 | n |  | TRUE
145 | bus_LV_2761-8_0_5_node_121 | 0.4 | n |  | TRUE
146 | bus_LV_2761-8_0_5_node_138 | 0.4 | n |  | TRUE
147 | bus_LV_2761-8_0_5_node_135 | 0.4 | n |  | TRUE
148 | bus_LV_2761-8_0_5_node_202 | 0.4 | n |  | TRUE
149 | bus_LV_2761-8_0_5_node_130 | 0.4 | n |  | TRUE
150 | bus_LV_2761-8_0_5_node_140 | 0.4 | n |  | TRUE
151 | bus_LV_2761-8_0_5_node_139 | 0.4 | n |  | TRUE
152 | bus_LV_2761-8_0_5_node_174 | 0.4 | n |  | TRUE
153 | bus_LV_2761-8_0_5_node_137 | 0.4 | n |  | TRUE
154 | bus_LV_2761-8_0_5_node_131 | 0.4 | n |  | TRUE
155 | bus_LV_2761-8_0_5_node_132 | 0.4 | n |  | TRUE
156 | bus_LV_2761-8_0_5_node_133 | 0.4 | n |  | TRUE
157 | bus_LV_2761-8_0_5_node_134 | 0.4 | n |  | TRUE
158 | bus_LV_2761-8_0_5_node_141 | 0.4 | n |  | TRUE
159 | bus_LV_2761-8_0_5_node_142 | 0.4 | n |  | TRUE
160 | bus_LV_2761-8_0_5_node_172 | 0.4 | n |  | TRUE
161 | bus_LV_2761-8_0_5_node_143 | 0.4 | n |  | TRUE
162 | bus_LV_2761-8_0_5_node_144 | 0.4 | n |  | TRUE
163 | bus_LV_2761-8_0_5_node_145 | 0.4 | n |  | TRUE
164 | bus_LV_2761-8_0_5_node_146 | 0.4 | n |  | TRUE
165 | bus_LV_2761-8_0_5_node_147 | 0.4 | n |  | TRUE
166 | bus_LV_2761-8_0_5_node_148 | 0.4 | n |  | TRUE
167 | bus_LV_2761-8_0_5_node_149 | 0.4 | n |  | TRUE
168 | bus_LV_2761-8_0_5_node_154 | 0.4 | n |  | TRUE
169 | bus_LV_2761-8_0_5_node_155 | 0.4 | n |  | TRUE
170 | bus_LV_2761-8_0_5_node_151 | 0.4 | n |  | TRUE
171 | bus_LV_2761-8_0_5_node_152 | 0.4 | n |  | TRUE
172 | bus_LV_2761-8_0_5_node_165 | 0.4 | n |  | TRUE
173 | bus_LV_2761-8_0_5_node_164 | 0.4 | n |  | TRUE
174 | bus_LV_2761-8_0_5_node_201 | 0.4 | n |  | TRUE
175 | bus_LV_2761-8_0_5_node_156 | 0.4 | n |  | TRUE
176 | bus_LV_2761-8_0_5_node_157 | 0.4 | n |  | TRUE
177 | bus_LV_2761-8_0_5_node_158 | 0.4 | n |  | TRUE
178 | bus_LV_2761-8_0_5_node_159 | 0.4 | n |  | TRUE
179 | bus_LV_2761-8_0_5_node_162 | 0.4 | n |  | TRUE
180 | bus_LV_2761-8_0_5_node_160 | 0.4 | n |  | TRUE
181 | bus_LV_2761-8_0_5_node_163 | 0.4 | n |  | TRUE
182 | bus_LV_2761-8_0_5_node_161 | 0.4 | n |  | TRUE
183 | bus_LV_2761-8_0_5_node_167 | 0.4 | n |  | TRUE
184 | bus_LV_2761-8_0_5_node_168 | 0.4 | n |  | TRUE
185 | bus_LV_2761-8_0_5_node_169 | 0.4 | n |  | TRUE
186 | bus_LV_2761-8_0_5_node_170 | 0.4 | n |  | TRUE
187 | bus_LV_2761-8_0_5_node_171 | 0.4 | n |  | TRUE
188 | bus_LV_2761-8_0_5_node_173 | 0.4 | n |  | TRUE
189 | bus_LV_2761-8_0_5_node_175 | 0.4 | n |  | TRUE
190 | bus_LV_2761-8_0_5_node_177 | 0.4 | n |  | TRUE
191 | bus_LV_2761-8_0_5_node_178 | 0.4 | n |  | TRUE
192 | bus_LV_2761-8_0_5_node_179 | 0.4 | n |  | TRUE
193 | bus_LV_2761-8_0_5_node_180 | 0.4 | n |  | TRUE
194 | bus_LV_2761-8_0_5_node_181 | 0.4 | n |  | TRUE
195 | bus_LV_2761-8_0_5_node_183 | 0.4 | n |  | TRUE
196 | bus_LV_2761-8_0_5_node_184 | 0.4 | n |  | TRUE
197 | bus_LV_2761-8_0_5_node_188 | 0.4 | n |  | TRUE
198 | bus_LV_2761-8_0_5_node_187 | 0.4 | n |  | TRUE
199 | bus_LV_2761-8_0_5_node_195 | 0.4 | n |  | TRUE
200 | bus_MV_287_0_node_118 | 20 | n |  | TRUE

## load
| name | bus | p_mw | q_mvar | const_z_percent | const_i_percent | sn_mva | scaling | in_service | type
0 | LV_2761-8_0_5_load_0 | 0 | 0.003497 | 0.00087642 | 0 | 0 |  | 1 | TRUE | wye
1 | LV_2761-8_0_5_load_3 | 2 | 0.0049211 | 0.0012333 | 0 | 0 |  | 1 | TRUE | wye
2 | LV_2761-8_0_5_load_4 | 3 | 0.0008923 | 0.00022363 | 0 | 0 |  | 1 | TRUE | wye
3 | LV_2761-8_0_5_load_5 | 4 | 0.0065274 | 0.0016359 | 0 | 0 |  | 1 | TRUE | wye
4 | LV_2761-8_0_5_load_186 | 6 | 0.0015137 | 0.00037937 | 0 | 0 |  | 1 | TRUE | wye
5 | LV_2761-8_0_5_load_176 | 7 | 0.0024388 | 0.00061123 | 0 | 0 |  | 1 | TRUE | wye
6 | LV_2761-8_0_5_load_6 | 8 | 0.006747 | 0.001691 | 0 | 0 |  | 1 | TRUE | wye
7 | LV_2761-8_0_5_load_7 | 10 | 0.001757 | 0.00044035 | 0 | 0 |  | 1 | TRUE | wye
8 | LV_2761-8_0_5_load_9 | 11 | 0.0017843 | 0.00044719 | 0 | 0 |  | 1 | TRUE | wye
9 | LV_2761-8_0_5_load_11 | 13 | 0.0024633 | 0.00061736 | 0 | 0 |  | 1 | TRUE | wye
10 | LV_2761-8_0_5_load_128 | 14 | 0.001807 | 0.00045289 | 0 | 0 |  | 1 | TRUE | wye
11 | LV_2761-8_0_5_load_192 | 15 | 0.0024071 | 0.00060328 | 0 | 0 |  | 1 | TRUE | wye
12 | LV_2761-8_0_5_load_190 | 16 | 0.0027278 | 0.00068366 | 0 | 0 |  | 1 | TRUE | wye
13 | LV_2761-8_0_5_load_129 | 18 | 0.0015964 | 0.00040008 | 0 | 0 |  | 1 | TRUE | wye
14 | LV_2761-8_0_5_load_196 | 19 | 0.0020373 | 0.0005106 | 0 | 0 |  | 1 | TRUE | wye
15 | LV_2761-8_0_5_load_191 | 20 | 0.0019131 | 0.00047947 | 0 | 0 |  | 1 | TRUE | wye
16 | LV_2761-8_0_5_load_12 | 22 | 0.011536 | 0.0028911 | 0 | 0 |  | 1 | TRUE | wye
17 | LV_2761-8_0_5_load_13 | 23 | 0.0030033 | 0.00075269 | 0 | 0 |  | 1 | TRUE | wye
18 | LV_2761-8_0_5_load_16 | 26 | 0.011826 | 0.002964 | 0 | 0 |  | 1 | TRUE | wye
19 | LV_2761-8_0_5_load_25 | 29 | 0.0027462 | 0.00068826 | 0 | 0 |  | 1 | TRUE | wye
20 | LV_2761-8_0_5_load_44 | 31 | 0.003646 | 0.00091378 | 0 | 0 |  | 1 | TRUE | wye
21 | LV_2761-8_0_5_load_38 | 32 | 0.0090016 | 0.002256 | 0 | 0 |  | 1 | TRUE | wye
22 | LV_2761-8_0_5_load_39 | 33 | 0.0040869 | 0.0010243 | 0 | 0 |  | 1 | TRUE | wye
23 | LV_2761-8_0_5_load_17 | 34 | 0.015728 | 0.0039417 | 0 | 0 |  | 1 | TRUE | wye
24 | LV_2761-8_0_5_load_18 | 35 | 0.0072543 | 0.0018181 | 0 | 0 |  | 1 | TRUE | wye
25 | LV_2761-8_0_5_load_19 | 36 | 0.0032035 | 0.00080286 | 0 | 0 |  | 1 | TRUE | wye
26 | LV_2761-8_0_5_load_28 | 37 | 0.0030913 | 0.00077476 | 0 | 0 |  | 1 | TRUE | wye
27 | LV_2761-8_0_5_load_24 | 39 | 0.0041071 | 0.0010293 | 0 | 0 |  | 1 | TRUE | wye
28 | LV_2761-8_0_5_load_26 | 40 | 0.0081372 | 0.0020394 | 0 | 0 |  | 1 | TRUE | wye
29 | LV_2761-8_0_5_load_27 | 41 | 0.0054094 | 0.0013557 | 0 | 0 |  | 1 | TRUE | wye
30 | LV_2761-8_0_5_load_35 | 43 | 0.0023464 | 0.00058805 | 0 | 0 |  | 1 | TRUE | wye
31 | LV_2761-8_0_5_load_30 | 44 | 0.036765 | 0.0092142 | 0 | 0 |  | 1 | TRUE | wye
32 | LV_2761-8_0_5_load_37 | 46 | 0.002294 | 0.00057494 | 0 | 0 |  | 1 | TRUE | wye
33 | LV_2761-8_0_5_load_97 | 47 | 0.02018 | 0.0050577 | 0 | 0 |  | 1 | TRUE | wye
34 | LV_2761-8_0_5_load_53 | 49 | 0.0069295 | 0.0017367 | 0 | 0 |  | 1 | TRUE | wye
35 | LV_2761-8_0_5_load_103 | 50 | 0.0024847 | 0.00062273 | 0 | 0 |  | 1 | TRUE | wye
36 | LV_2761-8_0_5_load_33 | 51 | 0.0019949 | 0.00049998 | 0 | 0 |  | 1 | TRUE | wye
37 | LV_2761-8_0_5_load_98 | 53 | 0.0017292 | 0.00043337 | 0 | 0 |  | 1 | TRUE | wye
38 | LV_2761-8_0_5_load_96 | 54 | 0.0015694 | 0.00039332 | 0 | 0 |  | 1 | TRUE | wye
39 | LV_2761-8_0_5_load_105 | 56 | 0.0033517 | 0.00084001 | 0 | 0 |  | 1 | TRUE | wye
40 | LV_2761-8_0_5_load_94 | 57 | 0.0042717 | 0.0010706 | 0 | 0 |  | 1 | TRUE | wye
41 | LV_2761-8_0_5_load_41 | 59 | 0.0017477 | 0.00043801 | 0 | 0 |  | 1 | TRUE | wye
42 | LV_2761-8_0_5_load_42 | 60 | 0.0012645 | 0.00031692 | 0 | 0 |  | 1 | TRUE | wye
43 | LV_2761-8_0_5_load_43 | 61 | 0.0018201 | 0.00045617 | 0 | 0 |  | 1 | TRUE | wye
44 | LV_2761-8_0_5_load_122 | 62 | 0.0057505 | 0.0014412 | 0 | 0 |  | 1 | TRUE | wye
45 | LV_2761-8_0_5_load_193 | 63 | 0.0014879 | 0.00037289 | 0 | 0 |  | 1 | TRUE | wye
46 | LV_2761-8_0_5_load_123 | 64 | 0.00084847 | 0.00021265 | 0 | 0 |  | 1 | TRUE | wye
47 | LV_2761-8_0_5_load_194 | 65 | 0.0017254 | 0.00043243 | 0 | 0 |  | 1 | TRUE | wye
48 | LV_2761-8_0_5_load_45 | 66 | 0.0045035 | 0.0011287 | 0 | 0 |  | 1 | TRUE | wye
49 | LV_2761-8_0_5_load_47 | 67 | 0.0016263 | 0.0004076 | 0 | 0 |  | 1 | TRUE | wye
50 | LV_2761-8_0_5_load_114 | 68 | 0.0023105 | 0.00057906 | 0 | 0 |  | 1 | TRUE | wye
51 | LV_2761-8_0_5_load_48 | 69 | 0.0030327 | 0.00076007 | 0 | 0 |  | 1 | TRUE | wye
52 | LV_2761-8_0_5_load_112 | 70 | 0.004107 | 0.0010293 | 0 | 0 |  | 1 | TRUE | wye
53 | LV_2761-8_0_5_load_113 | 71 | 0.0021632 | 0.00054215 | 0 | 0 |  | 1 | TRUE | wye
54 | LV_2761-8_0_5_load_111 | 72 | 0.0017132 | 0.00042938 | 0 | 0 |  | 1 | TRUE | wye
55 | LV_2761-8_0_5_load_49 | 73 | 0.0035395 | 0.00088707 | 0 | 0 |  | 1 | TRUE | wye
56 | LV_2761-8_0_5_load_50 | 74 | 0.0017841 | 0.00044714 | 0 | 0 |  | 1 | TRUE | wye
57 | LV_2761-8_0_5_load_52 | 76 | 0.0014539 | 0.00036438 | 0 | 0 |  | 1 | TRUE | wye
58 | LV_2761-8_0_5_load_95 | 77 | 0.0021225 | 0.00053195 | 0 | 0 |  | 1 | TRUE | wye
59 | LV_2761-8_0_5_load_54 | 78 | 0.0033973 | 0.00085144 | 0 | 0 |  | 1 | TRUE | wye
60 | LV_2761-8_0_5_load_55 | 79 | 0.0018559 | 0.00046513 | 0 | 0 |  | 1 | TRUE | wye
61 | LV_2761-8_0_5_load_56 | 80 | 0.0021591 | 0.00054112 | 0 | 0 |  | 1 | TRUE | wye
62 | LV_2761-8_0_5_load_57 | 81 | 0.001832 | 0.00045914 | 0 | 0 |  | 1 | TRUE | wye
63 | LV_2761-8_0_5_load_59 | 83 | 0.0014209 | 0.00035611 | 0 | 0 |  | 1 | TRUE | wye
64 | LV_2761-8_0_5_load_60 | 84 | 0.0015699 | 0.00039345 | 0 | 0 |  | 1 | TRUE | wye
65 | LV_2761-8_0_5_load_61 | 85 | 0.0027817 | 0.00069716 | 0 | 0 |  | 1 | TRUE | wye
66 | LV_2761-8_0_5_load_90 | 86 | 0.0019562 | 0.00049028 | 0 | 0 |  | 1 | TRUE | wye
67 | LV_2761-8_0_5_load_87 | 88 | 0.0029151 | 0.0007306 | 0 | 0 |  | 1 | TRUE | wye
68 | LV_2761-8_0_5_load_63 | 89 | 0.0021954 | 0.00055022 | 0 | 0 |  | 1 | TRUE | wye
69 | LV_2761-8_0_5_load_64 | 90 | 0.0024177 | 0.00060594 | 0 | 0 |  | 1 | TRUE | wye
70 | LV_2761-8_0_5_load_69 | 91 | 0.0018135 | 0.00045451 | 0 | 0 |  | 1 | TRUE | wye
71 | LV_2761-8_0_5_load_72 | 92 | 0.0022527 | 0.00056458 | 0 | 0 |  | 1 | TRUE | wye
72 | LV_2761-8_0_5_load_67 | 93 | 0.0019748 | 0.00049493 | 0 | 0 |  | 1 | TRUE | wye
73 | LV_2761-8_0_5_load_73 | 94 | 0.0030448 | 0.00076309 | 0 | 0 |  | 1 | TRUE | wye
74 | LV_2761-8_0_5_load_65 | 95 | 0.0027148 | 0.00068039 | 0 | 0 |  | 1 | TRUE | wye
75 | LV_2761-8_0_5_load_66 | 96 | 0.0022276 | 0.0005583 | 0 | 0 |  | 1 | TRUE | wye
76 | LV_2761-8_0_5_load_68 | 97 | 0.0023044 | 0.00057755 | 0 | 0 |  | 1 | TRUE | wye
77 | LV_2761-8_0_5_load_70 | 98 | 0.0012397 | 0.00031069 | 0 | 0 |  | 1 | TRUE | wye
78 | LV_2761-8_0_5_load_71 | 99 | 0.0038199 | 0.00095735 | 0 | 0 |  | 1 | TRUE | wye
79 | LV_2761-8_0_5_load_100 | 100 | 0.0018204 | 0.00045623 | 0 | 0 |  | 1 | TRUE | wye
80 | LV_2761-8_0_5_load_99 | 101 | 0.0049515 | 0.001241 | 0 | 0 |  | 1 | TRUE | wye
81 | LV_2761-8_0_5_load_74 | 102 | 0.0028312 | 0.00070956 | 0 | 0 |  | 1 | TRUE | wye
82 | LV_2761-8_0_5_load_75 | 103 | 0.0014832 | 0.00037173 | 0 | 0 |  | 1 | TRUE | wye
83 | LV_2761-8_0_5_load_76 | 104 | 0.00084459 | 0.00021168 | 0 | 0 |  | 1 | TRUE | wye
84 | LV_2761-8_0_5_load_80 | 105 | 0.011744 | 0.0029433 | 0 | 0 |  | 1 | TRUE | wye
85 | LV_2761-8_0_5_load_81 | 106 | 0.00314 | 0.00078697 | 0 | 0 |  | 1 | TRUE | wye
86 | LV_2761-8_0_5_load_77 | 107 | 0.0015466 | 0.00038761 | 0 | 0 |  | 1 | TRUE | wye
87 | LV_2761-8_0_5_load_78 | 108 | 0.0095266 | 0.0023876 | 0 | 0 |  | 1 | TRUE | wye
88 | LV_2761-8_0_5_load_150 | 111 | 0.0023709 | 0.00059421 | 0 | 0 |  | 1 | TRUE | wye
89 | LV_2761-8_0_5_load_200 | 112 | 0.0015983 | 0.00040056 | 0 | 0 |  | 1 | TRUE | wye
90 | LV_2761-8_0_5_load_197 | 113 | 0.0020504 | 0.00051389 | 0 | 0 |  | 1 | TRUE | wye
91 | LV_2761-8_0_5_load_82 | 114 | 0.0012352 | 0.00030956 | 0 | 0 |  | 1 | TRUE | wye
92 | LV_2761-8_0_5_load_83 | 115 | 0.0012462 | 0.00031233 | 0 | 0 |  | 1 | TRUE | wye
93 | LV_2761-8_0_5_load_107 | 117 | 0.0032472 | 0.00081383 | 0 | 0 |  | 1 | TRUE | wye
94 | LV_2761-8_0_5_load_84 | 118 | 0.0019242 | 0.00048224 | 0 | 0 |  | 1 | TRUE | wye
95 | LV_2761-8_0_5_load_85 | 119 | 0.001681 | 0.00042129 | 0 | 0 |  | 1 | TRUE | wye
96 | LV_2761-8_0_5_load_88 | 121 | 0.0033032 | 0.00082787 | 0 | 0 |  | 1 | TRUE | wye
97 | LV_2761-8_0_5_load_89 | 122 | 0.0014089 | 0.0003531 | 0 | 0 |  | 1 | TRUE | wye
98 | LV_2761-8_0_5_load_91 | 123 | 0.0016357 | 0.00040993 | 0 | 0 |  | 1 | TRUE | wye
99 | LV_2761-8_0_5_load_92 | 124 | 0.0024378 | 0.00061097 | 0 | 0 |  | 1 | TRUE | wye
100 | LV_2761-8_0_5_load_102 | 125 | 0.0036737 | 0.00092071 | 0 | 0 |  | 1 | TRUE | wye
101 | LV_2761-8_0_5_load_93 | 126 | 0.0018895 | 0.00047354 | 0 | 0 |  | 1 | TRUE | wye
102 | LV_2761-8_0_5_load_104 | 127 | 0.0022368 | 0.00056059 | 0 | 0 |  | 1 | TRUE | wye
103 | LV_2761-8_0_5_load_110 | 128 | 0.0045699 | 0.0011453 | 0 | 0 |  | 1 | TRUE | wye
104 | LV_2761-8_0_5_load_199 | 129 | 0.0019622 | 0.00049177 | 0 | 0 |  | 1 | TRUE | wye
105 | LV_2761-8_0_5_load_108 | 130 | 0.0024963 | 0.00062562 | 0 | 0 |  | 1 | TRUE | wye
106 | LV_2761-8_0_5_load_109 | 131 | 0.0019704 | 0.00049382 | 0 | 0 |  | 1 | TRUE | wye
107 | LV_2761-8_0_5_load_198 | 132 | 0.0018347 | 0.00045983 | 0 | 0 |  | 1 | TRUE | wye
108 | LV_2761-8_0_5_load_115 | 133 | 0.0017924 | 0.00044921 | 0 | 0 |  | 1 | TRUE | wye
109 | LV_2761-8_0_5_load_126 | 135 | 0.0011751 | 0.0002945 | 0 | 0 |  | 1 | TRUE | wye
110 | LV_2761-8_0_5_load_127 | 136 | 0.0033752 | 0.00084591 | 0 | 0 |  | 1 | TRUE | wye
111 | LV_2761-8_0_5_load_125 | 137 | 0.0030488 | 0.0007641 | 0 | 0 |  | 1 | TRUE | wye
112 | LV_2761-8_0_5_load_203 | 139 | 0.0025358 | 0.00063554 | 0 | 0 |  | 1 | TRUE | wye
113 | LV_2761-8_0_5_load_124 | 140 | 0.0025784 | 0.0006462 | 0 | 0 |  | 1 | TRUE | wye
114 | LV_2761-8_0_5_load_117 | 141 | 0.0018257 | 0.00045756 | 0 | 0 |  | 1 | TRUE | wye
115 | LV_2761-8_0_5_load_118 | 142 | 0.0016533 | 0.00041434 | 0 | 0 |  | 1 | TRUE | wye
116 | LV_2761-8_0_5_load_119 | 143 | 0.001841 | 0.00046139 | 0 | 0 |  | 1 | TRUE | wye
117 | LV_2761-8_0_5_load_120 | 144 | 0.0020542 | 0.00051484 | 0 | 0 |  | 1 | TRUE | wye
118 | LV_2761-8_0_5_load_121 | 145 | 0.0015315 | 0.00038382 | 0 | 0 |  | 1 | TRUE | wye
119 | LV_2761-8_0_5_load_138 | 146 | 0.0021386 | 0.00053599 | 0 | 0 |  | 1 | TRUE | wye
120 | LV_2761-8_0_5_load_202 | 148 | 0.0024615 | 0.00061691 | 0 | 0 |  | 1 | TRUE | wye
121 | LV_2761-8_0_5_load_140 | 150 | 0.0032355 | 0.00081089 | 0 | 0 |  | 1 | TRUE | wye
122 | LV_2761-8_0_5_load_139 | 151 | 0.0014701 | 0.00036844 | 0 | 0 |  | 1 | TRUE | wye
123 | LV_2761-8_0_5_load_174 | 152 | 0.00092821 | 0.00023263 | 0 | 0 |  | 1 | TRUE | wye
124 | LV_2761-8_0_5_load_137 | 153 | 0.001576 | 0.00039497 | 0 | 0 |  | 1 | TRUE | wye
125 | LV_2761-8_0_5_load_131 | 154 | 0.0053924 | 0.0013515 | 0 | 0 |  | 1 | TRUE | wye
126 | LV_2761-8_0_5_load_132 | 155 | 0.0020992 | 0.00052612 | 0 | 0 |  | 1 | TRUE | wye
127 | LV_2761-8_0_5_load_133 | 156 | 0.0022185 | 0.000556 | 0 | 0 |  | 1 | TRUE | wye
128 | LV_2761-8_0_5_load_134 | 157 | 0.010844 | 0.0027177 | 0 | 0 |  | 1 | TRUE | wye
129 | LV_2761-8_0_5_load_141 | 158 | 0.0025923 | 0.0006497 | 0 | 0 |  | 1 | TRUE | wye
130 | LV_2761-8_0_5_load_142 | 159 | 0.00094111 | 0.00023586 | 0 | 0 |  | 1 | TRUE | wye
131 | LV_2761-8_0_5_load_172 | 160 | 0.00075734 | 0.00018981 | 0 | 0 |  | 1 | TRUE | wye
132 | LV_2761-8_0_5_load_143 | 161 | 0.0036309 | 0.00090999 | 0 | 0 |  | 1 | TRUE | wye
133 | LV_2761-8_0_5_load_144 | 162 | 0.0024497 | 0.00061396 | 0 | 0 |  | 1 | TRUE | wye
134 | LV_2761-8_0_5_load_145 | 163 | 0.0024613 | 0.00061685 | 0 | 0 |  | 1 | TRUE | wye
135 | LV_2761-8_0_5_load_146 | 164 | 0.0025277 | 0.0006335 | 0 | 0 |  | 1 | TRUE | wye
136 | LV_2761-8_0_5_load_148 | 166 | 0.0091809 | 0.0023009 | 0 | 0 |  | 1 | TRUE | wye
137 | LV_2761-8_0_5_load_149 | 167 | 0.0017607 | 0.00044126 | 0 | 0 |  | 1 | TRUE | wye
138 | LV_2761-8_0_5_load_154 | 168 | 0.0016695 | 0.0004184 | 0 | 0 |  | 1 | TRUE | wye
139 | LV_2761-8_0_5_load_155 | 169 | 0.0056496 | 0.0014159 | 0 | 0 |  | 1 | TRUE | wye
140 | LV_2761-8_0_5_load_151 | 170 | 0.0019868 | 0.00049794 | 0 | 0 |  | 1 | TRUE | wye
141 | LV_2761-8_0_5_load_165 | 172 | 0.002919 | 0.00073157 | 0 | 0 |  | 1 | TRUE | wye
142 | LV_2761-8_0_5_load_164 | 173 | 0.0037092 | 0.00092962 | 0 | 0 |  | 1 | TRUE | wye
143 | LV_2761-8_0_5_load_201 | 174 | 0.0038987 | 0.00097711 | 0 | 0 |  | 1 | TRUE | wye
144 | LV_2761-8_0_5_load_157 | 176 | 0.0023481 | 0.00058848 | 0 | 0 |  | 1 | TRUE | wye
145 | LV_2761-8_0_5_load_158 | 177 | 0.0030796 | 0.00077182 | 0 | 0 |  | 1 | TRUE | wye
146 | LV_2761-8_0_5_load_159 | 178 | 0.0025252 | 0.00063287 | 0 | 0 |  | 1 | TRUE | wye
147 | LV_2761-8_0_5_load_162 | 179 | 0.0036314 | 0.00091011 | 0 | 0 |  | 1 | TRUE | wye
148 | LV_2761-8_0_5_load_160 | 180 | 0.0027107 | 0.00067936 | 0 | 0 |  | 1 | TRUE | wye
149 | LV_2761-8_0_5_load_163 | 181 | 0.0023945 | 0.00060012 | 0 | 0 |  | 1 | TRUE | wye
150 | LV_2761-8_0_5_load_161 | 182 | 0.0025839 | 0.00064759 | 0 | 0 |  | 1 | TRUE | wye
151 | LV_2761-8_0_5_load_167 | 183 | 0.0015987 | 0.00040067 | 0 | 0 |  | 1 | TRUE | wye
152 | LV_2761-8_0_5_load_168 | 184 | 0.0015713 | 0.00039382 | 0 | 0 |  | 1 | TRUE | wye
153 | LV_2761-8_0_5_load_169 | 185 | 0.0016812 | 0.00042134 | 0 | 0 |  | 1 | TRUE | wye
154 | LV_2761-8_0_5_load_170 | 186 | 0.0015376 | 0.00038537 | 0 | 0 |  | 1 | TRUE | wye
155 | LV_2761-8_0_5_load_173 | 188 | 0.0014496 | 0.00036331 | 0 | 0 |  | 1 | TRUE | wye
156 | LV_2761-8_0_5_load_175 | 189 | 0.0039471 | 0.00098925 | 0 | 0 |  | 1 | TRUE | wye
157 | LV_2761-8_0_5_load_177 | 190 | 0.0031134 | 0.0007803 | 0 | 0 |  | 1 | TRUE | wye
158 | LV_2761-8_0_5_load_178 | 191 | 0.0021849 | 0.0005476 | 0 | 0 |  | 1 | TRUE | wye
159 | LV_2761-8_0_5_load_179 | 192 | 0.0018681 | 0.0004682 | 0 | 0 |  | 1 | TRUE | wye
160 | LV_2761-8_0_5_load_180 | 193 | 0.003219 | 0.00080675 | 0 | 0 |  | 1 | TRUE | wye
161 | LV_2761-8_0_5_load_181 | 194 | 0.0014112 | 0.00035367 | 0 | 0 |  | 1 | TRUE | wye
162 | LV_2761-8_0_5_load_183 | 195 | 0.0014575 | 0.00036527 | 0 | 0 |  | 1 | TRUE | wye
163 | LV_2761-8_0_5_load_184 | 196 | 0.0036772 | 0.00092159 | 0 | 0 |  | 1 | TRUE | wye
164 | LV_2761-8_0_5_load_188 | 197 | 0.0013521 | 0.00033887 | 0 | 0 |  | 1 | TRUE | wye
165 | LV_2761-8_0_5_load_187 | 198 | 0.00041344 | 0.00010362 | 0 | 0 |  | 1 | TRUE | wye
166 | LV_2761-8_0_5_load_195 | 199 | 0.0087943 | 0.0022041 | 0 | 0 |  | 1 | TRUE | wye

## ext_grid
| name | bus | vm_pu | va_degree | slack_weight | in_service
0 |  | 148 | 1 | 0 | 1 | TRUE

## line
| name | std_type | from_bus | to_bus | length_km | r_ohm_per_km | x_ohm_per_km | c_nf_per_km | g_us_per_km | max_i_ka | df | parallel | type | in_service
0 | LV_2761-8_0_5_line_0 |  | 0 | 1 | 0.0068935 | 0.125 | 0.08 | 261 | 0 | 0.364 | 1 | 1 | cs | TRUE
1 | LV_2761-8_0_5_line_1 |  | 1 | 2 | 0.036983 | 0.125 | 0.08 | 261 | 0 | 0.364 | 1 | 1 | cs | TRUE
2 | LV_2761-8_0_5_line_2 |  | 2 | 3 | 0.078162 | 0.125 | 0.08 | 261 | 0 | 0.364 | 1 | 1 | cs | TRUE
3 | LV_2761-8_0_5_line_3 |  | 3 | 4 | 0.02646 | 0.125 | 0.08 | 261 | 0 | 0.364 | 1 | 1 | cs | TRUE
4 | LV_2761-8_0_5_line_4 |  | 4 | 5 | 0.012291 | 0.125 | 0.08 | 261 | 0 | 0.364 | 1 | 1 | cs | TRUE
5 | LV_2761-8_0_5_line_5 |  | 5 | 6 | 0.0080243 | 0.125 | 0.08 | 261 | 0 | 0.364 | 1 | 1 | cs | TRUE
6 | LV_2761-8_0_5_line_6 |  | 5 | 7 | 0.025211 | 0.125 | 0.08 | 261 | 0 | 0.364 | 1 | 1 | cs | TRUE
7 | LV_2761-8_0_5_line_7 |  | 6 | 197 | 0.017616 | 0.125 | 0.08 | 261 | 0 | 0.364 | 1 | 1 | cs | TRUE
8 | LV_2761-8_0_5_line_8 |  | 7 | 189 | 0.002562 | 0.125 | 0.08 | 261 | 0 | 0.364 | 1 | 1 | cs | TRUE
9 | LV_2761-8_0_5_line_9 |  | 8 | 9 | 0.014775 | 0.125 | 0.08 | 261 | 0 | 0.364 | 1 | 1 | cs | TRUE
10 | LV_2761-8_0_5_line_10 |  | 9 | 12 | 0.041774 | 0.125 | 0.08 | 261 | 0 | 0.364 | 1 | 1 | cs | TRUE
11 | LV_2761-8_0_5_line_11 |  | 9 | 13 | 0.019907 | 0.125 | 0.08 | 261 | 0 | 0.364 | 1 | 1 | cs | TRUE
12 | LV_2761-8_0_5_line_12 |  | 10 | 11 | 0.014846 | 0.125 | 0.08 | 261 | 0 | 0.364 | 1 | 1 | cs | TRUE
13 | LV_2761-8_0_5_line_13 |  | 11 | 14 | 0.0040228 | 0.125 | 0.08 | 261 | 0 | 0.364 | 1 | 1 | cs | TRUE
14 | LV_2761-8_0_5_line_14 |  | 12 | 15 | 0.0050373 | 0.125 | 0.08 | 261 | 0 | 0.364 | 1 | 1 | cs | TRUE
15 | LV_2761-8_0_5_line_15 |  | 12 | 16 | 0.011783 | 0.125 | 0.08 | 261 | 0 | 0.364 | 1 | 1 | cs | TRUE
16 | LV_2761-8_0_5_line_16 |  | 13 | 17 | 0.011634 | 0.125 | 0.08 | 261 | 0 | 0.364 | 1 | 1 | cs | TRUE
17 | LV_2761-8_0_5_line_17 |  | 14 | 18 | 0.023081 | 0.125 | 0.08 | 261 | 0 | 0.364 | 1 | 1 | cs | TRUE
18 | LV_2761-8_0_5_line_18 |  | 15 | 19 | 0.02048 | 0.125 | 0.08 | 261 | 0 | 0.364 | 1 | 1 | cs | TRUE
19 | LV_2761-8_0_5_line_19 |  | 16 | 20 | 0.006513 | 0.125 | 0.08 | 261 | 0 | 0.364 | 1 | 1 | cs | TRUE
20 | LV_2761-8_0_5_line_20 |  | 17 | 21 | 0.004117 | 0.125 | 0.08 | 261 | 0 | 0.364 | 1 | 1 | cs | TRUE
21 | LV_2761-8_0_5_line_21 |  | 18 | 149 | 0.014071 | 0.125 | 0.08 | 261 | 0 | 0.364 | 1 | 1 | cs | TRUE
22 | LV_2761-8_0_5_line_22 |  | 19 | 61 | 0.011488 | 0.125 | 0.08 | 261 | 0 | 0.364 | 1 | 1 | cs | TRUE
23 | LV_2761-8_0_5_line_23 |  | 21 | 193 | 0.036763 | 0.125 | 0.08 | 261 | 0 | 0.364 | 1 | 1 | cs | TRUE
24 | LV_2761-8_0_5_line_24 |  | 22 | 23 | 0.02245 | 0.125 | 0.08 | 261 | 0 | 0.364 | 1 | 1 | cs | TRUE
25 | LV_2761-8_0_5_line_25 |  | 22 | 24 | 0.032027 | 0.125 | 0.08 | 261 | 0 | 0.364 | 1 | 1 | cs | TRUE
26 | LV_2761-8_0_5_line_26 |  | 23 | 25 | 0.037435 | 0.125 | 0.08 | 261 | 0 | 0.364 | 1 | 1 | cs | TRUE
27 | LV_2761-8_0_5_line_27 |  | 24 | 26 | 0.025139 | 0.125 | 0.08 | 261 | 0 | 0.364 | 1 | 1 | cs | TRUE
28 | LV_2761-8_0_5_line_28 |  | 25 | 27 | 0.007119 | 0.125 | 0.08 | 261 | 0 | 0.364 | 1 | 4 | cs | TRUE
29 | LV_2761-8_0_5_line_29 |  | 25 | 28 | 0.01081 | 0.125 | 0.08 | 261 | 0 | 0.364 | 1 | 4 | cs | TRUE
30 | LV_2761-8_0_5_line_30 |  | 27 | 29 | 0.0209 | 0.125 | 0.08 | 261 | 0 | 0.364 | 1 | 4 | cs | TRUE
31 | LV_2761-8_0_5_line_31 |  | 27 | 30 | 0.010209 | 0.125 | 0.08 | 261 | 0 | 0.364 | 1 | 1 | cs | TRUE
32 | LV_2761-8_0_5_line_32 |  | 28 | 31 | 0.018018 | 0.125 | 0.08 | 261 | 0 | 0.364 | 1 | 4 | cs | TRUE
33 | LV_2761-8_0_5_line_33 |  | 29 | 39 | 0.0012002 | 0.125 | 0.08 | 261 | 0 | 0.364 | 1 | 4 | cs | TRUE
34 | LV_2761-8_0_5_line_34 |  | 30 | 36 | 0.016504 | 0.125 | 0.08 | 261 | 0 | 0.364 | 1 | 1 | cs | TRUE
35 | LV_2761-8_0_5_line_35 |  | 31 | 66 | 0.018716 | 0.125 | 0.08 | 261 | 0 | 0.364 | 1 | 4 | cs | TRUE
36 | LV_2761-8_0_5_line_36 |  | 32 | 33 | 0.00035363 | 0.125 | 0.08 | 261 | 0 | 0.364 | 1 | 1 | cs | TRUE
37 | LV_2761-8_0_5_line_37 |  | 33 | 58 | 0.039748 | 0.125 | 0.08 | 261 | 0 | 0.364 | 1 | 1 | cs | TRUE
38 | LV_2761-8_0_5_line_38 |  | 34 | 35 | 0.00097541 | 0.125 | 0.08 | 261 | 0 | 0.364 | 1 | 1 | cs | TRUE
39 | LV_2761-8_0_5_line_39 |  | 35 | 36 | 0.0037667 | 0.125 | 0.08 | 261 | 0 | 0.364 | 1 | 1 | cs | TRUE
40 | LV_2761-8_0_5_line_40 |  | 37 | 38 | 0.033663 | 0.125 | 0.08 | 261 | 0 | 0.364 | 1 | 1 | cs | TRUE
41 | LV_2761-8_0_5_line_41 |  | 38 | 44 | 0.014573 | 0.125 | 0.08 | 261 | 0 | 0.364 | 1 | 1 | cs | TRUE
42 | LV_2761-8_0_5_line_42 |  | 38 | 45 | 0.026599 | 0.125 | 0.08 | 261 | 0 | 0.364 | 1 | 1 | cs | TRUE
43 | LV_2761-8_0_5_line_43 |  | 39 | 40 | 0.023293 | 0.125 | 0.08 | 261 | 0 | 0.364 | 1 | 4 | cs | TRUE
44 | LV_2761-8_0_5_line_44 |  | 40 | 41 | 0.011249 | 0.125 | 0.08 | 261 | 0 | 0.364 | 1 | 4 | cs | TRUE
45 | LV_2761-8_0_5_line_45 |  | 41 | 42 | 0.019162 | 0.125 | 0.08 | 261 | 0 | 0.364 | 1 | 4 | cs | TRUE
46 | LV_2761-8_0_5_line_46 |  | 42 | 43 | 0.0050512 | 0.125 | 0.08 | 261 | 0 | 0.364 | 1 | 4 | cs | TRUE
47 | LV_2761-8_0_5_line_47 |  | 43 | 50 | 0.020495 | 0.125 | 0.08 | 261 | 0 | 0.364 | 1 | 4 | cs | TRUE
48 | LV_2761-8_0_5_line_48 |  | 44 | 46 | 0.0013486 | 0.125 | 0.08 | 261 | 0 | 0.364 | 1 | 1 | cs | TRUE
49 | LV_2761-8_0_5_line_49 |  | 45 | 47 | 0.047454 | 0.125 | 0.08 | 261 | 0 | 0.364 | 1 | 1 | cs | TRUE
50 | LV_2761-8_0_5_line_50 |  | 46 | 48 | 0.019328 | 0.125 | 0.08 | 261 | 0 | 0.364 | 1 | 1 | cs | TRUE
51 | LV_2761-8_0_5_line_51 |  | 47 | 49 | 0.017009 | 0.125 | 0.08 | 261 | 0 | 0.364 | 1 | 1 | cs | TRUE
52 | LV_2761-8_0_5_line_52 |  | 48 | 52 | 0.028564 | 0.125 | 0.08 | 261 | 0 | 0.364 | 1 | 1 | cs | TRUE
53 | LV_2761-8_0_5_line_53 |  | 48 | 51 | 0.0020884 | 0.125 | 0.08 | 261 | 0 | 0.364 | 1 | 1 | cs | TRUE
54 | LV_2761-8_0_5_line_54 |  | 49 | 75 | 0.024376 | 0.125 | 0.08 | 261 | 0 | 0.364 | 1 | 1 | cs | TRUE
55 | LV_2761-8_0_5_line_55 |  | 50 | 55 | 0.0048534 | 0.125 | 0.08 | 261 | 0 | 0.364 | 1 | 4 | cs | TRUE
56 | LV_2761-8_0_5_line_56 |  | 52 | 53 | 0.012381 | 0.125 | 0.08 | 261 | 0 | 0.364 | 1 | 4 | cs | TRUE
57 | LV_2761-8_0_5_line_57 |  | 52 | 54 | 0.024998 | 0.125 | 0.08 | 261 | 0 | 0.364 | 1 | 4 | cs | TRUE
58 | LV_2761-8_0_5_line_58 |  | 53 | 56 | 0.0054824 | 0.125 | 0.08 | 261 | 0 | 0.364 | 1 | 4 | cs | TRUE
59 | LV_2761-8_0_5_line_59 |  | 54 | 57 | 0.016745 | 0.125 | 0.08 | 261 | 0 | 0.364 | 1 | 4 | cs | TRUE
60 | LV_2761-8_0_5_line_60 |  | 55 | 125 | 0.019736 | 0.125 | 0.08 | 261 | 0 | 0.364 | 1 | 4 | cs | TRUE
61 | LV_2761-8_0_5_line_61 |  | 56 | 127 | 0.01993 | 0.125 | 0.08 | 261 | 0 | 0.364 | 1 | 4 | cs | TRUE
62 | LV_2761-8_0_5_line_62 |  | 57 | 126 | 0.0045989 | 0.125 | 0.08 | 261 | 0 | 0.364 | 1 | 4 | cs | TRUE
63 | LV_2761-8_0_5_line_63 |  | 58 | 59 | 0.017397 | 0.125 | 0.08 | 261 | 0 | 0.364 | 1 | 1 | cs | TRUE
64 | LV_2761-8_0_5_line_64 |  | 58 | 60 | 0.032255 | 0.125 | 0.08 | 261 | 0 | 0.364 | 1 | 1 | cs | TRUE
65 | LV_2761-8_0_5_line_65 |  | 58 | 61 | 0.020885 | 0.125 | 0.08 | 261 | 0 | 0.364 | 1 | 1 | cs | TRUE
66 | LV_2761-8_0_5_line_66 |  | 59 | 62 | 0.0040319 | 0.125 | 0.08 | 261 | 0 | 0.364 | 1 | 1 | cs | TRUE
67 | LV_2761-8_0_5_line_67 |  | 60 | 63 | 0.0087737 | 0.125 | 0.08 | 261 | 0 | 0.364 | 1 | 1 | cs | TRUE
68 | LV_2761-8_0_5_line_68 |  | 62 | 64 | 0.011043 | 0.125 | 0.08 | 261 | 0 | 0.364 | 1 | 1 | cs | TRUE
69 | LV_2761-8_0_5_line_69 |  | 63 | 65 | 0.0078428 | 0.125 | 0.08 | 261 | 0 | 0.364 | 1 | 1 | cs | TRUE
70 | LV_2761-8_0_5_line_70 |  | 64 | 145 | 0.012436 | 0.125 | 0.08 | 261 | 0 | 0.364 | 1 | 1 | cs | TRUE
71 | LV_2761-8_0_5_line_71 |  | 65 | 199 | 0.0056778 | 0.125 | 0.08 | 261 | 0 | 0.364 | 1 | 1 | cs | TRUE
72 | LV_2761-8_0_5_line_72 |  | 66 | 67 | 0.015211 | 0.125 | 0.08 | 261 | 0 | 0.364 | 1 | 4 | cs | TRUE
73 | LV_2761-8_0_5_line_73 |  | 67 | 68 | 0.0024983 | 0.125 | 0.08 | 261 | 0 | 0.364 | 1 | 4 | cs | TRUE
74 | LV_2761-8_0_5_line_74 |  | 68 | 71 | 0.0069464 | 0.125 | 0.08 | 261 | 0 | 0.364 | 1 | 4 | cs | TRUE
75 | LV_2761-8_0_5_line_75 |  | 69 | 70 | 0.019616 | 0.125 | 0.08 | 261 | 0 | 0.364 | 1 | 1 | cs | TRUE
76 | LV_2761-8_0_5_line_76 |  | 70 | 72 | 0.010245 | 0.125 | 0.08 | 261 | 0 | 0.364 | 1 | 1 | cs | TRUE
77 | LV_2761-8_0_5_line_77 |  | 71 | 133 | 0.023749 | 0.125 | 0.08 | 261 | 0 | 0.364 | 1 | 4 | cs | TRUE
78 | LV_2761-8_0_5_line_78 |  | 72 | 131 | 0.017947 | 0.125 | 0.08 | 261 | 0 | 0.364 | 1 | 1 | cs | TRUE
79 | LV_2761-8_0_5_line_79 |  | 73 | 74 | 0.0022502 | 0.125 | 0.08 | 261 | 0 | 0.364 | 1 | 1 | cs | TRUE
80 | LV_2761-8_0_5_line_80 |  | 73 | 75 | 0.017315 | 0.125 | 0.08 | 261 | 0 | 0.364 | 1 | 1 | cs | TRUE
81 | LV_2761-8_0_5_line_81 |  | 74 | 76 | 0.023379 | 0.125 | 0.08 | 261 | 0 | 0.364 | 1 | 1 | cs | TRUE
82 | LV_2761-8_0_5_line_82 |  | 76 | 77 | 0.0048248 | 0.125 | 0.08 | 261 | 0 | 0.364 | 1 | 1 | cs | TRUE
83 | LV_2761-8_0_5_line_83 |  | 78 | 79 | 0.021488 | 0.125 | 0.08 | 261 | 0 | 0.364 | 1 | 1 | cs | TRUE
84 | LV_2761-8_0_5_line_84 |  | 78 | 80 | 0.0082401 | 0.125 | 0.08 | 261 | 0 | 0.364 | 1 | 1 | cs | TRUE
85 | LV_2761-8_0_5_line_85 |  | 79 | 81 | 0.00015207 | 0.125 | 0.08 | 261 | 0 | 0.364 | 1 | 1 | cs | TRUE
86 | LV_2761-8_0_5_line_86 |  | 81 | 82 | 0.0071387 | 0.125 | 0.08 | 261 | 0 | 0.364 | 1 | 1 | cs | TRUE
87 | LV_2761-8_0_5_line_87 |  | 82 | 83 | 0.01351 | 0.125 | 0.08 | 261 | 0 | 0.364 | 1 | 4 | cs | TRUE
88 | LV_2761-8_0_5_line_88 |  | 82 | 84 | 0.020815 | 0.125 | 0.08 | 261 | 0 | 0.364 | 1 | 4 | cs | TRUE
89 | LV_2761-8_0_5_line_89 |  | 83 | 85 | 0.001011 | 0.125 | 0.08 | 261 | 0 | 0.364 | 1 | 4 | cs | TRUE
90 | LV_2761-8_0_5_line_90 |  | 84 | 86 | 0.0048556 | 0.125 | 0.08 | 261 | 0 | 0.364 | 1 | 4 | cs | TRUE
91 | LV_2761-8_0_5_line_91 |  | 85 | 87 | 0.019625 | 0.125 | 0.08 | 261 | 0 | 0.364 | 1 | 4 | cs | TRUE
92 | LV_2761-8_0_5_line_92 |  | 86 | 88 | 0.0013679 | 0.125 | 0.08 | 261 | 0 | 0.364 | 1 | 4 | cs | TRUE
93 | LV_2761-8_0_5_line_93 |  | 87 | 89 | 0.017923 | 0.125 | 0.08 | 261 | 0 | 0.364 | 1 | 1 | cs | TRUE
94 | LV_2761-8_0_5_line_94 |  | 87 | 90 | 0.0080856 | 0.125 | 0.08 | 261 | 0 | 0.364 | 1 | 4 | cs | TRUE
95 | LV_2761-8_0_5_line_95 |  | 88 | 119 | 0.0070158 | 0.125 | 0.08 | 261 | 0 | 0.364 | 1 | 4 | cs | TRUE
96 | LV_2761-8_0_5_line_96 |  | 89 | 91 | 0.0036994 | 0.125 | 0.08 | 261 | 0 | 0.364 | 1 | 1 | cs | TRUE
97 | LV_2761-8_0_5_line_97 |  | 90 | 92 | 0.00014175 | 0.125 | 0.08 | 261 | 0 | 0.364 | 1 | 4 | cs | TRUE
98 | LV_2761-8_0_5_line_98 |  | 91 | 93 | 0.0003471 | 0.125 | 0.08 | 261 | 0 | 0.364 | 1 | 1 | cs | TRUE
99 | LV_2761-8_0_5_line_99 |  | 92 | 94 | 0.021817 | 0.125 | 0.08 | 261 | 0 | 0.364 | 1 | 2 | cs | TRUE
100 | LV_2761-8_0_5_line_100 |  | 93 | 95 | 0.022674 | 0.125 | 0.08 | 261 | 0 | 0.364 | 1 | 1 | cs | TRUE
101 | LV_2761-8_0_5_line_101 |  | 94 | 102 | 0.0066006 | 0.125 | 0.08 | 261 | 0 | 0.364 | 1 | 1 | cs | TRUE
102 | LV_2761-8_0_5_line_102 |  | 95 | 96 | 0.0022266 | 0.125 | 0.08 | 261 | 0 | 0.364 | 1 | 1 | cs | TRUE
103 | LV_2761-8_0_5_line_103 |  | 96 | 97 | 0.0044179 | 0.125 | 0.08 | 261 | 0 | 0.364 | 1 | 1 | cs | TRUE
104 | LV_2761-8_0_5_line_104 |  | 97 | 98 | 0.013951 | 0.125 | 0.08 | 261 | 0 | 0.364 | 1 | 1 | cs | TRUE
105 | LV_2761-8_0_5_line_105 |  | 98 | 99 | 0.012604 | 0.125 | 0.08 | 261 | 0 | 0.364 | 1 | 1 | cs | TRUE
106 | LV_2761-8_0_5_line_106 |  | 99 | 100 | 0.0037435 | 0.125 | 0.08 | 261 | 0 | 0.364 | 1 | 1 | cs | TRUE
107 | LV_2761-8_0_5_line_107 |  | 100 | 101 | 0.024893 | 0.125 | 0.08 | 261 | 0 | 0.364 | 1 | 1 | cs | TRUE
108 | LV_2761-8_0_5_line_108 |  | 102 | 103 | 0.008121 | 0.125 | 0.08 | 261 | 0 | 0.364 | 1 | 1 | cs | TRUE
109 | LV_2761-8_0_5_line_109 |  | 103 | 104 | 0.00079003 | 0.125 | 0.08 | 261 | 0 | 0.364 | 1 | 1 | cs | TRUE
110 | LV_2761-8_0_5_line_110 |  | 104 | 105 | 0.021444 | 0.125 | 0.08 | 261 | 0 | 0.364 | 1 | 1 | cs | TRUE
111 | LV_2761-8_0_5_line_111 |  | 105 | 106 | 0.00061565 | 0.125 | 0.08 | 261 | 0 | 0.364 | 1 | 1 | cs | TRUE
112 | LV_2761-8_0_5_line_112 |  | 106 | 114 | 0.020093 | 0.125 | 0.08 | 261 | 0 | 0.364 | 1 | 1 | cs | TRUE
113 | LV_2761-8_0_5_line_113 |  | 107 | 108 | 0.034726 | 0.125 | 0.08 | 261 | 0 | 0.364 | 1 | 1 | cs | TRUE
114 | LV_2761-8_0_5_line_114 |  | 108 | 109 | 0.017712 | 0.125 | 0.08 | 261 | 0 | 0.364 | 1 | 1 | cs | TRUE
115 | LV_2761-8_0_5_line_115 |  | 109 | 110 | 0.034518 | 0.125 | 0.08 | 261 | 0 | 0.364 | 1 | 1 | cs | TRUE
116 | LV_2761-8_0_5_line_116 |  | 109 | 111 | 0.016382 | 0.125 | 0.08 | 261 | 0 | 0.364 | 1 | 1 | cs | TRUE
117 | LV_2761-8_0_5_line_117 |  | 110 | 112 | 0.017322 | 0.125 | 0.08 | 261 | 0 | 0.364 | 1 | 1 | cs | TRUE
118 | LV_2761-8_0_5_line_118 |  | 110 | 113 | 0.012647 | 0.125 | 0.08 | 261 | 0 | 0.364 | 1 | 1 | cs | TRUE
119 | LV_2761-8_0_5_line_119 |  | 112 | 174 | 0.014381 | 0.125 | 0.08 | 261 | 0 | 0.364 | 1 | 1 | cs | TRUE
120 | LV_2761-8_0_5_line_120 |  | 113 | 132 | 0.0004017 | 0.125 | 0.08 | 261 | 0 | 0.364 | 1 | 1 | cs | TRUE
121 | LV_2761-8_0_5_line_121 |  | 114 | 115 | 0.0046269 | 0.125 | 0.08 | 261 | 0 | 0.364 | 1 | 1 | cs | TRUE
122 | LV_2761-8_0_5_line_122 |  | 115 | 116 | 0.019178 | 0.125 | 0.08 | 261 | 0 | 0.364 | 1 | 1 | cs | TRUE
123 | LV_2761-8_0_5_line_123 |  | 116 | 117 | 0.01089 | 0.125 | 0.08 | 261 | 0 | 0.364 | 1 | 1 | cs | TRUE
124 | LV_2761-8_0_5_line_124 |  | 117 | 130 | 0.0044947 | 0.125 | 0.08 | 261 | 0 | 0.364 | 1 | 1 | cs | TRUE
125 | LV_2761-8_0_5_line_125 |  | 118 | 119 | 0.023193 | 0.125 | 0.08 | 261 | 0 | 0.364 | 1 | 4 | cs | TRUE
126 | LV_2761-8_0_5_line_126 |  | 118 | 120 | 0.0084349 | 0.125 | 0.08 | 261 | 0 | 0.364 | 1 | 4 | cs | TRUE
127 | LV_2761-8_0_5_line_127 |  | 120 | 121 | 0.014755 | 0.125 | 0.08 | 261 | 0 | 0.364 | 1 | 4 | cs | TRUE
128 | LV_2761-8_0_5_line_128 |  | 120 | 122 | 0.016884 | 0.125 | 0.08 | 261 | 0 | 0.364 | 1 | 1 | cs | TRUE
129 | LV_2761-8_0_5_line_129 |  | 121 | 123 | 0.0018293 | 0.125 | 0.08 | 261 | 0 | 0.364 | 1 | 4 | cs | TRUE
130 | LV_2761-8_0_5_line_130 |  | 123 | 124 | 0.027234 | 0.125 | 0.08 | 261 | 0 | 0.364 | 1 | 4 | cs | TRUE
131 | LV_2761-8_0_5_line_131 |  | 124 | 126 | 0.011575 | 0.125 | 0.08 | 261 | 0 | 0.364 | 1 | 4 | cs | TRUE
132 | LV_2761-8_0_5_line_132 |  | 125 | 127 | 0.00052053 | 0.125 | 0.08 | 261 | 0 | 0.364 | 1 | 4 | cs | TRUE
133 | LV_2761-8_0_5_line_133 |  | 128 | 129 | 0.0023481 | 0.125 | 0.08 | 261 | 0 | 0.364 | 1 | 1 | cs | TRUE
134 | LV_2761-8_0_5_line_134 |  | 129 | 132 | 0.021276 | 0.125 | 0.08 | 261 | 0 | 0.364 | 1 | 1 | cs | TRUE
135 | LV_2761-8_0_5_line_135 |  | 130 | 131 | 0.017838 | 0.125 | 0.08 | 261 | 0 | 0.364 | 1 | 1 | cs | TRUE
136 | LV_2761-8_0_5_line_136 |  | 133 | 134 | 0.02238 | 0.125 | 0.08 | 261 | 0 | 0.364 | 1 | 4 | cs | TRUE
137 | LV_2761-8_0_5_line_137 |  | 134 | 135 | 0.037407 | 0.125 | 0.08 | 261 | 0 | 0.364 | 1 | 1 | cs | TRUE
138 | LV_2761-8_0_5_line_138 |  | 134 | 136 | 0.018515 | 0.125 | 0.08 | 261 | 0 | 0.364 | 1 | 4 | cs | TRUE
139 | LV_2761-8_0_5_line_139 |  | 134 | 137 | 0.019087 | 0.125 | 0.08 | 261 | 0 | 0.364 | 1 | 1 | cs | TRUE
140 | LV_2761-8_0_5_line_140 |  | 135 | 138 | 0.018849 | 0.125 | 0.08 | 261 | 0 | 0.364 | 1 | 1 | cs | TRUE
141 | LV_2761-8_0_5_line_141 |  | 136 | 139 | 0.002089 | 0.125 | 0.08 | 261 | 0 | 0.364 | 1 | 4 | cs | TRUE
142 | LV_2761-8_0_5_line_142 |  | 137 | 140 | 0.017391 | 0.125 | 0.08 | 261 | 0 | 0.364 | 1 | 1 | cs | TRUE
143 | LV_2761-8_0_5_line_143 |  | 138 | 146 | 0.012171 | 0.125 | 0.08 | 261 | 0 | 0.364 | 1 | 1 | cs | TRUE
144 | LV_2761-8_0_5_line_144 |  | 138 | 147 | 0.013652 | 0.125 | 0.08 | 261 | 0 | 0.364 | 1 | 1 | cs | TRUE
145 | LV_2761-8_0_5_line_145 |  | 139 | 148 | 0.0181 | 0.125 | 0.08 | 261 | 0 | 0.364 | 1 | 4 | cs | TRUE
146 | LV_2761-8_0_5_line_146 |  | 140 | 144 | 0.012188 | 0.125 | 0.08 | 261 | 0 | 0.364 | 1 | 1 | cs | TRUE
147 | LV_2761-8_0_5_line_147 |  | 141 | 142 | 0.0056879 | 0.125 | 0.08 | 261 | 0 | 0.364 | 1 | 1 | cs | TRUE
148 | LV_2761-8_0_5_line_148 |  | 141 | 143 | 0.0036619 | 0.125 | 0.08 | 261 | 0 | 0.364 | 1 | 1 | cs | TRUE
149 | LV_2761-8_0_5_line_149 |  | 142 | 144 | 0.010268 | 0.125 | 0.08 | 261 | 0 | 0.364 | 1 | 1 | cs | TRUE
150 | LV_2761-8_0_5_line_150 |  | 143 | 145 | 0.0089718 | 0.125 | 0.08 | 261 | 0 | 0.364 | 1 | 1 | cs | TRUE
151 | LV_2761-8_0_5_line_151 |  | 146 | 158 | 0.025824 | 0.125 | 0.08 | 261 | 0 | 0.364 | 1 | 1 | cs | TRUE
152 | LV_2761-8_0_5_line_152 |  | 147 | 153 | 0.0024039 | 0.125 | 0.08 | 261 | 0 | 0.364 | 1 | 1 | cs | TRUE
153 | LV_2761-8_0_5_line_153 |  | 147 | 156 | 0.01228 | 0.125 | 0.08 | 261 | 0 | 0.364 | 1 | 1 | cs | TRUE
154 | LV_2761-8_0_5_line_154 |  | 148 | 174 | 0.0077577 | 0.125 | 0.08 | 261 | 0 | 0.364 | 1 | 1 | cs | TRUE
155 | LV_2761-8_0_5_line_155 |  | 149 | 150 | 0.016814 | 0.125 | 0.08 | 261 | 0 | 0.364 | 1 | 1 | cs | TRUE
156 | LV_2761-8_0_5_line_156 |  | 149 | 151 | 0.019961 | 0.125 | 0.08 | 261 | 0 | 0.364 | 1 | 1 | cs | TRUE
157 | LV_2761-8_0_5_line_157 |  | 150 | 152 | 0.029714 | 0.125 | 0.08 | 261 | 0 | 0.364 | 1 | 1 | cs | TRUE
158 | LV_2761-8_0_5_line_158 |  | 151 | 153 | 0.013773 | 0.125 | 0.08 | 261 | 0 | 0.364 | 1 | 1 | cs | TRUE
159 | LV_2761-8_0_5_line_159 |  | 152 | 160 | 0.0046879 | 0.125 | 0.08 | 261 | 0 | 0.364 | 1 | 1 | cs | TRUE
160 | LV_2761-8_0_5_line_160 |  | 154 | 155 | 0.0052059 | 0.125 | 0.08 | 261 | 0 | 0.364 | 1 | 1 | cs | TRUE
161 | LV_2761-8_0_5_line_161 |  | 154 | 156 | 0.012234 | 0.125 | 0.08 | 261 | 0 | 0.364 | 1 | 1 | cs | TRUE
162 | LV_2761-8_0_5_line_162 |  | 155 | 157 | 0.0066905 | 0.125 | 0.08 | 261 | 0 | 0.364 | 1 | 1 | cs | TRUE
163 | LV_2761-8_0_5_line_163 |  | 158 | 159 | 0.00081091 | 0.125 | 0.08 | 261 | 0 | 0.364 | 1 | 1 | cs | TRUE
164 | LV_2761-8_0_5_line_164 |  | 159 | 161 | 0.0038383 | 0.125 | 0.08 | 261 | 0 | 0.364 | 1 | 1 | cs | TRUE
165 | LV_2761-8_0_5_line_165 |  | 160 | 187 | 0.011597 | 0.125 | 0.08 | 261 | 0 | 0.364 | 1 | 1 | cs | TRUE
166 | LV_2761-8_0_5_line_166 |  | 161 | 162 | 0.011417 | 0.125 | 0.08 | 261 | 0 | 0.364 | 1 | 1 | cs | TRUE
167 | LV_2761-8_0_5_line_167 |  | 162 | 163 | 0.014871 | 0.125 | 0.08 | 261 | 0 | 0.364 | 1 | 1 | cs | TRUE
168 | LV_2761-8_0_5_line_168 |  | 163 | 164 | 0.022769 | 0.125 | 0.08 | 261 | 0 | 0.364 | 1 | 1 | cs | TRUE
169 | LV_2761-8_0_5_line_169 |  | 164 | 165 | 0.014866 | 0.125 | 0.08 | 261 | 0 | 0.364 | 1 | 1 | cs | TRUE
170 | LV_2761-8_0_5_line_170 |  | 165 | 166 | 0.012462 | 0.125 | 0.08 | 261 | 0 | 0.364 | 1 | 1 | cs | TRUE
171 | LV_2761-8_0_5_line_171 |  | 165 | 167 | 0.0058323 | 0.125 | 0.08 | 261 | 0 | 0.364 | 1 | 1 | cs | TRUE
172 | LV_2761-8_0_5_line_172 |  | 167 | 168 | 0.021125 | 0.125 | 0.08 | 261 | 0 | 0.364 | 1 | 1 | cs | TRUE
173 | LV_2761-8_0_5_line_173 |  | 168 | 169 | 0.026011 | 0.125 | 0.08 | 261 | 0 | 0.364 | 1 | 1 | cs | TRUE
174 | LV_2761-8_0_5_line_174 |  | 170 | 171 | 0.032274 | 0.125 | 0.08 | 261 | 0 | 0.364 | 1 | 1 | cs | TRUE
175 | LV_2761-8_0_5_line_175 |  | 171 | 172 | 0.053659 | 0.125 | 0.08 | 261 | 0 | 0.364 | 1 | 1 | cs | TRUE
176 | LV_2761-8_0_5_line_176 |  | 172 | 173 | 0.012193 | 0.125 | 0.08 | 261 | 0 | 0.364 | 1 | 1 | cs | TRUE
177 | LV_2761-8_0_5_line_177 |  | 173 | 181 | 0.0088748 | 0.125 | 0.08 | 261 | 0 | 0.364 | 1 | 1 | cs | TRUE
178 | LV_2761-8_0_5_line_178 |  | 175 | 176 | 0.011844 | 0.125 | 0.08 | 261 | 0 | 0.364 | 1 | 1 | cs | TRUE
179 | LV_2761-8_0_5_line_179 |  | 175 | 177 | 0.01377 | 0.125 | 0.08 | 261 | 0 | 0.364 | 1 | 1 | cs | TRUE
180 | LV_2761-8_0_5_line_180 |  | 176 | 178 | 0.0041364 | 0.125 | 0.08 | 261 | 0 | 0.364 | 1 | 1 | cs | TRUE
181 | LV_2761-8_0_5_line_181 |  | 177 | 179 | 0.0040023 | 0.125 | 0.08 | 261 | 0 | 0.364 | 1 | 1 | cs | TRUE
182 | LV_2761-8_0_5_line_182 |  | 178 | 180 | 0.012924 | 0.125 | 0.08 | 261 | 0 | 0.364 | 1 | 1 | cs | TRUE
183 | LV_2761-8_0_5_line_183 |  | 179 | 181 | 0.016835 | 0.125 | 0.08 | 261 | 0 | 0.364 | 1 | 1 | cs | TRUE
184 | LV_2761-8_0_5_line_184 |  | 180 | 182 | 0.0068917 | 0.125 | 0.08 | 261 | 0 | 0.364 | 1 | 1 | cs | TRUE
185 | LV_2761-8_0_5_line_185 |  | 182 | 183 | 0.012827 | 0.125 | 0.08 | 261 | 0 | 0.364 | 1 | 1 | cs | TRUE
186 | LV_2761-8_0_5_line_186 |  | 183 | 184 | 0.0077076 | 0.125 | 0.08 | 261 | 0 | 0.364 | 1 | 1 | cs | TRUE
187 | LV_2761-8_0_5_line_187 |  | 184 | 185 | 0.020396 | 0.125 | 0.08 | 261 | 0 | 0.364 | 1 | 1 | cs | TRUE
188 | LV_2761-8_0_5_line_188 |  | 185 | 186 | 0.020037 | 0.125 | 0.08 | 261 | 0 | 0.364 | 1 | 1 | cs | TRUE
189 | LV_2761-8_0_5_line_189 |  | 186 | 187 | 0.015895 | 0.125 | 0.08 | 261 | 0 | 0.364 | 1 | 1 | cs | TRUE
190 | LV_2761-8_0_5_line_190 |  | 187 | 188 | 0.0089133 | 0.125 | 0.08 | 261 | 0 | 0.364 | 1 | 1 | cs | TRUE
191 | LV_2761-8_0_5_line_191 |  | 188 | 189 | 0.021967 | 0.125 | 0.08 | 261 | 0 | 0.364 | 1 | 1 | cs | TRUE
192 | LV_2761-8_0_5_line_192 |  | 190 | 191 | 0.025693 | 0.125 | 0.08 | 261 | 0 | 0.364 | 1 | 1 | cs | TRUE
193 | LV_2761-8_0_5_line_193 |  | 190 | 192 | 0.0024233 | 0.125 | 0.08 | 261 | 0 | 0.364 | 1 | 1 | cs | TRUE
194 | LV_2761-8_0_5_line_194 |  | 191 | 193 | 0.026575 | 0.125 | 0.08 | 261 | 0 | 0.364 | 1 | 1 | cs | TRUE
195 | LV_2761-8_0_5_line_195 |  | 192 | 194 | 0.016069 | 0.125 | 0.08 | 261 | 0 | 0.364 | 1 | 1 | cs | TRUE
196 | LV_2761-8_0_5_line_196 |  | 194 | 195 | 0.014603 | 0.125 | 0.08 | 261 | 0 | 0.364 | 1 | 1 | cs | TRUE
197 | LV_2761-8_0_5_line_197 |  | 195 | 196 | 0.020957 | 0.125 | 0.08 | 261 | 0 | 0.364 | 1 | 1 | cs | TRUE
198 | LV_2761-8_0_5_line_198 |  | 197 | 198 | 0.007025 | 0.125 | 0.08 | 261 | 0 | 0.364 | 1 | 1 | cs | TRUE

## trafo
| name | std_type | hv_bus | lv_bus | sn_mva | vn_hv_kv | vn_lv_kv | vk_percent | vkr_percent | pfe_kw | i0_percent | shift_degree | tap_side | tap_neutral | tap_min | tap_max | tap_step_percent | tap_step_degree | tap_pos | tap_phase_shifter | parallel | df | in_service
0 | LV_2761-8_0_5_trafo_202 | 0.63 MVA 20/0.4 kV | 200 | 148 | 0.63 | 20 | 0.4 | 6 | 1.206 | 1.65 | 0.2619 | 150 | hv | 0 | -2 | 2 | 2.5 | 0 | 0 | FALSE | 1 | 1 | TRUE

## line_geodata
| x0 | y0 | x1 | y1 | x2 | y2 | x3 | y3
0 | 2611274.8429 | 1257412.6134 | 2611268.651 | 1257409.5832
1 | 2611274.8429 | 1257412.6134 | 2611308.2028 | 1257428.5785
2 | 2611379.376 | 1257460.8844 | 2611308.2028 | 1257428.5785
3 | 2611403.8128 | 1257470.99 | 2611397.4238 | 1257468.7844 | 2611379.376 | 1257460.8844
4 | 2611415.4309 | 1257475.0009 | 2611403.8128 | 1257470.99
5 | 2611415.4309 | 1257475.0009 | 2611408.1985 | 1257478.4768
6 | 2611415.4309 | 1257475.0009 | 2611439.4165 | 1257467.238
7 | 2611408.1985 | 1257478.4768 | 2611400.776 | 1257482.0442 | 2611393.6698 | 1257488.168 | 2611393.6698 | 1257488.168
8 | 2611439.4165 | 1257467.238 | 2611441.854 | 1257466.4492
9 | 2611563.9148 | 1257546.313 | 2611559.6323 | 1257532.1727
10 | 2611563.9148 | 1257546.313 | 2611586.8164 | 1257539.9088 | 2611604.2491 | 1257535.0061
11 | 2611563.9148 | 1257546.313 | 2611544.7424 | 1257551.6722
12 | 2611542.8506 | 1257476.7614 | 2611547.1537 | 1257490.9697
13 | 2611542.8506 | 1257476.7614 | 2611541.6846 | 1257472.9113
14 | 2611604.2491 | 1257535.0061 | 2611609.0979 | 1257533.6408
15 | 2611604.2491 | 1257535.0061 | 2611607.4241 | 1257546.3535
16 | 2611533.5379 | 1257554.8042 | 2611544.7424 | 1257551.6722
17 | 2611534.9943 | 1257450.8208 | 2611541.6846 | 1257472.9113
18 | 2611609.0979 | 1257533.6408 | 2611628.8111 | 1257528.09
19 | 2611607.4241 | 1257546.3535 | 2611609.1791 | 1257552.6256
20 | 2611529.5626 | 1257555.9194 | 2611533.5379 | 1257554.8042
21 | 2611530.9157 | 1257437.3538 | 2611534.9943 | 1257450.8208
22 | 2611639.8688 | 1257524.9764 | 2611628.8111 | 1257528.09
23 | 2611529.5626 | 1257555.9194 | 2611519.5021 | 1257520.5593
24 | 2611757.35 | 1257458.0923 | 2611753.4461 | 1257435.984
25 | 2611762.9193 | 1257489.6317 | 2611757.35 | 1257458.0923
26 | 2611746.8282 | 1257399.1393 | 2611747.918 | 1257404.6785 | 2611749.8193 | 1257415.445 | 2611753.4461 | 1257435.984
27 | 2611762.9193 | 1257489.6317 | 2611738.7646 | 1257496.5965
28 | 2611753.9682 | 1257399.0645 | 2611746.8282 | 1257399.1393
29 | 2611746.8282 | 1257399.1393 | 2611735.9863 | 1257399.2625
30 | 2611753.9682 | 1257399.0645 | 2611751.5194 | 1257390.654 | 2611747.5584 | 1257379.1784
31 | 2611753.9682 | 1257399.0645 | 2611764.2069 | 1257398.9513
32 | 2611735.9863 | 1257399.2625 | 2611720.8868 | 1257402.0902 | 2611718.3039 | 1257402.7101
33 | 2611747.1668 | 1257378.0439 | 2611747.5584 | 1257379.1784
34 | 2611764.2069 | 1257398.9513 | 2611780.71 | 1257398.7732
35 | 2611718.3039 | 1257402.7101 | 2611700.1045 | 1257407.0782
36 | 2611698.5041 | 1257508.2053 | 2611698.1643 | 1257508.3033
37 | 2611659.9723 | 1257519.3156 | 2611698.1643 | 1257508.3033
38 | 2611784.4765 | 1257398.7326 | 2611785.4519 | 1257398.722
39 | 2611780.71 | 1257398.7732 | 2611784.4765 | 1257398.7326
40 | 2611821.6435 | 1257303.4901 | 2611829.5094 | 1257336.2215
41 | 2611821.6435 | 1257303.4901 | 2611807.3711 | 1257306.4358
42 | 2611847.4422 | 1257296.7147 | 2611821.6435 | 1257303.4901
43 | 2611747.1668 | 1257378.0439 | 2611739.5666 | 1257356.0256
44 | 2611735.8964 | 1257345.3926 | 2611739.5666 | 1257356.0256
45 | 2611729.6443 | 1257327.2796 | 2611735.8964 | 1257345.3926
46 | 2611729.6443 | 1257327.2796 | 2611727.9249 | 1257322.53
47 | 2611720.9483 | 1257303.2592 | 2611727.9249 | 1257322.53
48 | 2611806.0503 | 1257306.7084 | 2611807.3711 | 1257306.4358
49 | 2611847.4422 | 1257296.7147 | 2611822.4604 | 1257256.3686
50 | 2611787.1209 | 1257310.6153 | 2611806.0503 | 1257306.7084
51 | 2611813.5062 | 1257241.9074 | 2611822.4604 | 1257256.3686
52 | 2611775.5768 | 1257284.475 | 2611787.1209 | 1257310.6153
53 | 2611787.1209 | 1257310.6153 | 2611785.1151 | 1257311.1968
54 | 2611800.6734 | 1257221.1824 | 2611813.5062 | 1257241.9074
55 | 2611719.2961 | 1257298.6956 | 2611720.9483 | 1257303.2592
56 | 2611775.5768 | 1257284.475 | 2611763.5735 | 1257287.5079
57 | 2611775.5768 | 1257284.475 | 2611765.481 | 1257261.6067
58 | 2611758.2582 | 1257288.851 | 2611763.5735 | 1257287.5079
59 | 2611758.7181 | 1257246.2881 | 2611765.481 | 1257261.6067
60 | 2611719.2961 | 1257298.6956 | 2611738.4312 | 1257293.8607
61 | 2611758.2582 | 1257288.851 | 2611738.9359 | 1257293.7332
62 | 2611758.7181 | 1257246.2881 | 2611758.5683 | 1257245.9489 | 2611755.1578 | 1257243.45
63 | 2611659.9723 | 1257519.3156 | 2611655.7526 | 1257502.4382
64 | 2611659.9723 | 1257519.3156 | 2611668.839 | 1257550.3284
65 | 2611659.9723 | 1257519.3156 | 2611639.8688 | 1257524.9764
66 | 2611655.7526 | 1257502.4382 | 2611654.7746 | 1257498.5267
67 | 2611671.2509 | 1257558.7641 | 2611668.839 | 1257550.3284
68 | 2611652.0961 | 1257487.8135 | 2611654.7746 | 1257498.5267
69 | 2611671.2509 | 1257558.7641 | 2611673.4068 | 1257566.3047
70 | 2611652.0961 | 1257487.8135 | 2611649.0798 | 1257475.7493
71 | 2611673.4068 | 1257566.3047 | 2611674.9676 | 1257571.7637
72 | 2611685.0343 | 1257409.0141 | 2611697.7751 | 1257407.6373 | 2611700.1045 | 1257407.0782
73 | 2611682.5505 | 1257409.2825 | 2611685.0343 | 1257409.0141
74 | 2611675.6617 | 1257409.0387 | 2611679.5862 | 1257409.6029 | 2611682.5505 | 1257409.2825
75 | 2611689.2885 | 1257365.5025 | 2611691.1029 | 1257369.1873 | 2611702.9723 | 1257379.1689
76 | 2611684.7625 | 1257356.3111 | 2611689.2885 | 1257365.5025
77 | 2611652.3826 | 1257404.4459 | 2611656.893 | 1257405.589 | 2611666.7276 | 1257407.7542 | 2611675.6617 | 1257409.0387
78 | 2611678.6664 | 1257339.4451 | 2611683.9239 | 1257354.6079 | 2611684.7625 | 1257356.3111
79 | 2611793.7304 | 1257205.3203 | 2611792.8281 | 1257203.259
80 | 2611800.6734 | 1257221.1824 | 2611793.7304 | 1257205.3203
81 | 2611783.4781 | 1257181.8321 | 2611783.6055 | 1257182.1891 | 2611792.8281 | 1257203.259
82 | 2611783.4781 | 1257181.8321 | 2611781.8569 | 1257177.2878
83 | 2611674.0959 | 1257163.872 | 2611678.5143 | 1257184.901
84 | 2611672.4016 | 1257155.8079 | 2611674.0959 | 1257163.872
85 | 2611678.5143 | 1257184.901 | 2611678.5456 | 1257185.0498
86 | 2611680.0134 | 1257192.036 | 2611678.5456 | 1257185.0498
87 | 2611680.0134 | 1257192.036 | 2611666.7633 | 1257194.6715
88 | 2611680.0134 | 1257192.036 | 2611687.2866 | 1257211.5391
89 | 2611665.7718 | 1257194.8687 | 2611666.7633 | 1257194.6715
90 | 2611687.2866 | 1257211.5391 | 2611688.9832 | 1257216.0886
91 | 2611646.5242 | 1257198.697 | 2611665.7718 | 1257194.8687
92 | 2611689.4612 | 1257217.3703 | 2611688.9832 | 1257216.0886
93 | 2611646.5242 | 1257198.697 | 2611643.8401 | 1257180.9762
94 | 2611646.5242 | 1257198.697 | 2611647.7771 | 1257206.6849
95 | 2611691.9126 | 1257223.9438 | 2611689.4612 | 1257217.3703
96 | 2611643.8401 | 1257180.9762 | 2611643.286 | 1257177.3186
97 | 2611647.7991 | 1257206.825 | 2611647.7771 | 1257206.6849
98 | 2611643.234 | 1257176.9754 | 2611643.286 | 1257177.3186
99 | 2611647.7991 | 1257206.825 | 2611651.1797 | 1257228.3783
100 | 2611640.2144 | 1257154.5088 | 2611641.0458 | 1257162.5288 | 2611643.234 | 1257176.9754
101 | 2611652.2024 | 1257234.8992 | 2611651.1797 | 1257228.3783
102 | 2611640.2144 | 1257154.5088 | 2611639.9848 | 1257152.294
103 | 2611639.5292 | 1257147.8997 | 2611639.9848 | 1257152.294
104 | 2611639.5292 | 1257147.8997 | 2611638.0907 | 1257134.023
105 | 2611638.0907 | 1257134.023 | 2611637.3532 | 1257126.9089 | 2611636.0733 | 1257121.6093
106 | 2611635.1945 | 1257117.9704 | 2611636.0733 | 1257121.6093
107 | 2611627.7988 | 1257094.2388 | 2611632.8507 | 1257108.2654 | 2611635.1945 | 1257117.9704
108 | 2611652.2024 | 1257234.8992 | 2611653.4608 | 1257242.9221
109 | 2611653.5832 | 1257243.7026 | 2611653.4608 | 1257242.9221
110 | 2611653.5832 | 1257243.7026 | 2611656.7484 | 1257263.8829 | 2611656.995 | 1257264.87
111 | 2611657.1442 | 1257265.4673 | 2611656.995 | 1257264.87
112 | 2611657.1442 | 1257265.4673 | 2611662.0136 | 1257284.961
113 | 2611567.4926 | 1257300.4943 | 2611557.2708 | 1257267.3066
114 | 2611572.7061 | 1257317.4213 | 2611567.4926 | 1257300.4943
115 | 2611606.0884 | 1257326.4924 | 2611592.9905 | 1257323.5538 | 2611572.7061 | 1257317.4213
116 | 2611572.7061 | 1257317.4213 | 2611557.0263 | 1257312.6755
117 | 2611606.0884 | 1257326.4924 | 2611611.463 | 1257342.9596
118 | 2611606.0884 | 1257326.4924 | 2611618.2058 | 1257322.8714
119 | 2611611.463 | 1257342.9596 | 2611615.9251 | 1257356.6312
120 | 2611618.2058 | 1257322.8714 | 2611618.5907 | 1257322.7563
121 | 2611663.1349 | 1257289.4499 | 2611662.0136 | 1257284.961
122 | 2611667.7827 | 1257308.0562 | 2611663.1349 | 1257289.4499
123 | 2611667.7827 | 1257308.0562 | 2611671.3502 | 1257318.345
124 | 2611671.3502 | 1257318.345 | 2611672.8227 | 1257322.5917
125 | 2611700.0165 | 1257245.6746 | 2611691.9126 | 1257223.9438
126 | 2611702.9638 | 1257253.5778 | 2611700.0165 | 1257245.6746
127 | 2611702.9638 | 1257253.5778 | 2611716.928 | 1257248.8127
128 | 2611702.9638 | 1257253.5778 | 2611708.7107 | 1257269.4535
129 | 2611716.928 | 1257248.8127 | 2611718.6593 | 1257248.2219
130 | 2611744.437 | 1257239.5079 | 2611744.3011 | 1257239.472 | 2611718.6593 | 1257248.2219
131 | 2611744.437 | 1257239.5079 | 2611752.7863 | 1257241.7124 | 2611755.1578 | 1257243.45
132 | 2611738.4312 | 1257293.8607 | 2611738.9359 | 1257293.7332
133 | 2611641.2259 | 1257315.9922 | 2611638.9761 | 1257316.6645
134 | 2611618.5907 | 1257322.7563 | 2611638.9761 | 1257316.6645
135 | 2611678.6664 | 1257339.4451 | 2611672.8227 | 1257322.5917
136 | 2611630.341 | 1257400.8006 | 2611645.2654 | 1257402.6421 | 2611652.3826 | 1257404.4459
137 | 2611630.341 | 1257400.8006 | 2611594.6799 | 1257412.0942
138 | 2611630.341 | 1257400.8006 | 2611624.5962 | 1257383.1988
139 | 2611630.341 | 1257400.8006 | 2611634.9707 | 1257419.3179
140 | 2611576.7102 | 1257417.7852 | 2611594.6799 | 1257412.0942
141 | 2611623.948 | 1257381.2129 | 2611624.5962 | 1257383.1988
142 | 2611639.1891 | 1257436.19 | 2611634.9707 | 1257419.3179
143 | 2611576.7102 | 1257417.7852 | 2611571.8716 | 1257406.617
144 | 2611576.7102 | 1257417.7852 | 2611564.1841 | 1257423.2978
145 | 2611618.332 | 1257364.006 | 2611623.948 | 1257381.2129
146 | 2611639.1891 | 1257436.19 | 2611642.1453 | 1257448.0136
147 | 2611646.0154 | 1257463.4928 | 2611644.6358 | 1257457.9748
148 | 2611646.0154 | 1257463.4928 | 2611646.9036 | 1257467.0454
149 | 2611642.1453 | 1257448.0136 | 2611644.6358 | 1257457.9748
150 | 2611646.9036 | 1257467.0454 | 2611649.0798 | 1257475.7493
151 | 2611561.6056 | 1257382.9216 | 2611571.8716 | 1257406.617
152 | 2611564.1841 | 1257423.2978 | 2611561.9834 | 1257424.2651
153 | 2611564.1841 | 1257423.2978 | 2611567.6729 | 1257435.0721
154 | 2611615.9251 | 1257356.6312 | 2611618.332 | 1257364.006
155 | 2611530.9157 | 1257437.3538 | 2611514.94 | 1257442.5968
156 | 2611530.9157 | 1257437.3538 | 2611535.9779 | 1257435.6958 | 2611549.3751 | 1257429.8071
157 | 2611514.94 | 1257442.5968 | 2611486.7072 | 1257451.8624
158 | 2611561.9834 | 1257424.2651 | 2611549.3751 | 1257429.8071
159 | 2611486.7072 | 1257451.8624 | 2611482.2531 | 1257453.3242
160 | 2611571.1484 | 1257446.8018 | 2611572.6274 | 1257451.7931
161 | 2611571.1484 | 1257446.8018 | 2611567.6729 | 1257435.0721
162 | 2611574.5281 | 1257458.208 | 2611572.6274 | 1257451.7931
163 | 2611561.6056 | 1257382.9216 | 2611561.2833 | 1257382.1775
164 | 2611559.7574 | 1257378.6556 | 2611561.2833 | 1257382.1775
165 | 2611471.2341 | 1257456.9405 | 2611482.2531 | 1257453.3242
166 | 2611555.2186 | 1257368.1794 | 2611559.7574 | 1257378.6556
167 | 2611555.2186 | 1257368.1794 | 2611549.3067 | 1257354.534 | 2611549.3067 | 1257354.534
168 | 2611526.697 | 1257351.8467 | 2611549.3067 | 1257354.534
169 | 2611511.9346 | 1257350.092 | 2611526.697 | 1257351.8467
170 | 2611511.9346 | 1257350.092 | 2611517.0923 | 1257361.4429
171 | 2611511.9346 | 1257350.092 | 2611506.1372 | 1257349.4552
172 | 2611506.1372 | 1257349.4552 | 2611485.1382 | 1257347.1487
173 | 2611485.1382 | 1257347.1487 | 2611459.2825 | 1257344.3088
174 | 2611456.7741 | 1257280.528 | 2611461.7981 | 1257283.0393 | 2611487.116 | 1257291.3828
175 | 2611407.2751 | 1257301.2427 | 2611456.7741 | 1257280.528
176 | 2611412.103 | 1257312.4391 | 2611407.2751 | 1257301.2427
177 | 2611412.103 | 1257312.4391 | 2611415.617 | 1257320.5886
178 | 2611429.3202 | 1257352.3677 | 2611433.7267 | 1257363.3616
179 | 2611429.3202 | 1257352.3677 | 2611423.8679 | 1257339.7231
180 | 2611435.2656 | 1257367.2011 | 2611433.7267 | 1257363.3616
181 | 2611422.2831 | 1257336.0479 | 2611423.8679 | 1257339.7231
182 | 2611435.2656 | 1257367.2011 | 2611440.074 | 1257379.1978
183 | 2611422.2831 | 1257336.0479 | 2611415.617 | 1257320.5886
184 | 2611440.074 | 1257379.1978 | 2611442.638 | 1257385.5947
185 | 2611447.41 | 1257397.5007 | 2611442.638 | 1257385.5947
186 | 2611447.41 | 1257397.5007 | 2611450.2775 | 1257404.6549
187 | 2611450.2775 | 1257404.6549 | 2611457.8658 | 1257423.5873
188 | 2611457.8658 | 1257423.5873 | 2611465.3204 | 1257442.1862
189 | 2611471.2341 | 1257456.9405 | 2611465.3204 | 1257442.1862
190 | 2611471.2341 | 1257456.9405 | 2611462.7539 | 1257459.6851
191 | 2611462.7539 | 1257459.6851 | 2611441.854 | 1257466.4492
192 | 2611477.7729 | 1257518.8325 | 2611502.5683 | 1257512.1006
193 | 2611477.7729 | 1257518.8325 | 2611475.4343 | 1257519.4675
194 | 2611502.5683 | 1257512.1006 | 2611516.0537 | 1257508.4393 | 2611519.5021 | 1257520.5593
195 | 2611459.9264 | 1257523.6778 | 2611475.4343 | 1257519.4675
196 | 2611445.8332 | 1257527.5041 | 2611459.9264 | 1257523.6778
197 | 2611445.8332 | 1257527.5041 | 2611425.6088 | 1257532.9951
198 | 2611393.6698 | 1257488.168 | 2611391.0864 | 1257494.7007 | 2611391.0864 | 1257494.7007

## bus_geodata
| x | y | coords
0 | 2611268.651 | 1257409.5832
1 | 2611274.8429 | 1257412.6134
2 | 2611308.2028 | 1257428.5785
3 | 2611379.376 | 1257460.8844
4 | 2611403.8128 | 1257470.99
5 | 2611415.4309 | 1257475.0009
6 | 2611408.1985 | 1257478.4768
7 | 2611439.4165 | 1257467.238
8 | 2611559.6323 | 1257532.1727
9 | 2611563.9148 | 1257546.313
10 | 2611547.1537 | 1257490.9697
11 | 2611542.8506 | 1257476.7614
12 | 2611604.2491 | 1257535.0061
13 | 2611544.7424 | 1257551.6722
14 | 2611541.6846 | 1257472.9113
15 | 2611609.0979 | 1257533.6408
16 | 2611607.4241 | 1257546.3535
17 | 2611533.5379 | 1257554.8042
18 | 2611534.9943 | 1257450.8208
19 | 2611628.8111 | 1257528.09
20 | 2611609.1791 | 1257552.6256
21 | 2611529.5626 | 1257555.9194
22 | 2611757.35 | 1257458.0923
23 | 2611753.4461 | 1257435.984
24 | 2611762.9193 | 1257489.6317
25 | 2611746.8282 | 1257399.1393
26 | 2611738.7646 | 1257496.5965
27 | 2611753.9682 | 1257399.0645
28 | 2611735.9863 | 1257399.2625
29 | 2611747.5584 | 1257379.1784
30 | 2611764.2069 | 1257398.9513
31 | 2611718.3039 | 1257402.7101
32 | 2611698.5041 | 1257508.2053
33 | 2611698.1643 | 1257508.3033
34 | 2611785.4519 | 1257398.722
35 | 2611784.4765 | 1257398.7326
36 | 2611780.71 | 1257398.7732
37 | 2611829.5094 | 1257336.2215
38 | 2611821.6435 | 1257303.4901
39 | 2611747.1668 | 1257378.0439
40 | 2611739.5667 | 1257356.0256
41 | 2611735.8964 | 1257345.3926
42 | 2611729.6443 | 1257327.2796
43 | 2611727.9249 | 1257322.53
44 | 2611807.3711 | 1257306.4358
45 | 2611847.4422 | 1257296.7147
46 | 2611806.0503 | 1257306.7084
47 | 2611822.4604 | 1257256.3686
48 | 2611787.1209 | 1257310.6153
49 | 2611813.5062 | 1257241.9074
50 | 2611720.9483 | 1257303.2592
51 | 2611785.1151 | 1257311.1968
52 | 2611775.5768 | 1257284.475
53 | 2611763.5735 | 1257287.5079
54 | 2611765.4809 | 1257261.6067
55 | 2611719.2961 | 1257298.6956
56 | 2611758.2582 | 1257288.851
57 | 2611758.7181 | 1257246.2881
58 | 2611659.9723 | 1257519.3156
59 | 2611655.7526 | 1257502.4382
60 | 2611668.839 | 1257550.3284
61 | 2611639.8688 | 1257524.9764
62 | 2611654.7746 | 1257498.5267
63 | 2611671.2509 | 1257558.7641
64 | 2611652.0961 | 1257487.8135
65 | 2611673.4068 | 1257566.3047
66 | 2611700.1045 | 1257407.0782
67 | 2611685.0343 | 1257409.0141
68 | 2611682.5505 | 1257409.2825
69 | 2611702.9723 | 1257379.1689
70 | 2611689.2885 | 1257365.5025
71 | 2611675.6617 | 1257409.0387
72 | 2611684.7625 | 1257356.3111
73 | 2611793.7304 | 1257205.3203
74 | 2611792.8281 | 1257203.259
75 | 2611800.6734 | 1257221.1824
76 | 2611783.4781 | 1257181.8321
77 | 2611781.8569 | 1257177.2878
78 | 2611674.0959 | 1257163.872
79 | 2611678.5143 | 1257184.901
80 | 2611672.4016 | 1257155.8079
81 | 2611678.5456 | 1257185.0498
82 | 2611680.0134 | 1257192.036
83 | 2611666.7633 | 1257194.6715
84 | 2611687.2866 | 1257211.5391
85 | 2611665.7718 | 1257194.8687
86 | 2611688.9832 | 1257216.0886
87 | 2611646.5242 | 1257198.697
88 | 2611689.4612 | 1257217.3703
89 | 2611643.84 | 1257180.9762
90 | 2611647.7771 | 1257206.6849
91 | 2611643.286 | 1257177.3186
92 | 2611647.7991 | 1257206.825
93 | 2611643.234 | 1257176.9754
94 | 2611651.1797 | 1257228.3783
95 | 2611640.2144 | 1257154.5088
96 | 2611639.9848 | 1257152.294
97 | 2611639.5292 | 1257147.8997
98 | 2611638.0907 | 1257134.023
99 | 2611636.0733 | 1257121.6093
100 | 2611635.1945 | 1257117.9704
101 | 2611627.7988 | 1257094.2388
102 | 2611652.2024 | 1257234.8992
103 | 2611653.4608 | 1257242.9221
104 | 2611653.5832 | 1257243.7026
105 | 2611656.995 | 1257264.87
106 | 2611657.1442 | 1257265.4673
107 | 2611557.2708 | 1257267.3066
108 | 2611567.4926 | 1257300.4943
109 | 2611572.7061 | 1257317.4213
110 | 2611606.0884 | 1257326.4924
111 | 2611557.0263 | 1257312.6755
112 | 2611611.463 | 1257342.9596
113 | 2611618.2058 | 1257322.8714
114 | 2611662.0136 | 1257284.961
115 | 2611663.1349 | 1257289.4499
116 | 2611667.7827 | 1257308.0562
117 | 2611671.3502 | 1257318.345
118 | 2611700.0165 | 1257245.6746
119 | 2611691.9126 | 1257223.9438
120 | 2611702.9638 | 1257253.5778
121 | 2611716.928 | 1257248.8127
122 | 2611708.7107 | 1257269.4535
123 | 2611718.6593 | 1257248.2219
124 | 2611744.437 | 1257239.5079
125 | 2611738.4312 | 1257293.8607
126 | 2611755.1578 | 1257243.45
127 | 2611738.9359 | 1257293.7332
128 | 2611641.2259 | 1257315.9922
129 | 2611638.9761 | 1257316.6645
130 | 2611672.8227 | 1257322.5917
131 | 2611678.6664 | 1257339.4451
132 | 2611618.5907 | 1257322.7563
133 | 2611652.3826 | 1257404.4459
134 | 2611630.341 | 1257400.8006
135 | 2611594.6799 | 1257412.0942
136 | 2611624.5962 | 1257383.1988
137 | 2611634.9707 | 1257419.3179
138 | 2611576.7102 | 1257417.7852
139 | 2611623.948 | 1257381.2129
140 | 2611639.1891 | 1257436.19
141 | 2611646.0154 | 1257463.4928
142 | 2611644.6358 | 1257457.9748
143 | 2611646.9036 | 1257467.0454
144 | 2611642.1453 | 1257448.0136
145 | 2611649.0798 | 1257475.7493
146 | 2611571.8716 | 1257406.617
147 | 2611564.1841 | 1257423.2978
148 | 2611618.332 | 1257364.006
149 | 2611530.9157 | 1257437.3538
150 | 2611514.94 | 1257442.5968
151 | 2611549.3751 | 1257429.8071
152 | 2611486.7072 | 1257451.8624
153 | 2611561.9834 | 1257424.2651
154 | 2611571.1484 | 1257446.8018
155 | 2611572.6274 | 1257451.7931
156 | 2611567.6729 | 1257435.0721
157 | 2611574.5281 | 1257458.208
158 | 2611561.6056 | 1257382.9216
159 | 2611561.2833 | 1257382.1775
160 | 2611482.2531 | 1257453.3242
161 | 2611559.7574 | 1257378.6556
162 | 2611555.2186 | 1257368.1794
163 | 2611549.3067 | 1257354.534
164 | 2611526.697 | 1257351.8467
165 | 2611511.9346 | 1257350.092
166 | 2611517.0923 | 1257361.4429
167 | 2611506.1372 | 1257349.4552
168 | 2611485.1382 | 1257347.1487
169 | 2611459.2825 | 1257344.3088
170 | 2611487.116 | 1257291.3828
171 | 2611456.7741 | 1257280.528
172 | 2611407.2751 | 1257301.2427
173 | 2611412.103 | 1257312.4391
174 | 2611615.9251 | 1257356.6312
175 | 2611429.3202 | 1257352.3677
176 | 2611433.7267 | 1257363.3616
177 | 2611423.8679 | 1257339.7231
178 | 2611435.2656 | 1257367.2011
179 | 2611422.2831 | 1257336.0479
180 | 2611440.074 | 1257379.1978
181 | 2611415.617 | 1257320.5886
182 | 2611442.638 | 1257385.5947
183 | 2611447.41 | 1257397.5007
184 | 2611450.2775 | 1257404.6549
185 | 2611457.8658 | 1257423.5873
186 | 2611465.3204 | 1257442.1862
187 | 2611471.2341 | 1257456.9405
188 | 2611462.7539 | 1257459.6851
189 | 2611441.854 | 1257466.4492
190 | 2611477.7729 | 1257518.8325
191 | 2611502.5683 | 1257512.1006
192 | 2611475.4343 | 1257519.4675
193 | 2611519.5021 | 1257520.5593
194 | 2611459.9264 | 1257523.6778
195 | 2611445.8332 | 1257527.5041
196 | 2611425.6088 | 1257532.9951
197 | 2611393.6698 | 1257488.168
198 | 2611391.0864 | 1257494.7007
199 | 2611674.9676 | 1257571.7637
200 | 2611630.341 | 1257400.8006

## line_std_types
| c_nf_per_km | r_ohm_per_km | x_ohm_per_km | max_i_ka | type | q_mm2 | alpha | voltage_rating
NAYY 4x50 SE | 210 | 0.642 | 0.083 | 0.142 | cs | 50 | 0.00403 | LV
NAYY 4x120 SE | 264 | 0.225 | 0.08 | 0.242 | cs | 120 | 0.00403 | LV
NAYY 4x150 SE | 261 | 0.208 | 0.08 | 0.27 | cs | 150 | 0.00403 | LV
NA2XS2Y 1x95 RM/25 12/20 kV | 216 | 0.313 | 0.132 | 0.252 | cs | 95 | 0.00403 | MV
NA2XS2Y 1x185 RM/25 12/20 kV | 273 | 0.161 | 0.117 | 0.362 | cs | 185 | 0.00403 | MV
NA2XS2Y 1x240 RM/25 12/20 kV | 304 | 0.122 | 0.112 | 0.421 | cs | 240 | 0.00403 | MV
NA2XS2Y 1x95 RM/25 6/10 kV | 315 | 0.313 | 0.123 | 0.249 | cs | 95 | 0.00403 | MV
NA2XS2Y 1x185 RM/25 6/10 kV | 406 | 0.161 | 0.11 | 0.358 | cs | 185 | 0.00403 | MV
NA2XS2Y 1x240 RM/25 6/10 kV | 456 | 0.122 | 0.105 | 0.416 | cs | 240 | 0.00403 | MV
NA2XS2Y 1x150 RM/25 12/20 kV | 250 | 0.206 | 0.116 | 0.319 | cs | 150 | 0.00403 | MV
NA2XS2Y 1x120 RM/25 12/20 kV | 230 | 0.253 | 0.119 | 0.283 | cs | 120 | 0.00403 | MV
NA2XS2Y 1x70 RM/25 12/20 kV | 190 | 0.443 | 0.132 | 0.22 | cs | 70 | 0.00403 | MV
NA2XS2Y 1x150 RM/25 6/10 kV | 360 | 0.206 | 0.11 | 0.315 | cs | 150 | 0.00403 | MV
NA2XS2Y 1x120 RM/25 6/10 kV | 340 | 0.253 | 0.113 | 0.28 | cs | 120 | 0.00403 | MV
NA2XS2Y 1x70 RM/25 6/10 kV | 280 | 0.443 | 0.123 | 0.217 | cs | 70 | 0.00403 | MV
N2XS(FL)2Y 1x120 RM/35 64/110 kV | 112 | 0.153 | 0.166 | 0.366 | cs | 120 | 0.00393 | HV
N2XS(FL)2Y 1x185 RM/35 64/110 kV | 125 | 0.099 | 0.156 | 0.457 | cs | 185 | 0.00393 | HV
N2XS(FL)2Y 1x240 RM/35 64/110 kV | 135 | 0.075 | 0.149 | 0.526 | cs | 240 | 0.00393 | HV
N2XS(FL)2Y 1x300 RM/35 64/110 kV | 144 | 0.06 | 0.144 | 0.588 | cs | 300 | 0.00393 | HV
15-AL1/3-ST1A 0.4 | 11 | 1.8769 | 0.35 | 0.105 | ol | 16 | 0.00403 | LV
24-AL1/4-ST1A 0.4 | 11.25 | 1.2012 | 0.335 | 0.14 | ol | 24 | 0.00403 | LV
48-AL1/8-ST1A 0.4 | 12.2 | 0.5939 | 0.3 | 0.21 | ol | 48 | 0.00403 | LV
94-AL1/15-ST1A 0.4 | 13.2 | 0.306 | 0.29 | 0.35 | ol | 94 | 0.00403 | LV
34-AL1/6-ST1A 10.0 | 9.7 | 0.8342 | 0.36 | 0.17 | ol | 34 | 0.00403 | MV
48-AL1/8-ST1A 10.0 | 10.1 | 0.5939 | 0.35 | 0.21 | ol | 48 | 0.00403 | MV
70-AL1/11-ST1A 10.0 | 10.4 | 0.4132 | 0.339 | 0.29 | ol | 70 | 0.00403 | MV
94-AL1/15-ST1A 10.0 | 10.75 | 0.306 | 0.33 | 0.35 | ol | 94 | 0.00403 | MV
122-AL1/20-ST1A 10.0 | 11.1 | 0.2376 | 0.323 | 0.41 | ol | 122 | 0.00403 | MV
149-AL1/24-ST1A 10.0 | 11.25 | 0.194 | 0.315 | 0.47 | ol | 149 | 0.00403 | MV
34-AL1/6-ST1A 20.0 | 9.15 | 0.8342 | 0.382 | 0.17 | ol | 34 | 0.00403 | MV
48-AL1/8-ST1A 20.0 | 9.5 | 0.5939 | 0.372 | 0.21 | ol | 48 | 0.00403 | MV
70-AL1/11-ST1A 20.0 | 9.7 | 0.4132 | 0.36 | 0.29 | ol | 70 | 0.00403 | MV
94-AL1/15-ST1A 20.0 | 10 | 0.306 | 0.35 | 0.35 | ol | 94 | 0.00403 | MV
122-AL1/20-ST1A 20.0 | 10.3 | 0.2376 | 0.344 | 0.41 | ol | 122 | 0.00403 | MV
149-AL1/24-ST1A 20.0 | 10.5 | 0.194 | 0.337 | 0.47 | ol | 149 | 0.00403 | MV
184-AL1/30-ST1A 20.0 | 10.75 | 0.1571 | 0.33 | 0.535 | ol | 184 | 0.00403 | MV
243-AL1/39-ST1A 20.0 | 11 | 0.1188 | 0.32 | 0.645 | ol | 243 | 0.00403 | MV
48-AL1/8-ST1A 110.0 | 8 | 0.5939 | 0.46 | 0.21 | ol | 48 | 0.00403 | HV
70-AL1/11-ST1A 110.0 | 8.4 | 0.4132 | 0.45 | 0.29 | ol | 70 | 0.00403 | HV
94-AL1/15-ST1A 110.0 | 8.65 | 0.306 | 0.44 | 0.35 | ol | 94 | 0.00403 | HV
122-AL1/20-ST1A 110.0 | 8.5 | 0.2376 | 0.43 | 0.41 | ol | 122 | 0.00403 | HV
149-AL1/24-ST1A 110.0 | 8.75 | 0.194 | 0.41 | 0.47 | ol | 149 | 0.00403 | HV
184-AL1/30-ST1A 110.0 | 8.8 | 0.1571 | 0.4 | 0.535 | ol | 184 | 0.00403 | HV
243-AL1/39-ST1A 110.0 | 9 | 0.1188 | 0.39 | 0.645 | ol | 243 | 0.00403 | HV
305-AL1/39-ST1A 110.0 | 9.2 | 0.0949 | 0.38 | 0.74 | ol | 305 | 0.00403 | HV
490-AL1/64-ST1A 110.0 | 9.75 | 0.059 | 0.37 | 0.96 | ol | 490 | 0.00403 | HV
679-AL1/86-ST1A 110.0 | 9.95 | 0.042 | 0.36 | 1.15 | ol | 679 | 0.00403 | HV
490-AL1/64-ST1A 220.0 | 10 | 0.059 | 0.285 | 0.96 | ol | 490 | 0.00403 | HV
679-AL1/86-ST1A 220.0 | 11.7 | 0.042 | 0.275 | 1.15 | ol | 679 | 0.00403 | HV
490-AL1/64-ST1A 380.0 | 11 | 0.059 | 0.253 | 0.96 | ol | 490 | 0.00403 | HV
679-AL1/86-ST1A 380.0 | 14.6 | 0.042 | 0.25 | 1.15 | ol | 679 | 0.00403 | HV

## trafo_std_types
| i0_percent | pfe_kw | vkr_percent | sn_mva | vn_lv_kv | vn_hv_kv | vk_percent | shift_degree | vector_group | tap_side | tap_neutral | tap_min | tap_max | tap_step_degree | tap_step_percent | tap_phase_shifter
160 MVA 380/110 kV | 0.06 | 60 | 0.25 | 160 | 110 | 380 | 12.2 | 0 | Yy0 | hv | 0 | -9 | 9 | 0 | 1.5 | FALSE
100 MVA 220/110 kV | 0.06 | 55 | 0.26 | 100 | 110 | 220 | 12 | 0 | Yy0 | hv | 0 | -9 | 9 | 0 | 1.5 | FALSE
63 MVA 110/20 kV | 0.04 | 22 | 0.32 | 63 | 20 | 110 | 18 | 150 | YNd5 | hv | 0 | -9 | 9 | 0 | 1.5 | FALSE
40 MVA 110/20 kV | 0.05 | 18 | 0.34 | 40 | 20 | 110 | 16.2 | 150 | YNd5 | hv | 0 | -9 | 9 | 0 | 1.5 | FALSE
25 MVA 110/20 kV | 0.07 | 14 | 0.41 | 25 | 20 | 110 | 12 | 150 | YNd5 | hv | 0 | -9 | 9 | 0 | 1.5 | FALSE
63 MVA 110/10 kV | 0.04 | 22 | 0.32 | 63 | 10 | 110 | 18 | 150 | YNd5 | hv | 0 | -9 | 9 | 0 | 1.5 | FALSE
40 MVA 110/10 kV | 0.05 | 18 | 0.34 | 40 | 10 | 110 | 16.2 | 150 | YNd5 | hv | 0 | -9 | 9 | 0 | 1.5 | FALSE
25 MVA 110/10 kV | 0.07 | 14 | 0.41 | 25 | 10 | 110 | 12 | 150 | YNd5 | hv | 0 | -9 | 9 | 0 | 1.5 | FALSE
0.25 MVA 20/0.4 kV | 0.32 | 0.8 | 1.44 | 0.25 | 0.4 | 20 | 6 | 150 | Yzn5 | hv | 0 | -2 | 2 | 0 | 2.5 | FALSE
0.4 MVA 20/0.4 kV | 0.3375 | 1.35 | 1.425 | 0.4 | 0.4 | 20 | 6 | 150 | Dyn5 | hv | 0 | -2 | 2 | 0 | 2.5 | FALSE
0.63 MVA 20/0.4 kV | 0.2619 | 1.65 | 1.206 | 0.63 | 0.4 | 20 | 6 | 150 | Dyn5 | hv | 0 | -2 | 2 | 0 | 2.5 | FALSE
0.25 MVA 10/0.4 kV | 0.24 | 0.6 | 1.2 | 0.25 | 0.4 | 10 | 4 | 150 | Dyn5 | hv | 0 | -2 | 2 | 0 | 2.5 | FALSE
0.4 MVA 10/0.4 kV | 0.2375 | 0.95 | 1.325 | 0.4 | 0.4 | 10 | 4 | 150 | Dyn5 | hv | 0 | -2 | 2 | 0 | 2.5 | FALSE
0.63 MVA 10/0.4 kV | 0.1873 | 1.18 | 1.0794 | 0.63 | 0.4 | 10 | 4 | 150 | Dyn5 | hv | 0 | -2 | 2 | 0 | 2.5 | FALSE

## trafo3w_std_types
| sn_hv_mva | sn_mv_mva | sn_lv_mva | vn_hv_kv | vn_mv_kv | vn_lv_kv | vk_hv_percent | vk_mv_percent | vk_lv_percent | vkr_hv_percent | vkr_mv_percent | vkr_lv_percent | pfe_kw | i0_percent | shift_mv_degree | shift_lv_degree | vector_group | tap_side | tap_neutral | tap_min | tap_max | tap_step_percent
63/25/38 MVA 110/20/10 kV | 63 | 25 | 38 | 110 | 20 | 10 | 10.4 | 10.4 | 10.4 | 0.28 | 0.32 | 0.35 | 35 | 0.89 | 0 | 0 | YN0yn0yn0 | hv | 0 | -10 | 10 | 1.2
63/25/38 MVA 110/10/10 kV | 63 | 25 | 38 | 110 | 10 | 10 | 10.4 | 10.4 | 10.4 | 0.28 | 0.32 | 0.35 | 35 | 0.89 | 0 | 0 | YN0yn0yn0 | hv | 0 | -10 | 10 | 1.2

## fuse_std_types
| fuse_type | i_rated_a | t_avg | t_min | t_total | x_avg | x_min | x_total
HV 100A | HV 100A | 100 | 0 | [10.0, 3.64, 0.854, 0.281, 0.1, 0.0531, 0.022, 0.01] | [10.0, 4.267, 1.21, 0.403, 0.1, 0.058, 0.022, 0.01] | 0 | [300.0, 350.0, 450.0, 550.0, 700.0, 850.0, 1200.0, 1752.0] | [600.0, 700.0, 900.0, 1150.0, 1665.0, 2000.0, 3000.0, 4313.0]
HV 10A | HV 10A | 10 | 0 | [10.0, 1675.0, 0.344, 0.156, 0.1, 0.0417, 0.0171, 0.01] | [10.0, 1.3, 0.3, 0.155, 0.1, 0.0555, 0.023, 0.01] | 0 | [30.0, 32.0, 35.0, 37.0, 39.0, 50.0, 70.0, 88.0] | [60.0, 70.0, 80.0, 87.0, 94.0, 110.0, 150.0, 216.0]
HV 125A | HV 125A | 125 | 0 | [10.0, 1.82, 0.344, 0.1, 0.0467, 0.0269, 0.01] | [10.0, 2.478, 0.426, 0.1, 0.0427, 0.0211, 0.01] | 0 | [375.0, 500.0, 700.0, 925.0, 1200.0, 1500.0, 2341.0] | [750.0, 1000.0, 1500.0, 2200.0, 3000.0, 4000.0, 5765.0]
HV 160A | HV 160A | 160 | 0 | [10.0, 4.15, 1.03, 0.198, 0.1, 0.051, 0.0172, 0.01] | [10.0, 2.3, 0.734, 0.274, 0.1, 0.046, 0.0177, 0.01] | 0 | [480.0, 550.0, 700.0, 1000.0, 1260.0, 1600.0, 2500.0, 3227.0] | [960.0, 1300.0, 1700.0, 2200.0, 2996.0, 4000.0, 6000.0, 7946.0]
HV 16A | HV 16A | 16 | 0 | [10.0, 0.352, 0.164, 0.1, 0.0649, 0.0342, 0.01] | [10.0, 2.34, 0.722, 0.181, 0.1, 0.055, 0.0296, 0.01] | 0 | [48.0, 60.0, 65.0, 71.0, 80.0, 100.0, 162.0] | [96.0, 110.0, 125.0, 150.0, 168.0, 200.0, 250.0, 398.0]
HV 200A | HV 200A | 200 | 0 | [10.0, 4.267, 1.21, 0.403, 0.1, 0.058, 0.022, 0.01] | [10.0, 3.73, 1.654, 0.328, 0.1, 0.0531, 0.019, 0.01] | 0 | [600.0, 700.0, 900.0, 1150.0, 1665.0, 2000.0, 3000.0, 4313.0] | [1200.0, 1500.0, 1800.0, 2700.0, 3960.0, 5000.0, 7500.0, 10620.0]
HV 20A | HV 20A | 20 | 0 | [10.0, 1.3, 0.3, 0.155, 0.1, 0.0555, 0.023, 0.01] | [10.0, 1.3, 0.161, 0.1, 0.0611, 0.0399, 0.0141, 0.01] | 0 | [60.0, 70.0, 80.0, 87.0, 94.0, 110.0, 150.0, 216.0] | [120.0, 150.0, 200.0, 223.0, 260.0, 300.0, 450.0, 532.0]
HV 25A | HV 25A | 25 | 0 | [10.0, 2.512, 0.833, 0.299, 0.1, 0.0372, 0.0223, 0.01] | [10.0, 3.125, 0.597, 0.198, 0.1, 0.0378, 0.022, 0.01] | 0 | [75.0, 82.0, 90.0, 100.0, 124.0, 170.0, 200.0, 289.0] | [150.0, 170.0, 210.0, 250.0, 294.0, 400.0, 500.0, 711.0]
HV 31.5A | HV 31.5A | 31.5 | 0 | [10.0, 2.34, 0.722, 0.181, 0.1, 0.055, 0.0296, 0.01] | [10.0, 2.84, 0.368, 0.164, 0.1, 0.0621, 0.0378, 0.0195, 0.01] | 0 | [95.0, 110.0, 125.0, 150.0, 165.0, 200.0, 250.0, 390.0] | [189.0, 220.0, 300.0, 350.0, 393.0, 450.0, 530.0, 700.0, 960.0]
HV 40A | HV 40A | 40 | 0 | [10.0, 1.3, 0.161, 0.1, 0.0611, 0.0399, 0.0141, 0.01] | [10.0, 2.05, 0.369, 0.198, 0.1, 0.051, 0.0298, 0.01] | 0 | [120.0, 150.0, 200.0, 223.0, 260.0, 300.0, 450.0, 532.0] | [240.0, 300.0, 400.0, 450.0, 530.0, 650.0, 800.0, 1311.0]
HV 50A | HV 50A | 50 | 0 | [10.0, 3.215, 0.597, 0.198, 0.1, 0.0378, 0.022, 0.01] | [10.0, 3.64, 0.854, 0.281, 0.1, 0.0531, 0.022, 0.01] | 0 | [150.0, 170.0, 210.0, 250.0, 294.0, 400.0, 500.0, 711.0] | [300.0, 350.0, 450.0, 550.0, 700.0, 850.0, 1200.0, 1752.0]
HV 6.3A | HV 6.3A | 6.3 | 0 | [10.0, 1.39, 0.344, 0.168, 0.1, 0.056, 0.0263, 0.01] | [10.0, 1.711, 0.516, 0.198, 0.1, 0.0634, 0.0303, 0.01] | 0 | [19.0, 19.5, 20.4, 20.8, 22.0, 25.0, 32.0, 48.0] | [38.0, 40.0, 43.0, 48.0, 53.0, 60.0, 75.0, 118.0]
HV 63A | HV 63A | 63 | 0 | [10.0, 2.84, 0.368, 0.164, 0.1, 0.0621, 0.0378, 0.0195, 0.01] | [10.0, 1.82, 0.344, 0.1, 0.0467, 0.0269, 0.01] | 0 | [189.0, 220.0, 300.0, 350.0, 393.0, 450.0, 530.0, 700.0, 961.0] | [378.0, 500.0, 700.0, 934.0, 1200.0, 1500.0, 2366.0]
HV 80A | HV 80A | 80 | 0 | [10.0, 2.05, 0.369, 0.198, 0.1, 0.051, 0.0298, 0.01] | [10.0, 4.15, 1.03, 0.198, 0.1, 0.051, 0.0172, 0.01] | 0 | [240.0, 300.0, 400.0, 450.0, 530.0, 650.0, 800.0, 1311.0] | [480.0, 550.0, 700.0, 1000.0, 1260.0, 1600.0, 2500.0, 3227.0]
Siemens NH-1-100 | Siemens NH-1-100 | 100 | [5400.0, 2000.0, 400.0, 20.0, 1.0, 0.2, 0.012, 0.004] | 0 | 0 | [150.0, 190.0, 250.0, 430.0, 900.0, 1250.0, 2700.0, 3600.0] | 0 | 0
Siemens NH-1-125 | Siemens NH-1-125 | 125 | [4800.0, 120.0, 7.0, 0.1, 0.004] | 0 | 0 | [180.0, 400.0, 740.0, 2000.0, 4250.0] | 0 | 0
Siemens NH-1-16 | Siemens NH-1-16 | 16 | [4000.0, 400.0, 2.0, 0.1, 0.04, 0.01] | 0 | 0 | [26.0, 35.0, 75.0, 150.0, 200.0, 300.0] | 0 | 0
Siemens NH-1-160 | Siemens NH-1-160 | 160 | [4800.0, 120.0, 7.0, 0.1, 0.004] | 0 | 0 | [210.0, 500.0, 900.0, 2300.0, 5000.0] | 0 | 0
Siemens NH-1-25 | Siemens NH-1-25 | 25 | [4000.0, 1000.0, 10.0, 0.2, 0.02, 0.01] | 0 | 0 | [40.0, 50.0, 100.0, 210.0, 400.0, 500.0] | 0 | 0
Siemens NH-1-50 | Siemens NH-1-50 | 50 | [4000.0, 40.0, 4.0, 1.0, 0.02, 0.01] | 0 | 0 | [86.0, 200.0, 300.0, 400.0, 1000.0, 1280.0] | 0 | 0
Siemens NH-1-63 | Siemens NH-1-63 | 63 | [4000.0, 100.0, 10.0, 2.0, 0.04, 0.01] | 0 | 0 | [100.0, 200.0, 300.0, 400.0, 1000.0, 1500.0] | 0 | 0
Siemens NH-1-80 | Siemens NH-1-80 | 80 | [4800.0, 120.0, 7.0, 0.1, 0.01] | 0 | 0 | [150.58, 250.0, 450.0, 1150.0, 2470.0] | 0 | 0
Siemens NH-2-1000 | Siemens NH-2-1000 | 1000 | [4800.0, 120.0, 7.0, 0.1, 0.004] | 0 | 0 | [1900.0, 3500.0, 8400.0, 24000.0, 52000.0] | 0 | 0
Siemens NH-2-200 | Siemens NH-2-200 | 200 | [4800.0, 120.0, 7.0, 0.1, 0.004] | 0 | 0 | [280.0, 650.0, 1200.0, 3000.0, 7000.0] | 0 | 0
Siemens NH-2-224 | Siemens NH-2-224 | 224 | [4800.0, 120.0, 7.0, 0.2, 0.04, 0.004] | 0 | 0 | [400.0, 750.0, 1453.0, 3025.0, 4315.0, 7600.0] | 0 | 0
Siemens NH-2-250 | Siemens NH-2-250 | 250 | [4800.0, 120.0, 7.0, 0.1, 0.004] | 0 | 0 | [450.0, 800.0, 1650.0, 4000.0, 8500.0] | 0 | 0
Siemens NH-2-315 | Siemens NH-2-315 | 315 | [4800.0, 120.0, 7.0, 0.1, 0.004] | 0 | 0 | [550.0, 920.0, 1900.0, 5000.0, 11000.0] | 0 | 0
Siemens NH-2-355 | Siemens NH-2-355 | 355 | [4800.0, 120.0, 6.0, 0.1, 0.004] | 0 | 0 | [650.0, 1116.27, 2350.0, 5840.0, 12790.0] | 0 | 0
Siemens NH-2-400 | Siemens NH-2-400 | 400 | [4800.0, 120.0, 7.0, 0.1, 0.004] | 0 | 0 | [720.0, 1350.0, 2800.0, 6500.0, 15000.0] | 0 | 0
Siemens NH-2-425 | Siemens NH-2-425 | 425 | [4800.0, 120.0, 7.0, 0.1, 0.004] | 0 | 0 | [850.0, 1500.0, 3050.0, 7500.0, 16500.0] | 0 | 0
Siemens NH-2-630 | Siemens NH-2-630 | 630 | [4800.0, 120.0, 7.0, 0.1, 0.004] | 0 | 0 | [1200.0, 2000.0, 4800.0, 12000.0, 26000.0] | 0 | 0

## dtypes
| element | column | dtype
0 | bus | name | object
1 | bus | vn_kv | float64
2 | bus | type | object
3 | bus | zone | object
4 | bus | in_service | bool
5 | load | name | object
6 | load | bus | uint32
7 | load | p_mw | float64
8 | load | q_mvar | float64
9 | load | const_z_percent | float64
10 | load | const_i_percent | float64
11 | load | sn_mva | float64
12 | load | scaling | float64
13 | load | in_service | bool
14 | load | type | object
15 | ext_grid | name | object
16 | ext_grid | bus | uint32
17 | ext_grid | vm_pu | float64
18 | ext_grid | va_degree | float64
19 | ext_grid | slack_weight | float64
20 | ext_grid | in_service | bool
21 | line | name | object
22 | line | std_type | object
23 | line | from_bus | uint32
24 | line | to_bus | uint32
25 | line | length_km | float64
26 | line | r_ohm_per_km | float64
27 | line | x_ohm_per_km | float64
28 | line | c_nf_per_km | float64
29 | line | g_us_per_km | float64
30 | line | max_i_ka | float64
31 | line | df | float64
32 | line | parallel | uint32
33 | line | type | object
34 | line | in_service | bool
35 | trafo | name | object
36 | trafo | std_type | object
37 | trafo | hv_bus | uint32
38 | trafo | lv_bus | uint32
39 | trafo | sn_mva | float64
40 | trafo | vn_hv_kv | float64
41 | trafo | vn_lv_kv | float64
42 | trafo | vk_percent | float64
43 | trafo | vkr_percent | float64
44 | trafo | pfe_kw | float64
45 | trafo | i0_percent | float64
46 | trafo | shift_degree | float64
47 | trafo | tap_side | object
48 | trafo | tap_neutral | int32
49 | trafo | tap_min | int32
50 | trafo | tap_max | int32
51 | trafo | tap_step_percent | float64
52 | trafo | tap_step_degree | float64
53 | trafo | tap_pos | int32
54 | trafo | tap_phase_shifter | bool
55 | trafo | parallel | uint32
56 | trafo | df | float64
57 | trafo | in_service | bool
58 | line_geodata | coords | object
59 | bus_geodata | x | float64
60 | bus_geodata | y | float64
61 | bus_geodata | coords | object

## parameters
| version | format_version | converged | OPF_converged | name | f_hz | sn_mva
0 | 2.14.6 | 2.14.0 | FALSE | FALSE |  | 50 | 1