## bus
| name | vn_kv | type | zone | in_service
0 | bus_LV_2762-2_0_4_node_0 | 0.4 | n |  | TRUE
1 | bus_LV_2762-2_0_4_node_1 | 0.4 | n |  | TRUE
2 | bus_LV_2762-2_0_4_node_171 | 0.4 | n |  | TRUE
3 | bus_LV_2762-2_0_4_node_170 | 0.4 | n |  | TRUE
4 | bus_LV_2762-2_0_4_node_2 | 0.4 | n |  | TRUE
5 | bus_LV_2762-2_0_4_node_3 | 0.4 | n |  | TRUE
6 | bus_LV_2762-2_0_4_node_4 | 0.4 | n |  | TRUE
7 | bus_LV_2762-2_0_4_node_5 | 0.4 | n |  | TRUE
8 | bus_LV_2762-2_0_4_node_6 | 0.4 | n |  | TRUE
9 | bus_LV_2762-2_0_4_node_9 | 0.4 | n |  | TRUE
10 | bus_LV_2762-2_0_4_node_11 | 0.4 | n |  | TRUE
11 | bus_LV_2762-2_0_4_node_7 | 0.4 | n |  | TRUE
12 | bus_LV_2762-2_0_4_node_17 | 0.4 | n |  | TRUE
13 | bus_LV_2762-2_0_4_node_15 | 0.4 | n |  | TRUE
14 | bus_LV_2762-2_0_4_node_8 | 0.4 | n |  | TRUE
15 | bus_LV_2762-2_0_4_node_12 | 0.4 | n |  | TRUE
16 | bus_LV_2762-2_0_4_node_188 | 0.4 | n |  | TRUE
17 | bus_LV_2762-2_0_4_node_13 | 0.4 | n |  | TRUE
18 | bus_LV_2762-2_0_4_node_19 | 0.4 | n |  | TRUE
19 | bus_LV_2762-2_0_4_node_10 | 0.4 | n |  | TRUE
20 | bus_LV_2762-2_0_4_node_47 | 0.4 | n |  | TRUE
21 | bus_LV_2762-2_0_4_node_48 | 0.4 | n |  | TRUE
22 | bus_LV_2762-2_0_4_node_18 | 0.4 | n |  | TRUE
23 | bus_LV_2762-2_0_4_node_14 | 0.4 | n |  | TRUE
24 | bus_LV_2762-2_0_4_node_16 | 0.4 | n |  | TRUE
25 | bus_LV_2762-2_0_4_node_80 | 0.4 | n |  | TRUE
26 | bus_LV_2762-2_0_4_node_81 | 0.4 | n |  | TRUE
27 | bus_LV_2762-2_0_4_node_187 | 0.4 | n |  | TRUE
28 | bus_LV_2762-2_0_4_node_20 | 0.4 | n |  | TRUE
29 | bus_LV_2762-2_0_4_node_21 | 0.4 | n |  | TRUE
30 | bus_LV_2762-2_0_4_node_22 | 0.4 | n |  | TRUE
31 | bus_LV_2762-2_0_4_node_23 | 0.4 | n |  | TRUE
32 | bus_LV_2762-2_0_4_node_24 | 0.4 | n |  | TRUE
33 | bus_LV_2762-2_0_4_node_25 | 0.4 | n |  | TRUE
34 | bus_LV_2762-2_0_4_node_26 | 0.4 | n |  | TRUE
35 | bus_LV_2762-2_0_4_node_27 | 0.4 | n |  | TRUE
36 | bus_LV_2762-2_0_4_node_28 | 0.4 | n |  | TRUE
37 | bus_LV_2762-2_0_4_node_29 | 0.4 | n |  | TRUE
38 | bus_LV_2762-2_0_4_node_31 | 0.4 | n |  | TRUE
39 | bus_LV_2762-2_0_4_node_30 | 0.4 | n |  | TRUE
40 | bus_LV_2762-2_0_4_node_32 | 0.4 | n |  | TRUE
41 | bus_LV_2762-2_0_4_node_33 | 0.4 | n |  | TRUE
42 | bus_LV_2762-2_0_4_node_46 | 0.4 | n |  | TRUE
43 | bus_LV_2762-2_0_4_node_45 | 0.4 | n |  | TRUE
44 | bus_LV_2762-2_0_4_node_52 | 0.4 | n |  | TRUE
45 | bus_LV_2762-2_0_4_node_44 | 0.4 | n |  | TRUE
46 | bus_LV_2762-2_0_4_node_34 | 0.4 | n |  | TRUE
47 | bus_LV_2762-2_0_4_node_35 | 0.4 | n |  | TRUE
48 | bus_LV_2762-2_0_4_node_36 | 0.4 | n |  | TRUE
49 | bus_LV_2762-2_0_4_node_37 | 0.4 | n |  | TRUE
50 | bus_LV_2762-2_0_4_node_38 | 0.4 | n |  | TRUE
51 | bus_LV_2762-2_0_4_node_39 | 0.4 | n |  | TRUE
52 | bus_LV_2762-2_0_4_node_40 | 0.4 | n |  | TRUE
53 | bus_LV_2762-2_0_4_node_42 | 0.4 | n |  | TRUE
54 | bus_LV_2762-2_0_4_node_43 | 0.4 | n |  | TRUE
55 | bus_LV_2762-2_0_4_node_50 | 0.4 | n |  | TRUE
56 | bus_LV_2762-2_0_4_node_49 | 0.4 | n |  | TRUE
57 | bus_LV_2762-2_0_4_node_60 | 0.4 | n |  | TRUE
58 | bus_LV_2762-2_0_4_node_57 | 0.4 | n |  | TRUE
59 | bus_LV_2762-2_0_4_node_51 | 0.4 | n |  | TRUE
60 | bus_LV_2762-2_0_4_node_53 | 0.4 | n |  | TRUE
61 | bus_LV_2762-2_0_4_node_58 | 0.4 | n |  | TRUE
62 | bus_LV_2762-2_0_4_node_56 | 0.4 | n |  | TRUE
63 | bus_LV_2762-2_0_4_node_54 | 0.4 | n |  | TRUE
64 | bus_LV_2762-2_0_4_node_55 | 0.4 | n |  | TRUE
65 | bus_LV_2762-2_0_4_node_59 | 0.4 | n |  | TRUE
66 | bus_LV_2762-2_0_4_node_61 | 0.4 | n |  | TRUE
67 | bus_LV_2762-2_0_4_node_62 | 0.4 | n |  | TRUE
68 | bus_LV_2762-2_0_4_node_63 | 0.4 | n |  | TRUE
69 | bus_LV_2762-2_0_4_node_64 | 0.4 | n |  | TRUE
70 | bus_LV_2762-2_0_4_node_65 | 0.4 | n |  | TRUE
71 | bus_LV_2762-2_0_4_node_66 | 0.4 | n |  | TRUE
72 | bus_LV_2762-2_0_4_node_97 | 0.4 | n |  | TRUE
73 | bus_LV_2762-2_0_4_node_67 | 0.4 | n |  | TRUE
74 | bus_LV_2762-2_0_4_node_134 | 0.4 | n |  | TRUE
75 | bus_LV_2762-2_0_4_node_95 | 0.4 | n |  | TRUE
76 | bus_LV_2762-2_0_4_node_68 | 0.4 | n |  | TRUE
77 | bus_LV_2762-2_0_4_node_69 | 0.4 | n |  | TRUE
78 | bus_LV_2762-2_0_4_node_70 | 0.4 | n |  | TRUE
79 | bus_LV_2762-2_0_4_node_71 | 0.4 | n |  | TRUE
80 | bus_LV_2762-2_0_4_node_72 | 0.4 | n |  | TRUE
81 | bus_LV_2762-2_0_4_node_73 | 0.4 | n |  | TRUE
82 | bus_LV_2762-2_0_4_node_137 | 0.4 | n |  | TRUE
83 | bus_LV_2762-2_0_4_node_76 | 0.4 | n |  | TRUE
84 | bus_LV_2762-2_0_4_node_174 | 0.4 | n |  | TRUE
85 | bus_LV_2762-2_0_4_node_74 | 0.4 | n |  | TRUE
86 | bus_LV_2762-2_0_4_node_75 | 0.4 | n |  | TRUE
87 | bus_LV_2762-2_0_4_node_77 | 0.4 | n |  | TRUE
88 | bus_LV_2762-2_0_4_node_78 | 0.4 | n |  | TRUE
89 | bus_LV_2762-2_0_4_node_79 | 0.4 | n |  | TRUE
90 | bus_LV_2762-2_0_4_node_82 | 0.4 | n |  | TRUE
91 | bus_LV_2762-2_0_4_node_83 | 0.4 | n |  | TRUE
92 | bus_LV_2762-2_0_4_node_84 | 0.4 | n |  | TRUE
93 | bus_LV_2762-2_0_4_node_85 | 0.4 | n |  | TRUE
94 | bus_LV_2762-2_0_4_node_88 | 0.4 | n |  | TRUE
95 | bus_LV_2762-2_0_4_node_86 | 0.4 | n |  | TRUE
96 | bus_LV_2762-2_0_4_node_87 | 0.4 | n |  | TRUE
97 | bus_LV_2762-2_0_4_node_89 | 0.4 | n |  | TRUE
98 | bus_LV_2762-2_0_4_node_90 | 0.4 | n |  | TRUE
99 | bus_LV_2762-2_0_4_node_91 | 0.4 | n |  | TRUE
100 | bus_LV_2762-2_0_4_node_92 | 0.4 | n |  | TRUE
101 | bus_LV_2762-2_0_4_node_119 | 0.4 | n |  | TRUE
102 | bus_LV_2762-2_0_4_node_117 | 0.4 | n |  | TRUE
103 | bus_LV_2762-2_0_4_node_185 | 0.4 | n |  | TRUE
104 | bus_LV_2762-2_0_4_node_184 | 0.4 | n |  | TRUE
105 | bus_LV_2762-2_0_4_node_94 | 0.4 | n |  | TRUE
106 | bus_LV_2762-2_0_4_node_96 | 0.4 | n |  | TRUE
107 | bus_LV_2762-2_0_4_node_98 | 0.4 | n |  | TRUE
108 | bus_LV_2762-2_0_4_node_189 | 0.4 | n |  | TRUE
109 | bus_LV_2762-2_0_4_node_123 | 0.4 | n |  | TRUE
110 | bus_LV_2762-2_0_4_node_190 | 0.4 | n |  | TRUE
111 | bus_LV_2762-2_0_4_node_99 | 0.4 | n |  | TRUE
112 | bus_LV_2762-2_0_4_node_100 | 0.4 | n |  | TRUE
113 | bus_LV_2762-2_0_4_node_101 | 0.4 | n |  | TRUE
114 | bus_LV_2762-2_0_4_node_102 | 0.4 | n |  | TRUE
115 | bus_LV_2762-2_0_4_node_103 | 0.4 | n |  | TRUE
116 | bus_LV_2762-2_0_4_node_114 | 0.4 | n |  | TRUE
117 | bus_LV_2762-2_0_4_node_120 | 0.4 | n |  | TRUE
118 | bus_LV_2762-2_0_4_node_113 | 0.4 | n |  | TRUE
119 | bus_LV_2762-2_0_4_node_121 | 0.4 | n |  | TRUE
120 | bus_LV_2762-2_0_4_node_104 | 0.4 | n |  | TRUE
121 | bus_LV_2762-2_0_4_node_105 | 0.4 | n |  | TRUE
122 | bus_LV_2762-2_0_4_node_106 | 0.4 | n |  | TRUE
123 | bus_LV_2762-2_0_4_node_107 | 0.4 | n |  | TRUE
124 | bus_LV_2762-2_0_4_node_108 | 0.4 | n |  | TRUE
125 | bus_LV_2762-2_0_4_node_109 | 0.4 | n |  | TRUE
126 | bus_LV_2762-2_0_4_node_110 | 0.4 | n |  | TRUE
127 | bus_LV_2762-2_0_4_node_111 | 0.4 | n |  | TRUE
128 | bus_LV_2762-2_0_4_node_112 | 0.4 | n |  | TRUE
129 | bus_LV_2762-2_0_4_node_115 | 0.4 | n |  | TRUE
130 | bus_LV_2762-2_0_4_node_116 | 0.4 | n |  | TRUE
131 | bus_LV_2762-2_0_4_node_118 | 0.4 | n |  | TRUE
132 | bus_LV_2762-2_0_4_node_128 | 0.4 | n |  | TRUE
133 | bus_LV_2762-2_0_4_node_129 | 0.4 | n |  | TRUE
134 | bus_LV_2762-2_0_4_node_130 | 0.4 | n |  | TRUE
135 | bus_LV_2762-2_0_4_node_131 | 0.4 | n |  | TRUE
136 | bus_LV_2762-2_0_4_node_122 | 0.4 | n |  | TRUE
137 | bus_LV_2762-2_0_4_node_124 | 0.4 | n |  | TRUE
138 | bus_LV_2762-2_0_4_node_125 | 0.4 | n |  | TRUE
139 | bus_LV_2762-2_0_4_node_126 | 0.4 | n |  | TRUE
140 | bus_LV_2762-2_0_4_node_127 | 0.4 | n |  | TRUE
141 | bus_LV_2762-2_0_4_node_132 | 0.4 | n |  | TRUE
142 | bus_LV_2762-2_0_4_node_135 | 0.4 | n |  | TRUE
143 | bus_LV_2762-2_0_4_node_136 | 0.4 | n |  | TRUE
144 | bus_LV_2762-2_0_4_node_133 | 0.4 | n |  | TRUE
145 | bus_LV_2762-2_0_4_node_168 | 0.4 | n |  | TRUE
146 | bus_LV_2762-2_0_4_node_178 | 0.4 | n |  | TRUE
147 | bus_LV_2762-2_0_4_node_167 | 0.4 | n |  | TRUE
148 | bus_LV_2762-2_0_4_node_169 | 0.4 | n |  | TRUE
149 | bus_LV_2762-2_0_4_node_179 | 0.4 | n |  | TRUE
150 | bus_LV_2762-2_0_4_node_160 | 0.4 | n |  | TRUE
151 | bus_LV_2762-2_0_4_node_159 | 0.4 | n |  | TRUE
152 | bus_LV_2762-2_0_4_node_140 | 0.4 | n |  | TRUE
153 | bus_LV_2762-2_0_4_node_138 | 0.4 | n |  | TRUE
154 | bus_LV_2762-2_0_4_node_173 | 0.4 | n |  | TRUE
155 | bus_LV_2762-2_0_4_node_139 | 0.4 | n |  | TRUE
156 | bus_LV_2762-2_0_4_node_141 | 0.4 | n |  | TRUE
157 | bus_LV_2762-2_0_4_node_142 | 0.4 | n |  | TRUE
158 | bus_LV_2762-2_0_4_node_143 | 0.4 | n |  | TRUE
159 | bus_LV_2762-2_0_4_node_144 | 0.4 | n |  | TRUE
160 | bus_LV_2762-2_0_4_node_176 | 0.4 | n |  | TRUE
161 | bus_LV_2762-2_0_4_node_145 | 0.4 | n |  | TRUE
162 | bus_LV_2762-2_0_4_node_146 | 0.4 | n |  | TRUE
163 | bus_LV_2762-2_0_4_node_177 | 0.4 | n |  | TRUE
164 | bus_LV_2762-2_0_4_node_147 | 0.4 | n |  | TRUE
165 | bus_LV_2762-2_0_4_node_164 | 0.4 | n |  | TRUE
166 | bus_LV_2762-2_0_4_node_148 | 0.4 | n |  | TRUE
167 | bus_LV_2762-2_0_4_node_162 | 0.4 | n |  | TRUE
168 | bus_LV_2762-2_0_4_node_149 | 0.4 | n |  | TRUE
169 | bus_LV_2762-2_0_4_node_150 | 0.4 | n |  | TRUE
170 | bus_LV_2762-2_0_4_node_151 | 0.4 | n |  | TRUE
171 | bus_LV_2762-2_0_4_node_152 | 0.4 | n |  | TRUE
172 | bus_LV_2762-2_0_4_node_153 | 0.4 | n |  | TRUE
173 | bus_LV_2762-2_0_4_node_154 | 0.4 | n |  | TRUE
174 | bus_LV_2762-2_0_4_node_155 | 0.4 | n |  | TRUE
175 | bus_LV_2762-2_0_4_node_156 | 0.4 | n |  | TRUE
176 | bus_LV_2762-2_0_4_node_157 | 0.4 | n |  | TRUE
177 | bus_LV_2762-2_0_4_node_158 | 0.4 | n |  | TRUE
178 | bus_LV_2762-2_0_4_node_161 | 0.4 | n |  | TRUE
179 | bus_LV_2762-2_0_4_node_163 | 0.4 | n |  | TRUE
180 | bus_LV_2762-2_0_4_node_165 | 0.4 | n |  | TRUE
181 | bus_LV_2762-2_0_4_node_166 | 0.4 | n |  | TRUE
182 | bus_LV_2762-2_0_4_node_172 | 0.4 | n |  | TRUE
183 | bus_LV_2762-2_0_4_node_180 | 0.4 | n |  | TRUE
184 | bus_LV_2762-2_0_4_node_181 | 0.4 | n |  | TRUE
185 | bus_LV_2762-2_0_4_node_182 | 0.4 | n |  | TRUE
186 | bus_LV_2762-2_0_4_node_183 | 0.4 | n |  | TRUE
187 | bus_LV_2762-2_0_4_node_186 | 0.4 | n |  | TRUE
188 | bus_LV_2762-2_0_4_node_191 | 0.4 | n |  | TRUE
189 | bus_MV_566_0_node_77 | 20 | n |  | TRUE

## load
| name | bus | p_mw | q_mvar | const_z_percent | const_i_percent | sn_mva | scaling | in_service | type
0 | LV_2762-2_0_4_load_0 | 0 | 0.003118 | 0.00078145 | 0 | 0 |  | 1 | TRUE | wye
1 | LV_2762-2_0_4_load_170 | 3 | 0.0026254 | 0.00065798 | 0 | 0 |  | 1 | TRUE | wye
2 | LV_2762-2_0_4_load_2 | 4 | 0.0011691 | 0.00029301 | 0 | 0 |  | 1 | TRUE | wye
3 | LV_2762-2_0_4_load_3 | 5 | 0.0042399 | 0.0010626 | 0 | 0 |  | 1 | TRUE | wye
4 | LV_2762-2_0_4_load_5 | 7 | 0.0011241 | 0.00028172 | 0 | 0 |  | 1 | TRUE | wye
5 | LV_2762-2_0_4_load_9 | 9 | 0.0033213 | 0.0008324 | 0 | 0 |  | 1 | TRUE | wye
6 | LV_2762-2_0_4_load_11 | 10 | 0.0021093 | 0.00052864 | 0 | 0 |  | 1 | TRUE | wye
7 | LV_2762-2_0_4_load_17 | 12 | 0.0018531 | 0.00046442 | 0 | 0 |  | 1 | TRUE | wye
8 | LV_2762-2_0_4_load_15 | 13 | 0.001182 | 0.00029623 | 0 | 0 |  | 1 | TRUE | wye
9 | LV_2762-2_0_4_load_13 | 17 | 0.002051 | 0.00051404 | 0 | 0 |  | 1 | TRUE | wye
10 | LV_2762-2_0_4_load_19 | 18 | 0.0019972 | 0.00050055 | 0 | 0 |  | 1 | TRUE | wye
11 | LV_2762-2_0_4_load_10 | 19 | 0.0030481 | 0.00076392 | 0 | 0 |  | 1 | TRUE | wye
12 | LV_2762-2_0_4_load_47 | 20 | 0.0015662 | 0.00039253 | 0 | 0 |  | 1 | TRUE | wye
13 | LV_2762-2_0_4_load_48 | 21 | 0.0026366 | 0.0006608 | 0 | 0 |  | 1 | TRUE | wye
14 | LV_2762-2_0_4_load_18 | 22 | 0.00094 | 0.00023559 | 0 | 0 |  | 1 | TRUE | wye
15 | LV_2762-2_0_4_load_14 | 23 | 0.0013896 | 0.00034826 | 0 | 0 |  | 1 | TRUE | wye
16 | LV_2762-2_0_4_load_16 | 24 | 0.0012621 | 0.00031631 | 0 | 0 |  | 1 | TRUE | wye
17 | LV_2762-2_0_4_load_80 | 25 | 0.0030209 | 0.00075712 | 0 | 0 |  | 1 | TRUE | wye
18 | LV_2762-2_0_4_load_81 | 26 | 0.0022043 | 0.00055244 | 0 | 0 |  | 1 | TRUE | wye
19 | LV_2762-2_0_4_load_187 | 27 | 0.0020673 | 0.00051811 | 0 | 0 |  | 1 | TRUE | wye
20 | LV_2762-2_0_4_load_20 | 28 | 0.002268 | 0.00056842 | 0 | 0 |  | 1 | TRUE | wye
21 | LV_2762-2_0_4_load_21 | 29 | 0.0014048 | 0.00035207 | 0 | 0 |  | 1 | TRUE | wye
22 | LV_2762-2_0_4_load_22 | 30 | 0.0014736 | 0.00036933 | 0 | 0 |  | 1 | TRUE | wye
23 | LV_2762-2_0_4_load_23 | 31 | 0.0024989 | 0.00062628 | 0 | 0 |  | 1 | TRUE | wye
24 | LV_2762-2_0_4_load_24 | 32 | 0.001945 | 0.00048747 | 0 | 0 |  | 1 | TRUE | wye
25 | LV_2762-2_0_4_load_25 | 33 | 0.0018487 | 0.00046334 | 0 | 0 |  | 1 | TRUE | wye
26 | LV_2762-2_0_4_load_26 | 34 | 0.0020656 | 0.00051768 | 0 | 0 |  | 1 | TRUE | wye
27 | LV_2762-2_0_4_load_27 | 35 | 0.0035157 | 0.00088112 | 0 | 0 |  | 1 | TRUE | wye
28 | LV_2762-2_0_4_load_28 | 36 | 0.002059 | 0.00051604 | 0 | 0 |  | 1 | TRUE | wye
29 | LV_2762-2_0_4_load_29 | 37 | 0.0018886 | 0.00047332 | 0 | 0 |  | 1 | TRUE | wye
30 | LV_2762-2_0_4_load_31 | 38 | 0.0017338 | 0.00043453 | 0 | 0 |  | 1 | TRUE | wye
31 | LV_2762-2_0_4_load_30 | 39 | 0.0025873 | 0.00064843 | 0 | 0 |  | 1 | TRUE | wye
32 | LV_2762-2_0_4_load_32 | 40 | 0.002148 | 0.00053833 | 0 | 0 |  | 1 | TRUE | wye
33 | LV_2762-2_0_4_load_46 | 42 | 0.0028514 | 0.00071464 | 0 | 0 |  | 1 | TRUE | wye
34 | LV_2762-2_0_4_load_45 | 43 | 0.0037875 | 0.00094924 | 0 | 0 |  | 1 | TRUE | wye
35 | LV_2762-2_0_4_load_52 | 44 | 0.0017152 | 0.00042987 | 0 | 0 |  | 1 | TRUE | wye
36 | LV_2762-2_0_4_load_44 | 45 | 0.006037 | 0.001513 | 0 | 0 |  | 1 | TRUE | wye
37 | LV_2762-2_0_4_load_34 | 46 | 0.0019301 | 0.00048372 | 0 | 0 |  | 1 | TRUE | wye
38 | LV_2762-2_0_4_load_35 | 47 | 0.0018874 | 0.00047303 | 0 | 0 |  | 1 | TRUE | wye
39 | LV_2762-2_0_4_load_36 | 48 | 0.0053505 | 0.001341 | 0 | 0 |  | 1 | TRUE | wye
40 | LV_2762-2_0_4_load_38 | 50 | 0.0041648 | 0.0010438 | 0 | 0 |  | 1 | TRUE | wye
41 | LV_2762-2_0_4_load_39 | 51 | 0.0028008 | 0.00070194 | 0 | 0 |  | 1 | TRUE | wye
42 | LV_2762-2_0_4_load_40 | 52 | 0.0037078 | 0.00092925 | 0 | 0 |  | 1 | TRUE | wye
43 | LV_2762-2_0_4_load_42 | 53 | 0.003717 | 0.00093156 | 0 | 0 |  | 1 | TRUE | wye
44 | LV_2762-2_0_4_load_43 | 54 | 0.0037765 | 0.00094647 | 0 | 0 |  | 1 | TRUE | wye
45 | LV_2762-2_0_4_load_50 | 55 | 0.0021213 | 0.00053165 | 0 | 0 |  | 1 | TRUE | wye
46 | LV_2762-2_0_4_load_49 | 56 | 0.0028351 | 0.00071055 | 0 | 0 |  | 1 | TRUE | wye
47 | LV_2762-2_0_4_load_60 | 57 | 0.0039869 | 0.00099922 | 0 | 0 |  | 1 | TRUE | wye
48 | LV_2762-2_0_4_load_57 | 58 | 0.0024358 | 0.00061046 | 0 | 0 |  | 1 | TRUE | wye
49 | LV_2762-2_0_4_load_51 | 59 | 0.0013267 | 0.00033249 | 0 | 0 |  | 1 | TRUE | wye
50 | LV_2762-2_0_4_load_53 | 60 | 0.001682 | 0.00042156 | 0 | 0 |  | 1 | TRUE | wye
51 | LV_2762-2_0_4_load_58 | 61 | 0.0024564 | 0.00061563 | 0 | 0 |  | 1 | TRUE | wye
52 | LV_2762-2_0_4_load_56 | 62 | 0.0016629 | 0.00041677 | 0 | 0 |  | 1 | TRUE | wye
53 | LV_2762-2_0_4_load_54 | 63 | 0.0025235 | 0.00063245 | 0 | 0 |  | 1 | TRUE | wye
54 | LV_2762-2_0_4_load_55 | 64 | 0.0031514 | 0.00078982 | 0 | 0 |  | 1 | TRUE | wye
55 | LV_2762-2_0_4_load_59 | 65 | 0.0011344 | 0.00028431 | 0 | 0 |  | 1 | TRUE | wye
56 | LV_2762-2_0_4_load_61 | 66 | 0.0024253 | 0.00060783 | 0 | 0 |  | 1 | TRUE | wye
57 | LV_2762-2_0_4_load_62 | 67 | 0.0012793 | 0.00032061 | 0 | 0 |  | 1 | TRUE | wye
58 | LV_2762-2_0_4_load_64 | 69 | 0.0013562 | 0.00033989 | 0 | 0 |  | 1 | TRUE | wye
59 | LV_2762-2_0_4_load_65 | 70 | 0.0012058 | 0.0003022 | 0 | 0 |  | 1 | TRUE | wye
60 | LV_2762-2_0_4_load_66 | 71 | 0.0028482 | 0.00071383 | 0 | 0 |  | 1 | TRUE | wye
61 | LV_2762-2_0_4_load_67 | 73 | 0.0014968 | 0.00037513 | 0 | 0 |  | 1 | TRUE | wye
62 | LV_2762-2_0_4_load_134 | 74 | 0.003088 | 0.00077393 | 0 | 0 |  | 1 | TRUE | wye
63 | LV_2762-2_0_4_load_95 | 75 | 0.0016588 | 0.00041574 | 0 | 0 |  | 1 | TRUE | wye
64 | LV_2762-2_0_4_load_68 | 76 | 0.0011971 | 0.00030003 | 0 | 0 |  | 1 | TRUE | wye
65 | LV_2762-2_0_4_load_69 | 77 | 0.0027516 | 0.00068962 | 0 | 0 |  | 1 | TRUE | wye
66 | LV_2762-2_0_4_load_70 | 78 | 0.0035288 | 0.0008844 | 0 | 0 |  | 1 | TRUE | wye
67 | LV_2762-2_0_4_load_71 | 79 | 0.0033662 | 0.00084365 | 0 | 0 |  | 1 | TRUE | wye
68 | LV_2762-2_0_4_load_72 | 80 | 0.0034434 | 0.000863 | 0 | 0 |  | 1 | TRUE | wye
69 | LV_2762-2_0_4_load_73 | 81 | 0.0035773 | 0.00089655 | 0 | 0 |  | 1 | TRUE | wye
70 | LV_2762-2_0_4_load_76 | 83 | 0.0010223 | 0.00025622 | 0 | 0 |  | 1 | TRUE | wye
71 | LV_2762-2_0_4_load_74 | 85 | 0.0018534 | 0.00046451 | 0 | 0 |  | 1 | TRUE | wye
72 | LV_2762-2_0_4_load_75 | 86 | 0.0014792 | 0.00037071 | 0 | 0 |  | 1 | TRUE | wye
73 | LV_2762-2_0_4_load_77 | 87 | 0.0013966 | 0.00035001 | 0 | 0 |  | 1 | TRUE | wye
74 | LV_2762-2_0_4_load_78 | 88 | 0.0013594 | 0.00034069 | 0 | 0 |  | 1 | TRUE | wye
75 | LV_2762-2_0_4_load_79 | 89 | 0.0035378 | 0.00088664 | 0 | 0 |  | 1 | TRUE | wye
76 | LV_2762-2_0_4_load_82 | 90 | 0.0010786 | 0.00027031 | 0 | 0 |  | 1 | TRUE | wye
77 | LV_2762-2_0_4_load_83 | 91 | 0.0022005 | 0.00055151 | 0 | 0 |  | 1 | TRUE | wye
78 | LV_2762-2_0_4_load_84 | 92 | 0.0037192 | 0.00093213 | 0 | 0 |  | 1 | TRUE | wye
79 | LV_2762-2_0_4_load_85 | 93 | 0.0019948 | 0.00049995 | 0 | 0 |  | 1 | TRUE | wye
80 | LV_2762-2_0_4_load_88 | 94 | 0.0019915 | 0.00049913 | 0 | 0 |  | 1 | TRUE | wye
81 | LV_2762-2_0_4_load_86 | 95 | 0.0024235 | 0.00060738 | 0 | 0 |  | 1 | TRUE | wye
82 | LV_2762-2_0_4_load_87 | 96 | 0.002426 | 0.00060802 | 0 | 0 |  | 1 | TRUE | wye
83 | LV_2762-2_0_4_load_89 | 97 | 0.0050042 | 0.0012542 | 0 | 0 |  | 1 | TRUE | wye
84 | LV_2762-2_0_4_load_90 | 98 | 0.001896 | 0.00047519 | 0 | 0 |  | 1 | TRUE | wye
85 | LV_2762-2_0_4_load_92 | 100 | 0.0020212 | 0.00050656 | 0 | 0 |  | 1 | TRUE | wye
86 | LV_2762-2_0_4_load_119 | 101 | 0.0012387 | 0.00031045 | 0 | 0 |  | 1 | TRUE | wye
87 | LV_2762-2_0_4_load_117 | 102 | 0.0010377 | 0.00026007 | 0 | 0 |  | 1 | TRUE | wye
88 | LV_2762-2_0_4_load_185 | 103 | 0.0089673 | 0.0022474 | 0 | 0 |  | 1 | TRUE | wye
89 | LV_2762-2_0_4_load_184 | 104 | 0.00093957 | 0.00023548 | 0 | 0 |  | 1 | TRUE | wye
90 | LV_2762-2_0_4_load_94 | 105 | 0.0015637 | 0.00039189 | 0 | 0 |  | 1 | TRUE | wye
91 | LV_2762-2_0_4_load_96 | 106 | 0.0016554 | 0.00041488 | 0 | 0 |  | 1 | TRUE | wye
92 | LV_2762-2_0_4_load_98 | 107 | 0.0016475 | 0.00041289 | 0 | 0 |  | 1 | TRUE | wye
93 | LV_2762-2_0_4_load_189 | 108 | 0.0016129 | 0.00040423 | 0 | 0 |  | 1 | TRUE | wye
94 | LV_2762-2_0_4_load_123 | 109 | 0.0028238 | 0.00070772 | 0 | 0 |  | 1 | TRUE | wye
95 | LV_2762-2_0_4_load_190 | 110 | 0.0017586 | 0.00044075 | 0 | 0 |  | 1 | TRUE | wye
96 | LV_2762-2_0_4_load_99 | 111 | 0.0015061 | 0.00037747 | 0 | 0 |  | 1 | TRUE | wye
97 | LV_2762-2_0_4_load_100 | 112 | 0.0012453 | 0.00031209 | 0 | 0 |  | 1 | TRUE | wye
98 | LV_2762-2_0_4_load_101 | 113 | 0.0012473 | 0.00031261 | 0 | 0 |  | 1 | TRUE | wye
99 | LV_2762-2_0_4_load_102 | 114 | 0.001268 | 0.0003178 | 0 | 0 |  | 1 | TRUE | wye
100 | LV_2762-2_0_4_load_103 | 115 | 0.0012462 | 0.00031234 | 0 | 0 |  | 1 | TRUE | wye
101 | LV_2762-2_0_4_load_114 | 116 | 0.0012683 | 0.00031785 | 0 | 0 |  | 1 | TRUE | wye
102 | LV_2762-2_0_4_load_120 | 117 | 0.0012473 | 0.00031261 | 0 | 0 |  | 1 | TRUE | wye
103 | LV_2762-2_0_4_load_113 | 118 | 0.0012064 | 0.00030234 | 0 | 0 |  | 1 | TRUE | wye
104 | LV_2762-2_0_4_load_104 | 120 | 0.0012078 | 0.00030271 | 0 | 0 |  | 1 | TRUE | wye
105 | LV_2762-2_0_4_load_105 | 121 | 0.0012066 | 0.00030239 | 0 | 0 |  | 1 | TRUE | wye
106 | LV_2762-2_0_4_load_106 | 122 | 0.0012096 | 0.00030316 | 0 | 0 |  | 1 | TRUE | wye
107 | LV_2762-2_0_4_load_107 | 123 | 0.0012114 | 0.0003036 | 0 | 0 |  | 1 | TRUE | wye
108 | LV_2762-2_0_4_load_108 | 124 | 0.001263 | 0.00031653 | 0 | 0 |  | 1 | TRUE | wye
109 | LV_2762-2_0_4_load_109 | 125 | 0.0012635 | 0.00031667 | 0 | 0 |  | 1 | TRUE | wye
110 | LV_2762-2_0_4_load_110 | 126 | 0.0012047 | 0.00030192 | 0 | 0 |  | 1 | TRUE | wye
111 | LV_2762-2_0_4_load_111 | 127 | 0.0012049 | 0.00030197 | 0 | 0 |  | 1 | TRUE | wye
112 | LV_2762-2_0_4_load_112 | 128 | 0.0012074 | 0.0003026 | 0 | 0 |  | 1 | TRUE | wye
113 | LV_2762-2_0_4_load_115 | 129 | 0.002045 | 0.00051252 | 0 | 0 |  | 1 | TRUE | wye
114 | LV_2762-2_0_4_load_116 | 130 | 0.0012454 | 0.00031211 | 0 | 0 |  | 1 | TRUE | wye
115 | LV_2762-2_0_4_load_118 | 131 | 0.00082166 | 0.00020593 | 0 | 0 |  | 1 | TRUE | wye
116 | LV_2762-2_0_4_load_131 | 135 | 0.0025544 | 0.00064019 | 0 | 0 |  | 1 | TRUE | wye
117 | LV_2762-2_0_4_load_122 | 136 | 0.0013698 | 0.0003433 | 0 | 0 |  | 1 | TRUE | wye
118 | LV_2762-2_0_4_load_124 | 137 | 0.0013754 | 0.00034472 | 0 | 0 |  | 1 | TRUE | wye
119 | LV_2762-2_0_4_load_125 | 138 | 0.0013389 | 0.00033557 | 0 | 0 |  | 1 | TRUE | wye
120 | LV_2762-2_0_4_load_126 | 139 | 0.0015929 | 0.00039921 | 0 | 0 |  | 1 | TRUE | wye
121 | LV_2762-2_0_4_load_127 | 140 | 0.0013705 | 0.00034348 | 0 | 0 |  | 1 | TRUE | wye
122 | LV_2762-2_0_4_load_132 | 141 | 0.00083689 | 0.00020974 | 0 | 0 |  | 1 | TRUE | wye
123 | LV_2762-2_0_4_load_135 | 142 | 0.0013879 | 0.00034783 | 0 | 0 |  | 1 | TRUE | wye
124 | LV_2762-2_0_4_load_136 | 143 | 0.0013452 | 0.00033713 | 0 | 0 |  | 1 | TRUE | wye
125 | LV_2762-2_0_4_load_133 | 144 | 0.0029658 | 0.00074329 | 0 | 0 |  | 1 | TRUE | wye
126 | LV_2762-2_0_4_load_168 | 145 | 0.0032348 | 0.00081073 | 0 | 0 |  | 1 | TRUE | wye
127 | LV_2762-2_0_4_load_178 | 146 | 0.0012954 | 0.00032466 | 0 | 0 |  | 1 | TRUE | wye
128 | LV_2762-2_0_4_load_167 | 147 | 0.002847 | 0.00071353 | 0 | 0 |  | 1 | TRUE | wye
129 | LV_2762-2_0_4_load_169 | 148 | 0.0023513 | 0.00058928 | 0 | 0 |  | 1 | TRUE | wye
130 | LV_2762-2_0_4_load_179 | 149 | 0.00118 | 0.00029575 | 0 | 0 |  | 1 | TRUE | wye
131 | LV_2762-2_0_4_load_160 | 150 | 0.0017916 | 0.00044902 | 0 | 0 |  | 1 | TRUE | wye
132 | LV_2762-2_0_4_load_159 | 151 | 0.0013454 | 0.00033719 | 0 | 0 |  | 1 | TRUE | wye
133 | LV_2762-2_0_4_load_140 | 152 | 0.00041867 | 0.00010493 | 0 | 0 |  | 1 | TRUE | wye
134 | LV_2762-2_0_4_load_138 | 153 | 0.00035673 | 8.9406e-05 | 0 | 0 |  | 1 | TRUE | wye
135 | LV_2762-2_0_4_load_173 | 154 | 0.00037316 | 9.3522e-05 | 0 | 0 |  | 1 | TRUE | wye
136 | LV_2762-2_0_4_load_139 | 155 | 0.00046116 | 0.00011558 | 0 | 0 |  | 1 | TRUE | wye
137 | LV_2762-2_0_4_load_142 | 157 | 0.00044836 | 0.00011237 | 0 | 0 |  | 1 | TRUE | wye
138 | LV_2762-2_0_4_load_143 | 158 | 0.0003534 | 8.857e-05 | 0 | 0 |  | 1 | TRUE | wye
139 | LV_2762-2_0_4_load_176 | 160 | 0.00043825 | 0.00010984 | 0 | 0 |  | 1 | TRUE | wye
140 | LV_2762-2_0_4_load_145 | 161 | 0.00036198 | 9.0721e-05 | 0 | 0 |  | 1 | TRUE | wye
141 | LV_2762-2_0_4_load_146 | 162 | 0.0025154 | 0.00063043 | 0 | 0 |  | 1 | TRUE | wye
142 | LV_2762-2_0_4_load_177 | 163 | 0.00042289 | 0.00010599 | 0 | 0 |  | 1 | TRUE | wye
143 | LV_2762-2_0_4_load_147 | 164 | 0.0015531 | 0.00038923 | 0 | 0 |  | 1 | TRUE | wye
144 | LV_2762-2_0_4_load_148 | 166 | 0.0018127 | 0.00045431 | 0 | 0 |  | 1 | TRUE | wye
145 | LV_2762-2_0_4_load_162 | 167 | 0.0024729 | 0.00061978 | 0 | 0 |  | 1 | TRUE | wye
146 | LV_2762-2_0_4_load_149 | 168 | 0.0014641 | 0.00036694 | 0 | 0 |  | 1 | TRUE | wye
147 | LV_2762-2_0_4_load_150 | 169 | 0.0018676 | 0.00046807 | 0 | 0 |  | 1 | TRUE | wye
148 | LV_2762-2_0_4_load_151 | 170 | 0.001442 | 0.0003614 | 0 | 0 |  | 1 | TRUE | wye
149 | LV_2762-2_0_4_load_152 | 171 | 0.001542 | 0.00038645 | 0 | 0 |  | 1 | TRUE | wye
150 | LV_2762-2_0_4_load_153 | 172 | 0.0014786 | 0.00037058 | 0 | 0 |  | 1 | TRUE | wye
151 | LV_2762-2_0_4_load_154 | 173 | 0.0014587 | 0.00036559 | 0 | 0 |  | 1 | TRUE | wye
152 | LV_2762-2_0_4_load_155 | 174 | 0.0018251 | 0.00045741 | 0 | 0 |  | 1 | TRUE | wye
153 | LV_2762-2_0_4_load_156 | 175 | 0.0013877 | 0.00034778 | 0 | 0 |  | 1 | TRUE | wye
154 | LV_2762-2_0_4_load_157 | 176 | 0.0017983 | 0.0004507 | 0 | 0 |  | 1 | TRUE | wye
155 | LV_2762-2_0_4_load_158 | 177 | 0.0015571 | 0.00039026 | 0 | 0 |  | 1 | TRUE | wye
156 | LV_2762-2_0_4_load_161 | 178 | 0.0016125 | 0.00040412 | 0 | 0 |  | 1 | TRUE | wye
157 | LV_2762-2_0_4_load_163 | 179 | 0.0012481 | 0.00031279 | 0 | 0 |  | 1 | TRUE | wye
158 | LV_2762-2_0_4_load_165 | 180 | 0.0012467 | 0.00031245 | 0 | 0 |  | 1 | TRUE | wye
159 | LV_2762-2_0_4_load_166 | 181 | 0.0039137 | 0.00098086 | 0 | 0 |  | 1 | TRUE | wye
160 | LV_2762-2_0_4_load_172 | 182 | 0.00033197 | 8.32e-05 | 0 | 0 |  | 1 | TRUE | wye
161 | LV_2762-2_0_4_load_180 | 183 | 0.00099241 | 0.00024872 | 0 | 0 |  | 1 | TRUE | wye
162 | LV_2762-2_0_4_load_182 | 185 | 0.0019676 | 0.00049312 | 0 | 0 |  | 1 | TRUE | wye
163 | LV_2762-2_0_4_load_183 | 186 | 0.0090882 | 0.0022777 | 0 | 0 |  | 1 | TRUE | wye
164 | LV_2762-2_0_4_load_186 | 187 | 0.0015497 | 0.00038839 | 0 | 0 |  | 1 | TRUE | wye
165 | LV_2762-2_0_4_load_191 | 188 | 0.0055717 | 0.0013964 | 0 | 0 |  | 1 | TRUE | wye

## ext_grid
| name | bus | vm_pu | va_degree | slack_weight | in_service
0 |  | 108 | 1 | 0 | 1 | TRUE

## line
| name | std_type | from_bus | to_bus | length_km | r_ohm_per_km | x_ohm_per_km | c_nf_per_km | g_us_per_km | max_i_ka | df | parallel | type | in_service
0 | LV_2762-2_0_4_line_0 |  | 0 | 1 | 0.09319 | 0.125 | 0.08 | 261 | 0 | 0.364 | 1 | 1 | cs | TRUE
1 | LV_2762-2_0_4_line_1 |  | 1 | 2 | 0.22549 | 0.125 | 0.08 | 261 | 0 | 0.364 | 1 | 1 | cs | TRUE
2 | LV_2762-2_0_4_line_2 |  | 2 | 3 | 0.094012 | 0.125 | 0.08 | 261 | 0 | 0.364 | 1 | 1 | cs | TRUE
3 | LV_2762-2_0_4_line_3 |  | 3 | 134 | 0.04061 | 0.125 | 0.08 | 261 | 0 | 0.364 | 1 | 1 | cs | TRUE
4 | LV_2762-2_0_4_line_4 |  | 4 | 5 | 0.0094729 | 0.125 | 0.08 | 261 | 0 | 0.364 | 1 | 1 | cs | TRUE
5 | LV_2762-2_0_4_line_5 |  | 4 | 6 | 0.021723 | 0.125 | 0.08 | 261 | 0 | 0.364 | 1 | 1 | cs | TRUE
6 | LV_2762-2_0_4_line_6 |  | 5 | 7 | 0.017736 | 0.125 | 0.08 | 261 | 0 | 0.364 | 1 | 1 | cs | TRUE
7 | LV_2762-2_0_4_line_7 |  | 6 | 8 | 0.051006 | 0.125 | 0.08 | 261 | 0 | 0.364 | 1 | 1 | cs | TRUE
8 | LV_2762-2_0_4_line_8 |  | 7 | 9 | 0.039849 | 0.125 | 0.08 | 261 | 0 | 0.364 | 1 | 1 | cs | TRUE
9 | LV_2762-2_0_4_line_9 |  | 8 | 10 | 0.011101 | 0.125 | 0.08 | 261 | 0 | 0.364 | 1 | 1 | cs | TRUE
10 | LV_2762-2_0_4_line_10 |  | 10 | 14 | 0.03912 | 0.125 | 0.08 | 261 | 0 | 0.364 | 1 | 1 | cs | TRUE
11 | LV_2762-2_0_4_line_11 |  | 11 | 12 | 0.083789 | 0.125 | 0.08 | 261 | 0 | 0.364 | 1 | 1 | cs | TRUE
12 | LV_2762-2_0_4_line_12 |  | 11 | 13 | 0.040646 | 0.125 | 0.08 | 261 | 0 | 0.364 | 1 | 1 | cs | TRUE
13 | LV_2762-2_0_4_line_13 |  | 12 | 16 | 0.058983 | 0.125 | 0.08 | 261 | 0 | 0.364 | 1 | 1 | cs | TRUE
14 | LV_2762-2_0_4_line_14 |  | 13 | 17 | 0.0023115 | 0.125 | 0.08 | 261 | 0 | 0.364 | 1 | 1 | cs | TRUE
15 | LV_2762-2_0_4_line_15 |  | 14 | 15 | 0.051088 | 0.125 | 0.08 | 261 | 0 | 0.364 | 1 | 1 | cs | TRUE
16 | LV_2762-2_0_4_line_16 |  | 15 | 18 | 0.033847 | 0.125 | 0.08 | 261 | 0 | 0.364 | 1 | 1 | cs | TRUE
17 | LV_2762-2_0_4_line_17 |  | 16 | 27 | 0.014084 | 0.125 | 0.08 | 261 | 0 | 0.364 | 1 | 1 | cs | TRUE
18 | LV_2762-2_0_4_line_18 |  | 17 | 23 | 0.011942 | 0.125 | 0.08 | 261 | 0 | 0.364 | 1 | 1 | cs | TRUE
19 | LV_2762-2_0_4_line_19 |  | 18 | 22 | 0.0041024 | 0.125 | 0.08 | 261 | 0 | 0.364 | 1 | 1 | cs | TRUE
20 | LV_2762-2_0_4_line_20 |  | 19 | 20 | 0.011605 | 0.125 | 0.08 | 261 | 0 | 0.364 | 1 | 1 | cs | TRUE
21 | LV_2762-2_0_4_line_21 |  | 20 | 21 | 0.011891 | 0.125 | 0.08 | 261 | 0 | 0.364 | 1 | 1 | cs | TRUE
22 | LV_2762-2_0_4_line_22 |  | 21 | 56 | 0.019368 | 0.125 | 0.08 | 261 | 0 | 0.364 | 1 | 1 | cs | TRUE
23 | LV_2762-2_0_4_line_23 |  | 22 | 28 | 0.00462 | 0.125 | 0.08 | 261 | 0 | 0.364 | 1 | 1 | cs | TRUE
24 | LV_2762-2_0_4_line_24 |  | 23 | 24 | 0.0069369 | 0.125 | 0.08 | 261 | 0 | 0.364 | 1 | 1 | cs | TRUE
25 | LV_2762-2_0_4_line_25 |  | 24 | 25 | 0.013046 | 0.125 | 0.08 | 261 | 0 | 0.364 | 1 | 1 | cs | TRUE
26 | LV_2762-2_0_4_line_26 |  | 25 | 26 | 0.010037 | 0.125 | 0.08 | 261 | 0 | 0.364 | 1 | 1 | cs | TRUE
27 | LV_2762-2_0_4_line_27 |  | 26 | 90 | 0.0088672 | 0.125 | 0.08 | 261 | 0 | 0.364 | 1 | 1 | cs | TRUE
28 | LV_2762-2_0_4_line_28 |  | 27 | 187 | 0.062266 | 0.125 | 0.08 | 261 | 0 | 0.364 | 1 | 1 | cs | TRUE
29 | LV_2762-2_0_4_line_29 |  | 28 | 29 | 0.006419 | 0.125 | 0.08 | 261 | 0 | 0.364 | 1 | 1 | cs | TRUE
30 | LV_2762-2_0_4_line_30 |  | 29 | 30 | 0.0079651 | 0.125 | 0.08 | 261 | 0 | 0.364 | 1 | 1 | cs | TRUE
31 | LV_2762-2_0_4_line_31 |  | 30 | 31 | 0.0074003 | 0.125 | 0.08 | 261 | 0 | 0.364 | 1 | 1 | cs | TRUE
32 | LV_2762-2_0_4_line_32 |  | 31 | 32 | 0.016274 | 0.125 | 0.08 | 261 | 0 | 0.364 | 1 | 1 | cs | TRUE
33 | LV_2762-2_0_4_line_33 |  | 32 | 33 | 0.015957 | 0.125 | 0.08 | 261 | 0 | 0.364 | 1 | 1 | cs | TRUE
34 | LV_2762-2_0_4_line_34 |  | 33 | 34 | 0.010035 | 0.125 | 0.08 | 261 | 0 | 0.364 | 1 | 1 | cs | TRUE
35 | LV_2762-2_0_4_line_35 |  | 34 | 35 | 0.014679 | 0.125 | 0.08 | 261 | 0 | 0.364 | 1 | 1 | cs | TRUE
36 | LV_2762-2_0_4_line_36 |  | 35 | 36 | 0.0059414 | 0.125 | 0.08 | 261 | 0 | 0.364 | 1 | 1 | cs | TRUE
37 | LV_2762-2_0_4_line_37 |  | 36 | 37 | 0.0015669 | 0.125 | 0.08 | 261 | 0 | 0.364 | 1 | 1 | cs | TRUE
38 | LV_2762-2_0_4_line_38 |  | 37 | 38 | 0.010208 | 0.125 | 0.08 | 261 | 0 | 0.364 | 1 | 1 | cs | TRUE
39 | LV_2762-2_0_4_line_39 |  | 38 | 39 | 0.0074952 | 0.125 | 0.08 | 261 | 0 | 0.364 | 1 | 1 | cs | TRUE
40 | LV_2762-2_0_4_line_40 |  | 39 | 40 | 0.012286 | 0.125 | 0.08 | 261 | 0 | 0.364 | 1 | 1 | cs | TRUE
41 | LV_2762-2_0_4_line_41 |  | 40 | 41 | 0.015901 | 0.125 | 0.08 | 261 | 0 | 0.364 | 1 | 1 | cs | TRUE
42 | LV_2762-2_0_4_line_42 |  | 41 | 42 | 0.015256 | 0.125 | 0.08 | 261 | 0 | 0.364 | 1 | 1 | cs | TRUE
43 | LV_2762-2_0_4_line_43 |  | 41 | 43 | 0.0098838 | 0.125 | 0.08 | 261 | 0 | 0.364 | 1 | 1 | cs | TRUE
44 | LV_2762-2_0_4_line_44 |  | 42 | 44 | 0.0034421 | 0.125 | 0.08 | 261 | 0 | 0.364 | 1 | 1 | cs | TRUE
45 | LV_2762-2_0_4_line_45 |  | 43 | 45 | 0.0064966 | 0.125 | 0.08 | 261 | 0 | 0.364 | 1 | 1 | cs | TRUE
46 | LV_2762-2_0_4_line_46 |  | 44 | 55 | 0.006552 | 0.125 | 0.08 | 261 | 0 | 0.364 | 1 | 1 | cs | TRUE
47 | LV_2762-2_0_4_line_47 |  | 45 | 50 | 0.0032597 | 0.125 | 0.08 | 261 | 0 | 0.364 | 1 | 1 | cs | TRUE
48 | LV_2762-2_0_4_line_48 |  | 46 | 47 | 0.0077744 | 0.125 | 0.08 | 261 | 0 | 0.364 | 1 | 1 | cs | TRUE
49 | LV_2762-2_0_4_line_49 |  | 46 | 48 | 0.0026598 | 0.125 | 0.08 | 261 | 0 | 0.364 | 1 | 1 | cs | TRUE
50 | LV_2762-2_0_4_line_50 |  | 47 | 49 | 0.0097497 | 0.125 | 0.08 | 261 | 0 | 0.364 | 1 | 1 | cs | TRUE
51 | LV_2762-2_0_4_line_51 |  | 48 | 50 | 0.020351 | 0.125 | 0.08 | 261 | 0 | 0.364 | 1 | 1 | cs | TRUE
52 | LV_2762-2_0_4_line_52 |  | 49 | 51 | 0.0073855 | 0.125 | 0.08 | 261 | 0 | 0.364 | 1 | 1 | cs | TRUE
53 | LV_2762-2_0_4_line_53 |  | 49 | 52 | 0.013594 | 0.125 | 0.08 | 261 | 0 | 0.364 | 1 | 1 | cs | TRUE
54 | LV_2762-2_0_4_line_54 |  | 52 | 53 | 0.019878 | 0.125 | 0.08 | 261 | 0 | 0.364 | 1 | 1 | cs | TRUE
55 | LV_2762-2_0_4_line_55 |  | 53 | 54 | 0.007663 | 0.125 | 0.08 | 261 | 0 | 0.364 | 1 | 1 | cs | TRUE
56 | LV_2762-2_0_4_line_56 |  | 55 | 59 | 0.0041026 | 0.125 | 0.08 | 261 | 0 | 0.364 | 1 | 1 | cs | TRUE
57 | LV_2762-2_0_4_line_57 |  | 56 | 57 | 0.012411 | 0.125 | 0.08 | 261 | 0 | 0.364 | 1 | 1 | cs | TRUE
58 | LV_2762-2_0_4_line_58 |  | 57 | 58 | 0.0011623 | 0.125 | 0.08 | 261 | 0 | 0.364 | 1 | 1 | cs | TRUE
59 | LV_2762-2_0_4_line_59 |  | 58 | 64 | 0.015473 | 0.125 | 0.08 | 261 | 0 | 0.364 | 1 | 1 | cs | TRUE
60 | LV_2762-2_0_4_line_60 |  | 59 | 60 | 0.014408 | 0.125 | 0.08 | 261 | 0 | 0.364 | 1 | 1 | cs | TRUE
61 | LV_2762-2_0_4_line_61 |  | 60 | 61 | 0.0030334 | 0.125 | 0.08 | 261 | 0 | 0.364 | 1 | 1 | cs | TRUE
62 | LV_2762-2_0_4_line_62 |  | 61 | 62 | 0.013308 | 0.125 | 0.08 | 261 | 0 | 0.364 | 1 | 1 | cs | TRUE
63 | LV_2762-2_0_4_line_63 |  | 62 | 65 | 0.015397 | 0.125 | 0.08 | 261 | 0 | 0.364 | 1 | 1 | cs | TRUE
64 | LV_2762-2_0_4_line_64 |  | 62 | 63 | 0.019262 | 0.125 | 0.08 | 261 | 0 | 0.364 | 1 | 1 | cs | TRUE
65 | LV_2762-2_0_4_line_65 |  | 63 | 64 | 0.0034927 | 0.125 | 0.08 | 261 | 0 | 0.364 | 1 | 1 | cs | TRUE
66 | LV_2762-2_0_4_line_66 |  | 65 | 66 | 0.014351 | 0.125 | 0.08 | 261 | 0 | 0.364 | 1 | 1 | cs | TRUE
67 | LV_2762-2_0_4_line_67 |  | 66 | 67 | 0.0004192 | 0.125 | 0.08 | 261 | 0 | 0.364 | 1 | 1 | cs | TRUE
68 | LV_2762-2_0_4_line_68 |  | 67 | 68 | 0.015574 | 0.125 | 0.08 | 261 | 0 | 0.364 | 1 | 1 | cs | TRUE
69 | LV_2762-2_0_4_line_69 |  | 68 | 69 | 0.01488 | 0.125 | 0.08 | 261 | 0 | 0.364 | 1 | 1 | cs | TRUE
70 | LV_2762-2_0_4_line_70 |  | 68 | 70 | 0.011567 | 0.125 | 0.08 | 261 | 0 | 0.364 | 1 | 2 | cs | TRUE
71 | LV_2762-2_0_4_line_71 |  | 69 | 71 | 0.0036223 | 0.125 | 0.08 | 261 | 0 | 0.364 | 1 | 1 | cs | TRUE
72 | LV_2762-2_0_4_line_72 |  | 70 | 72 | 0.01579 | 0.125 | 0.08 | 261 | 0 | 0.364 | 1 | 3 | cs | TRUE
73 | LV_2762-2_0_4_line_73 |  | 71 | 73 | 0.022708 | 0.125 | 0.08 | 261 | 0 | 0.364 | 1 | 1 | cs | TRUE
74 | LV_2762-2_0_4_line_74 |  | 72 | 74 | 0.0046099 | 0.125 | 0.08 | 261 | 0 | 0.364 | 1 | 3 | cs | TRUE
75 | LV_2762-2_0_4_line_75 |  | 72 | 75 | 0.018473 | 0.125 | 0.08 | 261 | 0 | 0.364 | 1 | 3 | cs | TRUE
76 | LV_2762-2_0_4_line_76 |  | 73 | 76 | 0.00056983 | 0.125 | 0.08 | 261 | 0 | 0.364 | 1 | 1 | cs | TRUE
77 | LV_2762-2_0_4_line_77 |  | 74 | 109 | 0.0165 | 0.125 | 0.08 | 261 | 0 | 0.364 | 1 | 3 | cs | TRUE
78 | LV_2762-2_0_4_line_78 |  | 75 | 105 | 0.003057 | 0.125 | 0.08 | 261 | 0 | 0.364 | 1 | 3 | cs | TRUE
79 | LV_2762-2_0_4_line_79 |  | 76 | 77 | 0.018685 | 0.125 | 0.08 | 261 | 0 | 0.364 | 1 | 1 | cs | TRUE
80 | LV_2762-2_0_4_line_80 |  | 77 | 78 | 0.0023027 | 0.125 | 0.08 | 261 | 0 | 0.364 | 1 | 1 | cs | TRUE
81 | LV_2762-2_0_4_line_81 |  | 78 | 79 | 0.011469 | 0.125 | 0.08 | 261 | 0 | 0.364 | 1 | 1 | cs | TRUE
82 | LV_2762-2_0_4_line_82 |  | 79 | 80 | 0.0061423 | 0.125 | 0.08 | 261 | 0 | 0.364 | 1 | 1 | cs | TRUE
83 | LV_2762-2_0_4_line_83 |  | 80 | 81 | 0.018901 | 0.125 | 0.08 | 261 | 0 | 0.364 | 1 | 1 | cs | TRUE
84 | LV_2762-2_0_4_line_84 |  | 81 | 82 | 0.029512 | 0.125 | 0.08 | 261 | 0 | 0.364 | 1 | 1 | cs | TRUE
85 | LV_2762-2_0_4_line_85 |  | 81 | 83 | 0.025454 | 0.125 | 0.08 | 261 | 0 | 0.364 | 1 | 1 | cs | TRUE
86 | LV_2762-2_0_4_line_86 |  | 82 | 84 | 0.044281 | 0.125 | 0.08 | 261 | 0 | 0.364 | 1 | 1 | cs | TRUE
87 | LV_2762-2_0_4_line_87 |  | 83 | 85 | 0.038807 | 0.125 | 0.08 | 261 | 0 | 0.364 | 1 | 1 | cs | TRUE
88 | LV_2762-2_0_4_line_88 |  | 84 | 154 | 0.020862 | 0.125 | 0.08 | 261 | 0 | 0.364 | 1 | 1 | cs | TRUE
89 | LV_2762-2_0_4_line_89 |  | 85 | 86 | 0.018606 | 0.125 | 0.08 | 261 | 0 | 0.364 | 1 | 1 | cs | TRUE
90 | LV_2762-2_0_4_line_90 |  | 86 | 87 | 0.0069952 | 0.125 | 0.08 | 261 | 0 | 0.364 | 1 | 1 | cs | TRUE
91 | LV_2762-2_0_4_line_91 |  | 87 | 88 | 0.0056364 | 0.125 | 0.08 | 261 | 0 | 0.364 | 1 | 1 | cs | TRUE
92 | LV_2762-2_0_4_line_92 |  | 88 | 89 | 0.0034019 | 0.125 | 0.08 | 261 | 0 | 0.364 | 1 | 1 | cs | TRUE
93 | LV_2762-2_0_4_line_93 |  | 90 | 91 | 0.0040894 | 0.125 | 0.08 | 261 | 0 | 0.364 | 1 | 1 | cs | TRUE
94 | LV_2762-2_0_4_line_94 |  | 91 | 92 | 0.0078508 | 0.125 | 0.08 | 261 | 0 | 0.364 | 1 | 1 | cs | TRUE
95 | LV_2762-2_0_4_line_95 |  | 92 | 93 | 0.02149 | 0.125 | 0.08 | 261 | 0 | 0.364 | 1 | 1 | cs | TRUE
96 | LV_2762-2_0_4_line_96 |  | 93 | 94 | 1.5612e-05 | 0.125 | 0.08 | 261 | 0 | 0.364 | 1 | 1 | cs | TRUE
97 | LV_2762-2_0_4_line_97 |  | 94 | 95 | 0.00059368 | 0.125 | 0.08 | 261 | 0 | 0.364 | 1 | 1 | cs | TRUE
98 | LV_2762-2_0_4_line_98 |  | 95 | 96 | 0.010661 | 0.125 | 0.08 | 261 | 0 | 0.364 | 1 | 1 | cs | TRUE
99 | LV_2762-2_0_4_line_99 |  | 96 | 97 | 0.036432 | 0.125 | 0.08 | 261 | 0 | 0.364 | 1 | 1 | cs | TRUE
100 | LV_2762-2_0_4_line_100 |  | 97 | 98 | 0.025293 | 0.125 | 0.08 | 261 | 0 | 0.364 | 1 | 1 | cs | TRUE
101 | LV_2762-2_0_4_line_101 |  | 98 | 99 | 0.060572 | 0.125 | 0.08 | 261 | 0 | 0.364 | 1 | 1 | cs | TRUE
102 | LV_2762-2_0_4_line_102 |  | 99 | 100 | 0.039407 | 0.125 | 0.08 | 261 | 0 | 0.364 | 1 | 1 | cs | TRUE
103 | LV_2762-2_0_4_line_103 |  | 100 | 101 | 0.020206 | 0.125 | 0.08 | 261 | 0 | 0.364 | 1 | 1 | cs | TRUE
104 | LV_2762-2_0_4_line_104 |  | 101 | 102 | 0.001896 | 0.125 | 0.08 | 261 | 0 | 0.364 | 1 | 1 | cs | TRUE
105 | LV_2762-2_0_4_line_105 |  | 102 | 129 | 0.011838 | 0.125 | 0.08 | 261 | 0 | 0.364 | 1 | 1 | cs | TRUE
106 | LV_2762-2_0_4_line_106 |  | 103 | 104 | 0.035195 | 0.125 | 0.08 | 261 | 0 | 0.364 | 1 | 1 | cs | TRUE
107 | LV_2762-2_0_4_line_107 |  | 104 | 186 | 0.0017011 | 0.125 | 0.08 | 261 | 0 | 0.364 | 1 | 1 | cs | TRUE
108 | LV_2762-2_0_4_line_108 |  | 105 | 106 | 0.0033099 | 0.125 | 0.08 | 261 | 0 | 0.364 | 1 | 3 | cs | TRUE
109 | LV_2762-2_0_4_line_109 |  | 106 | 107 | 0.0098929 | 0.125 | 0.08 | 261 | 0 | 0.364 | 1 | 3 | cs | TRUE
110 | LV_2762-2_0_4_line_110 |  | 107 | 108 | 0.0063035 | 0.125 | 0.08 | 261 | 0 | 0.364 | 1 | 3 | cs | TRUE
111 | LV_2762-2_0_4_line_111 |  | 108 | 110 | 0.024366 | 0.125 | 0.08 | 261 | 0 | 0.364 | 1 | 1 | cs | TRUE
112 | LV_2762-2_0_4_line_112 |  | 109 | 119 | 0.0071503 | 0.125 | 0.08 | 261 | 0 | 0.364 | 1 | 3 | cs | TRUE
113 | LV_2762-2_0_4_line_113 |  | 110 | 188 | 0.018388 | 0.125 | 0.08 | 261 | 0 | 0.364 | 1 | 1 | cs | TRUE
114 | LV_2762-2_0_4_line_114 |  | 111 | 112 | 0.0020727 | 0.125 | 0.08 | 261 | 0 | 0.364 | 1 | 1 | cs | TRUE
115 | LV_2762-2_0_4_line_115 |  | 111 | 113 | 0.003875 | 0.125 | 0.08 | 261 | 0 | 0.364 | 1 | 1 | cs | TRUE
116 | LV_2762-2_0_4_line_116 |  | 112 | 114 | 0.011643 | 0.125 | 0.08 | 261 | 0 | 0.364 | 1 | 1 | cs | TRUE
117 | LV_2762-2_0_4_line_117 |  | 113 | 115 | 0.010293 | 0.125 | 0.08 | 261 | 0 | 0.364 | 1 | 1 | cs | TRUE
118 | LV_2762-2_0_4_line_118 |  | 114 | 116 | 0.0029277 | 0.125 | 0.08 | 261 | 0 | 0.364 | 1 | 1 | cs | TRUE
119 | LV_2762-2_0_4_line_119 |  | 115 | 117 | 0.0059502 | 0.125 | 0.08 | 261 | 0 | 0.364 | 1 | 1 | cs | TRUE
120 | LV_2762-2_0_4_line_120 |  | 116 | 118 | 0.0029263 | 0.125 | 0.08 | 261 | 0 | 0.364 | 1 | 1 | cs | TRUE
121 | LV_2762-2_0_4_line_121 |  | 117 | 119 | 0.0205 | 0.125 | 0.08 | 261 | 0 | 0.364 | 1 | 1 | cs | TRUE
122 | LV_2762-2_0_4_line_122 |  | 118 | 128 | 0.0029293 | 0.125 | 0.08 | 261 | 0 | 0.364 | 1 | 1 | cs | TRUE
123 | LV_2762-2_0_4_line_123 |  | 119 | 136 | 0.0076437 | 0.125 | 0.08 | 261 | 0 | 0.364 | 1 | 2 | cs | TRUE
124 | LV_2762-2_0_4_line_124 |  | 120 | 121 | 0.0029304 | 0.125 | 0.08 | 261 | 0 | 0.364 | 1 | 1 | cs | TRUE
125 | LV_2762-2_0_4_line_125 |  | 121 | 122 | 0.0028114 | 0.125 | 0.08 | 261 | 0 | 0.364 | 1 | 1 | cs | TRUE
126 | LV_2762-2_0_4_line_126 |  | 122 | 123 | 0.0029299 | 0.125 | 0.08 | 261 | 0 | 0.364 | 1 | 1 | cs | TRUE
127 | LV_2762-2_0_4_line_127 |  | 123 | 124 | 0.0029377 | 0.125 | 0.08 | 261 | 0 | 0.364 | 1 | 1 | cs | TRUE
128 | LV_2762-2_0_4_line_128 |  | 124 | 125 | 0.0029326 | 0.125 | 0.08 | 261 | 0 | 0.364 | 1 | 1 | cs | TRUE
129 | LV_2762-2_0_4_line_129 |  | 125 | 126 | 0.0029184 | 0.125 | 0.08 | 261 | 0 | 0.364 | 1 | 1 | cs | TRUE
130 | LV_2762-2_0_4_line_130 |  | 126 | 127 | 0.0029333 | 0.125 | 0.08 | 261 | 0 | 0.364 | 1 | 1 | cs | TRUE
131 | LV_2762-2_0_4_line_131 |  | 127 | 128 | 0.0027791 | 0.125 | 0.08 | 261 | 0 | 0.364 | 1 | 1 | cs | TRUE
132 | LV_2762-2_0_4_line_132 |  | 129 | 130 | 0.02594 | 0.125 | 0.08 | 261 | 0 | 0.364 | 1 | 1 | cs | TRUE
133 | LV_2762-2_0_4_line_133 |  | 130 | 131 | 0.0076803 | 0.125 | 0.08 | 261 | 0 | 0.364 | 1 | 1 | cs | TRUE
134 | LV_2762-2_0_4_line_134 |  | 131 | 132 | 0.025087 | 0.125 | 0.08 | 261 | 0 | 0.364 | 1 | 1 | cs | TRUE
135 | LV_2762-2_0_4_line_135 |  | 132 | 133 | 0.019145 | 0.125 | 0.08 | 261 | 0 | 0.364 | 1 | 1 | cs | TRUE
136 | LV_2762-2_0_4_line_136 |  | 132 | 134 | 0.047024 | 0.125 | 0.08 | 261 | 0 | 0.364 | 1 | 1 | cs | TRUE
137 | LV_2762-2_0_4_line_137 |  | 132 | 135 | 0.029042 | 0.125 | 0.08 | 261 | 0 | 0.364 | 1 | 1 | cs | TRUE
138 | LV_2762-2_0_4_line_138 |  | 133 | 144 | 0.034003 | 0.125 | 0.08 | 261 | 0 | 0.364 | 1 | 1 | cs | TRUE
139 | LV_2762-2_0_4_line_139 |  | 133 | 141 | 0.0068396 | 0.125 | 0.08 | 261 | 0 | 0.364 | 1 | 1 | cs | TRUE
140 | LV_2762-2_0_4_line_140 |  | 134 | 145 | 0.011193 | 0.125 | 0.08 | 261 | 0 | 0.364 | 1 | 1 | cs | TRUE
141 | LV_2762-2_0_4_line_141 |  | 135 | 146 | 0.016616 | 0.125 | 0.08 | 261 | 0 | 0.364 | 1 | 1 | cs | TRUE
142 | LV_2762-2_0_4_line_142 |  | 136 | 137 | 0.0057073 | 0.125 | 0.08 | 261 | 0 | 0.364 | 1 | 1 | cs | TRUE
143 | LV_2762-2_0_4_line_143 |  | 137 | 138 | 0.01089 | 0.125 | 0.08 | 261 | 0 | 0.364 | 1 | 1 | cs | TRUE
144 | LV_2762-2_0_4_line_144 |  | 138 | 139 | 0.017117 | 0.125 | 0.08 | 261 | 0 | 0.364 | 1 | 1 | cs | TRUE
145 | LV_2762-2_0_4_line_145 |  | 138 | 140 | 0.015606 | 0.125 | 0.08 | 261 | 0 | 0.364 | 1 | 1 | cs | TRUE
146 | LV_2762-2_0_4_line_146 |  | 139 | 141 | 0.010893 | 0.125 | 0.08 | 261 | 0 | 0.364 | 1 | 1 | cs | TRUE
147 | LV_2762-2_0_4_line_147 |  | 140 | 142 | 0.0036892 | 0.125 | 0.08 | 261 | 0 | 0.364 | 1 | 1 | cs | TRUE
148 | LV_2762-2_0_4_line_148 |  | 142 | 143 | 0.01135 | 0.125 | 0.08 | 261 | 0 | 0.364 | 1 | 1 | cs | TRUE
149 | LV_2762-2_0_4_line_149 |  | 143 | 150 | 0.0060354 | 0.125 | 0.08 | 261 | 0 | 0.364 | 1 | 1 | cs | TRUE
150 | LV_2762-2_0_4_line_150 |  | 144 | 147 | 0.019416 | 0.125 | 0.08 | 261 | 0 | 0.364 | 1 | 1 | cs | TRUE
151 | LV_2762-2_0_4_line_151 |  | 145 | 148 | 0.016201 | 0.125 | 0.08 | 261 | 0 | 0.364 | 1 | 1 | cs | TRUE
152 | LV_2762-2_0_4_line_152 |  | 146 | 149 | 0.0091662 | 0.125 | 0.08 | 261 | 0 | 0.364 | 1 | 1 | cs | TRUE
153 | LV_2762-2_0_4_line_153 |  | 148 | 181 | 0.014269 | 0.125 | 0.08 | 261 | 0 | 0.364 | 1 | 1 | cs | TRUE
154 | LV_2762-2_0_4_line_154 |  | 149 | 183 | 0.015138 | 0.125 | 0.08 | 261 | 0 | 0.364 | 1 | 1 | cs | TRUE
155 | LV_2762-2_0_4_line_155 |  | 150 | 151 | 0.011026 | 0.125 | 0.08 | 261 | 0 | 0.364 | 1 | 1 | cs | TRUE
156 | LV_2762-2_0_4_line_156 |  | 151 | 177 | 0.001839 | 0.125 | 0.08 | 261 | 0 | 0.364 | 1 | 1 | cs | TRUE
157 | LV_2762-2_0_4_line_157 |  | 152 | 153 | 0.0011736 | 0.125 | 0.08 | 261 | 0 | 0.364 | 1 | 1 | cs | TRUE
158 | LV_2762-2_0_4_line_158 |  | 153 | 155 | 0.0071359 | 0.125 | 0.08 | 261 | 0 | 0.364 | 1 | 1 | cs | TRUE
159 | LV_2762-2_0_4_line_159 |  | 154 | 182 | 0.0066313 | 0.125 | 0.08 | 261 | 0 | 0.364 | 1 | 1 | cs | TRUE
160 | LV_2762-2_0_4_line_160 |  | 155 | 156 | 0.0094804 | 0.125 | 0.08 | 261 | 0 | 0.364 | 1 | 1 | cs | TRUE
161 | LV_2762-2_0_4_line_161 |  | 156 | 157 | 0.0034431 | 0.125 | 0.08 | 261 | 0 | 0.364 | 1 | 1 | cs | TRUE
162 | LV_2762-2_0_4_line_162 |  | 156 | 158 | 0.066362 | 0.125 | 0.08 | 261 | 0 | 0.364 | 1 | 1 | cs | TRUE
163 | LV_2762-2_0_4_line_163 |  | 157 | 159 | 0.016936 | 0.125 | 0.08 | 261 | 0 | 0.364 | 1 | 1 | cs | TRUE
164 | LV_2762-2_0_4_line_164 |  | 158 | 160 | 0.035281 | 0.125 | 0.08 | 261 | 0 | 0.364 | 1 | 1 | cs | TRUE
165 | LV_2762-2_0_4_line_165 |  | 159 | 161 | 0.01663 | 0.125 | 0.08 | 261 | 0 | 0.364 | 1 | 1 | cs | TRUE
166 | LV_2762-2_0_4_line_166 |  | 159 | 162 | 0.016539 | 0.125 | 0.08 | 261 | 0 | 0.364 | 1 | 1 | cs | TRUE
167 | LV_2762-2_0_4_line_167 |  | 160 | 163 | 0.01278 | 0.125 | 0.08 | 261 | 0 | 0.364 | 1 | 1 | cs | TRUE
168 | LV_2762-2_0_4_line_168 |  | 161 | 164 | 0.013886 | 0.125 | 0.08 | 261 | 0 | 0.364 | 1 | 1 | cs | TRUE
169 | LV_2762-2_0_4_line_169 |  | 162 | 165 | 0.020744 | 0.125 | 0.08 | 261 | 0 | 0.364 | 1 | 1 | cs | TRUE
170 | LV_2762-2_0_4_line_170 |  | 164 | 166 | 0.0073836 | 0.125 | 0.08 | 261 | 0 | 0.364 | 1 | 1 | cs | TRUE
171 | LV_2762-2_0_4_line_171 |  | 165 | 167 | 0.016398 | 0.125 | 0.08 | 261 | 0 | 0.364 | 1 | 1 | cs | TRUE
172 | LV_2762-2_0_4_line_172 |  | 166 | 168 | 0.00026704 | 0.125 | 0.08 | 261 | 0 | 0.364 | 1 | 1 | cs | TRUE
173 | LV_2762-2_0_4_line_173 |  | 167 | 178 | 0.0076827 | 0.125 | 0.08 | 261 | 0 | 0.364 | 1 | 1 | cs | TRUE
174 | LV_2762-2_0_4_line_174 |  | 168 | 169 | 0.0016073 | 0.125 | 0.08 | 261 | 0 | 0.364 | 1 | 1 | cs | TRUE
175 | LV_2762-2_0_4_line_175 |  | 169 | 170 | 0.00096017 | 0.125 | 0.08 | 261 | 0 | 0.364 | 1 | 1 | cs | TRUE
176 | LV_2762-2_0_4_line_176 |  | 170 | 171 | 0.0016567 | 0.125 | 0.08 | 261 | 0 | 0.364 | 1 | 1 | cs | TRUE
177 | LV_2762-2_0_4_line_177 |  | 171 | 172 | 0.0055854 | 0.125 | 0.08 | 261 | 0 | 0.364 | 1 | 1 | cs | TRUE
178 | LV_2762-2_0_4_line_178 |  | 172 | 173 | 0.012168 | 0.125 | 0.08 | 261 | 0 | 0.364 | 1 | 1 | cs | TRUE
179 | LV_2762-2_0_4_line_179 |  | 173 | 174 | 0.00024614 | 0.125 | 0.08 | 261 | 0 | 0.364 | 1 | 1 | cs | TRUE
180 | LV_2762-2_0_4_line_180 |  | 174 | 175 | 0.0016885 | 0.125 | 0.08 | 261 | 0 | 0.364 | 1 | 1 | cs | TRUE
181 | LV_2762-2_0_4_line_181 |  | 175 | 176 | 0.002803 | 0.125 | 0.08 | 261 | 0 | 0.364 | 1 | 1 | cs | TRUE
182 | LV_2762-2_0_4_line_182 |  | 176 | 177 | 0.0009689 | 0.125 | 0.08 | 261 | 0 | 0.364 | 1 | 1 | cs | TRUE
183 | LV_2762-2_0_4_line_183 |  | 178 | 179 | 0.0073506 | 0.125 | 0.08 | 261 | 0 | 0.364 | 1 | 1 | cs | TRUE
184 | LV_2762-2_0_4_line_184 |  | 179 | 180 | 0.0059628 | 0.125 | 0.08 | 261 | 0 | 0.364 | 1 | 1 | cs | TRUE
185 | LV_2762-2_0_4_line_185 |  | 183 | 184 | 0.021992 | 0.125 | 0.08 | 261 | 0 | 0.364 | 1 | 1 | cs | TRUE
186 | LV_2762-2_0_4_line_186 |  | 184 | 185 | 0.019477 | 0.125 | 0.08 | 261 | 0 | 0.364 | 1 | 1 | cs | TRUE
187 | LV_2762-2_0_4_line_187 |  | 185 | 186 | 0.030706 | 0.125 | 0.08 | 261 | 0 | 0.364 | 1 | 1 | cs | TRUE

## trafo
| name | std_type | hv_bus | lv_bus | sn_mva | vn_hv_kv | vn_lv_kv | vk_percent | vkr_percent | pfe_kw | i0_percent | shift_degree | tap_side | tap_neutral | tap_min | tap_max | tap_step_percent | tap_step_degree | tap_pos | tap_phase_shifter | parallel | df | in_service
0 | LV_2762-2_0_4_trafo_189 | 0.63 MVA 20/0.4 kV | 189 | 108 | 0.63 | 20 | 0.4 | 6 | 1.206 | 1.65 | 0.2619 | 150 | hv | 0 | -2 | 2 | 2.5 | 0 | 0 | FALSE | 1 | 1 | TRUE

## line_geodata
| x0 | y0 | x1 | y1 | x2 | y2 | x3 | y3 | x4 | y4 | x5 | y5 | x6 | y6 | x7 | y7 | x8 | y8 | x9 | y9
0 | 2606691.844 | 1266019.8376 | 2606728.648 | 1265981.8081 | 2606757.5711 | 1265962.9832 | 2606761.3984 | 1265958.6819
1 | 2606824.4664 | 1266202.2033 | 2606691.844 | 1266019.8376
2 | 2606824.4664 | 1266202.2033 | 2606833.6551 | 1266211.587 | 2606888.4172 | 1266255.2469 | 2606897.3812 | 1266261.347
3 | 2606930.955 | 1266284.1941 | 2606897.3812 | 1266261.347
4 | 2607265.0407 | 1266519.8001 | 2607259.6992 | 1266511.9768
5 | 2607280.8103 | 1266533.9734 | 2607270.6325 | 1266527.9901 | 2607265.0407 | 1266519.8001
6 | 2607259.6992 | 1266511.9768 | 2607249.6986 | 1266497.3297
7 | 2607280.8103 | 1266533.9734 | 2607296.0684 | 1266485.2915
8 | 2607226.0212 | 1266465.2913 | 2607243.2877 | 1266487.9401 | 2607249.6986 | 1266497.3297
9 | 2607296.0684 | 1266485.2915 | 2607289.6356 | 1266476.244
10 | 2607326.0877 | 1266462.0454 | 2607289.6356 | 1266476.244
11 | 2607240.5942 | 1266579.7007 | 2607230.1519 | 1266599.4574 | 2607177.2699 | 1266599.6158 | 2607171.9075 | 1266606.289
12 | 2607240.5942 | 1266579.7007 | 2607227.7836 | 1266572.2355 | 2607220.2573 | 1266564.888 | 2607212.0199 | 1266551.9937
13 | 2607123.5941 | 1266627.8601 | 2607136.155 | 1266630.11 | 2607144.9556 | 1266629.4534 | 2607155.1955 | 1266627.442 | 2607158.498 | 1266622.9762 | 2607171.9075 | 1266606.289
14 | 2607210.7755 | 1266550.0458 | 2607212.0199 | 1266551.9937
15 | 2607298.4987 | 1266424.7634 | 2607304.8596 | 1266424.9046 | 2607308.7434 | 1266443.7892 | 2607314.6494 | 1266452.6248 | 2607326.0877 | 1266462.0454
16 | 2607298.4987 | 1266424.7634 | 2607294.8549 | 1266425.0258 | 2607288.4717 | 1266424.6288 | 2607284.3309 | 1266425.0463 | 2607274.794 | 1266424.2341 | 2607267.1907 | 1266418.1651 | 2607266.9882 | 1266417.8963
17 | 2607123.5941 | 1266627.8601 | 2607119.0102 | 1266621.1388 | 2607113.6536 | 1266618.5529 | 2607113.6536 | 1266618.5529
18 | 2607210.7755 | 1266550.0458 | 2607204.3463 | 1266539.9819
19 | 2607266.9882 | 1266417.8963 | 2607264.5193 | 1266414.6199
20 | 2607169.4379 | 1266375.4984 | 2607172.9039 | 1266386.5742
21 | 2607169.4379 | 1266375.4984 | 2607165.8867 | 1266364.1504
22 | 2607159.9673 | 1266345.7099 | 2607163.0878 | 1266355.2065 | 2607165.8867 | 1266364.1504
23 | 2607261.739 | 1266410.9302 | 2607264.5193 | 1266414.6199
24 | 2607204.3463 | 1266539.9819 | 2607200.6117 | 1266534.1361
25 | 2607200.6117 | 1266534.1361 | 2607193.5883 | 1266523.1422
26 | 2607193.5883 | 1266523.1422 | 2607188.1848 | 1266514.684
27 | 2607188.1848 | 1266514.684 | 2607183.4111 | 1266507.2115
28 | 2607057.5486 | 1266598.8711 | 2607063.6963 | 1266602.8381 | 2607067.7303 | 1266603.5545 | 2607077.6967 | 1266610.0375 | 2607085.5445 | 1266613.0378 | 2607089.7154 | 1266612.509 | 2607094.5777 | 1266612.9929 | 2607096.6432 | 1266616.8203 | 2607105.1103 | 1266618.1313 | 2607113.6536 | 1266618.5529
29 | 2607261.739 | 1266410.9302 | 2607257.8761 | 1266405.8037
30 | 2607257.8761 | 1266405.8037 | 2607253.0826 | 1266399.4424
31 | 2607248.6291 | 1266393.5322 | 2607253.0826 | 1266399.4424
32 | 2607240.8729 | 1266379.3541 | 2607244.7411 | 1266388.3726 | 2607248.6291 | 1266393.5322
33 | 2607240.8729 | 1266379.3541 | 2607234.5827 | 1266364.6887
34 | 2607234.5827 | 1266364.6887 | 2607230.6269 | 1266355.466
35 | 2607224.8405 | 1266341.9754 | 2607230.6269 | 1266355.466
36 | 2607224.8405 | 1266341.9754 | 2607222.4985 | 1266336.515
37 | 2607222.4985 | 1266336.515 | 2607221.8808 | 1266335.075
38 | 2607221.8808 | 1266335.075 | 2607217.857 | 1266325.6938
39 | 2607214.9025 | 1266318.8055 | 2607217.857 | 1266325.6938
40 | 2607214.9025 | 1266318.8055 | 2607210.0596 | 1266307.5146
41 | 2607203.7916 | 1266292.901 | 2607210.0596 | 1266307.5146
42 | 2607203.7916 | 1266292.901 | 2607188.5625 | 1266293.8141
43 | 2607203.7916 | 1266292.901 | 2607213.6547 | 1266292.261
44 | 2607188.5625 | 1266293.8141 | 2607185.1266 | 1266294.0201
45 | 2607220.1376 | 1266291.8403 | 2607213.6547 | 1266292.261
46 | 2607178.5863 | 1266294.4122 | 2607185.1266 | 1266294.0201
47 | 2607220.1376 | 1266291.8403 | 2607223.3905 | 1266291.6293
48 | 2607246.3528 | 1266290.1392 | 2607254.1109 | 1266289.6358
49 | 2607246.3528 | 1266290.1392 | 2607243.6986 | 1266290.3115
50 | 2607263.8401 | 1266289.0045 | 2607254.1109 | 1266289.6358
51 | 2607243.6986 | 1266290.3115 | 2607223.3905 | 1266291.6293
52 | 2607263.8401 | 1266289.0045 | 2607266.1889 | 1266288.9628 | 2607268.2592 | 1266288.932 | 2607271.2235 | 1266288.838
53 | 2607263.8401 | 1266289.0045 | 2607263.0907 | 1266275.4308
54 | 2607263.0907 | 1266275.4308 | 2607261.9948 | 1266255.5834
55 | 2607261.9948 | 1266255.5834 | 2607261.5724 | 1266247.932
56 | 2607178.5863 | 1266294.4122 | 2607174.4911 | 1266294.6578
57 | 2607159.9673 | 1266345.7099 | 2607156.0929 | 1266333.9194
58 | 2607155.73 | 1266332.8151 | 2607156.0929 | 1266333.9194
59 | 2607155.73 | 1266332.8151 | 2607150.8997 | 1266318.1154
60 | 2607174.4911 | 1266294.6578 | 2607160.1087 | 1266295.52
61 | 2607160.1087 | 1266295.52 | 2607157.0808 | 1266295.7016
62 | 2607143.7962 | 1266296.4981 | 2607157.0808 | 1266295.7016
63 | 2607143.7962 | 1266296.4981 | 2607128.4268 | 1266297.4212
64 | 2607143.7962 | 1266296.4981 | 2607149.8093 | 1266314.7972
65 | 2607149.8093 | 1266314.7972 | 2607150.8997 | 1266318.1154
66 | 2607128.4268 | 1266297.4212 | 2607115.4812 | 1266298.1988 | 2607114.099 | 1266298.19
67 | 2607114.099 | 1266298.19 | 2607113.6798 | 1266298.1874
68 | 2607098.1066 | 1266298.0891 | 2607113.6798 | 1266298.1874
69 | 2607098.1066 | 1266298.0891 | 2607095.6226 | 1266283.4177
70 | 2607098.1066 | 1266298.0891 | 2607086.54 | 1266298.0142
71 | 2607095.0179 | 1266279.8462 | 2607095.6226 | 1266283.4177
72 | 2607070.7499 | 1266297.9121 | 2607086.54 | 1266298.0142
73 | 2607095.0179 | 1266279.8462 | 2607091.2272 | 1266257.4572
74 | 2607070.7499 | 1266297.9121 | 2607066.1401 | 1266297.883
75 | 2607070.7499 | 1266297.9121 | 2607074.9026 | 1266315.9124
76 | 2607091.2272 | 1266257.4572 | 2607091.1321 | 1266256.8954
77 | 2607066.1401 | 1266297.883 | 2607049.64 | 1266297.7791
78 | 2607074.9026 | 1266315.9124 | 2607075.5898 | 1266318.8911
79 | 2607088.0128 | 1266238.4722 | 2607091.1321 | 1266256.8954
80 | 2607088.0128 | 1266238.4722 | 2607087.6284 | 1266236.2018
81 | 2607087.6284 | 1266236.2018 | 2607085.7138 | 1266224.8934
82 | 2607084.6884 | 1266218.8373 | 2607085.7138 | 1266224.8934
83 | 2607081.5332 | 1266200.2013 | 2607084.6884 | 1266218.8373
84 | 2607075.5148 | 1266171.3075 | 2607081.5332 | 1266200.2013
85 | 2607081.5332 | 1266200.2013 | 2607106.6271 | 1266195.9335
86 | 2607075.5148 | 1266171.3075 | 2607068.46 | 1266127.5909
87 | 2607106.6271 | 1266195.9335 | 2607120.8759 | 1266193.5102 | 2607144.8851 | 1266189.4309
88 | 2607068.46 | 1266127.5909 | 2607088.3828 | 1266125.0573 | 2607089.1522 | 1266124.9395
89 | 2607144.8851 | 1266189.4309 | 2607163.2284 | 1266186.3143
90 | 2607163.2284 | 1266186.3143 | 2607170.1248 | 1266185.1425
91 | 2607170.1248 | 1266185.1425 | 2607175.6815 | 1266184.1984
92 | 2607179.0354 | 1266183.6286 | 2607175.6815 | 1266184.1984
93 | 2607181.2095 | 1266503.7653 | 2607183.4111 | 1266507.2115
94 | 2607181.2095 | 1266503.7653 | 2607178.1739 | 1266499.0136 | 2607176.7669 | 1266497.3065
95 | 2607176.7669 | 1266497.3065 | 2607163.0985 | 1266480.7238
96 | 2607163.0985 | 1266480.7238 | 2607163.0885 | 1266480.7117
97 | 2607163.0885 | 1266480.7117 | 2607162.7109 | 1266480.2536
98 | 2607162.7109 | 1266480.2536 | 2607159.8629 | 1266476.7983 | 2607155.5391 | 1266472.3775
99 | 2607155.5391 | 1266472.3775 | 2607147.5925 | 1266464.2527 | 2607126.5912 | 1266450.5674
100 | 2607126.5912 | 1266450.5674 | 2607116.9254 | 1266444.2688 | 2607103.7983 | 1266440.1561
101 | 2607047.98 | 1266416.8567 | 2607089.173 | 1266435.5741 | 2607103.7983 | 1266440.1561
102 | 2607047.98 | 1266416.8567 | 2607032.7959 | 1266404.3968 | 2607026.5858 | 1266397.6515 | 2607020.1443 | 1266389.2381
103 | 2607010.209 | 1266371.643 | 2607020.1443 | 1266389.2381
104 | 2607009.2768 | 1266369.992 | 2607010.209 | 1266371.643
105 | 2607009.2768 | 1266369.992 | 2607003.4563 | 1266359.684
106 | 2606954.1317 | 1266417.6436 | 2606977.3019 | 1266435.053 | 2606983.15 | 1266437.1521
107 | 2606954.1317 | 1266417.6436 | 2606952.7717 | 1266416.6218
108 | 2607076.3339 | 1266322.1162 | 2607075.5898 | 1266318.8911
109 | 2607076.3339 | 1266322.1162 | 2607078.5578 | 1266331.756
110 | 2607078.5578 | 1266331.756 | 2607079.9748 | 1266337.8982
111 | 2607079.9748 | 1266337.8982 | 2607085.4524 | 1266361.6409
112 | 2607042.4898 | 1266297.7341 | 2607049.64 | 1266297.7791
113 | 2607089.5859 | 1266379.5579 | 2607085.4524 | 1266361.6409
114 | 2607051.4235 | 1266337.3578 | 2607051.8794 | 1266339.3797
115 | 2607051.4235 | 1266337.3578 | 2607050.5713 | 1266333.5777
116 | 2607054.4403 | 1266350.738 | 2607051.8794 | 1266339.3797
117 | 2607050.5713 | 1266333.5777 | 2607048.3074 | 1266323.5369
118 | 2607055.0842 | 1266353.594 | 2607054.4403 | 1266350.738
119 | 2607046.9987 | 1266317.7324 | 2607048.3074 | 1266323.5369
120 | 2607055.0842 | 1266353.594 | 2607055.7278 | 1266356.4486
121 | 2607042.4898 | 1266297.7341 | 2607046.9987 | 1266317.7324
122 | 2607056.3721 | 1266359.3062 | 2607055.7278 | 1266356.4486
123 | 2607042.4898 | 1266297.7341 | 2607034.8463 | 1266297.683
124 | 2607061.4688 | 1266381.9115 | 2607060.8243 | 1266379.0529
125 | 2607060.2059 | 1266376.3104 | 2607060.8243 | 1266379.0529
126 | 2607060.2059 | 1266376.3104 | 2607059.5615 | 1266373.4522
127 | 2607058.9154 | 1266370.5865 | 2607059.5615 | 1266373.4522
128 | 2607058.9154 | 1266370.5865 | 2607058.2704 | 1266367.7256
129 | 2607057.6285 | 1266364.8787 | 2607058.2704 | 1266367.7256
130 | 2607057.6285 | 1266364.8787 | 2607056.9834 | 1266362.0173
131 | 2607056.3721 | 1266359.3062 | 2607056.9834 | 1266362.0173
132 | 2607003.4563 | 1266359.684 | 2606992.9346 | 1266341.0504 | 2606989.8995 | 1266337.6732
133 | 2606989.8995 | 1266337.6732 | 2606984.7657 | 1266331.9608
134 | 2606967.9967 | 1266313.3019 | 2606984.7657 | 1266331.9608
135 | 2606967.9967 | 1266313.3019 | 2606970.3246 | 1266311.7925 | 2606984.0963 | 1266302.869
136 | 2606930.955 | 1266284.1941 | 2606967.9967 | 1266313.3019
137 | 2606967.9967 | 1266313.3019 | 2606960.1718 | 1266322.577 | 2606956.7633 | 1266327.5765 | 2606950.2555 | 1266336.266
138 | 2606984.0963 | 1266302.869 | 2606978.0976 | 1266269.3993
139 | 2606984.0963 | 1266302.869 | 2606990.6751 | 1266300.9983
140 | 2606930.955 | 1266284.1941 | 2606930.9205 | 1266273.0007
141 | 2606950.2555 | 1266336.266 | 2606940.2953 | 1266349.5655
142 | 2607034.8463 | 1266297.683 | 2607029.1392 | 1266297.6448
143 | 2607018.2497 | 1266297.5721 | 2607029.1392 | 1266297.6448
144 | 2607018.2497 | 1266297.5721 | 2607012.3705 | 1266297.3873 | 2607001.153 | 1266298.019
145 | 2607018.2497 | 1266297.5721 | 2607015.9364 | 1266282.138
146 | 2606990.6751 | 1266300.9983 | 2607001.153 | 1266298.019 | 2607001.153 | 1266298.019
147 | 2607015.9364 | 1266282.138 | 2607015.3895 | 1266278.4896
148 | 2607015.3895 | 1266278.4896 | 2607013.7071 | 1266267.2649
149 | 2607013.7071 | 1266267.2649 | 2607012.8124 | 1266261.2961
150 | 2606974.6724 | 1266250.2881 | 2606978.0976 | 1266269.3993
151 | 2606930.9205 | 1266273.0007 | 2606930.8707 | 1266256.7997
152 | 2606940.2953 | 1266349.5655 | 2606934.8006 | 1266356.9022
153 | 2606930.8268 | 1266242.5311 | 2606930.8707 | 1266256.7997
154 | 2606934.8006 | 1266356.9022 | 2606925.7261 | 1266369.0191
155 | 2607012.8124 | 1266261.2961 | 2607011.178 | 1266250.3915
156 | 2607010.9054 | 1266248.5728 | 2607011.178 | 1266250.3915
157 | 2607037.6552 | 1266177.483 | 2607038.8135 | 1266177.2938
158 | 2607037.6552 | 1266177.483 | 2607030.6126 | 1266178.6329
159 | 2607095.7072 | 1266123.9362 | 2607089.1522 | 1266124.9395
160 | 2607021.2561 | 1266180.1606 | 2607030.6126 | 1266178.6329
161 | 2607021.2561 | 1266180.1606 | 2607017.8582 | 1266180.7165
162 | 2607021.2561 | 1266180.1606 | 2607009.7009 | 1266114.8128
163 | 2607001.1444 | 1266183.4504 | 2607017.8582 | 1266180.7165
164 | 2607009.7009 | 1266114.8128 | 2607003.5576 | 1266080.0711
165 | 2607001.1444 | 1266183.4504 | 2607003.6095 | 1266199.8964
166 | 2607001.1444 | 1266183.4504 | 2606984.871 | 1266186.4006
167 | 2607001.3323 | 1266067.4867 | 2607003.5576 | 1266080.0711
168 | 2607003.6095 | 1266199.8964 | 2607005.6678 | 1266213.6288
169 | 2606964.4593 | 1266190.101 | 2606984.871 | 1266186.4006
170 | 2607006.7622 | 1266220.9308 | 2607005.6678 | 1266213.6288
171 | 2606964.4593 | 1266190.101 | 2606967.1863 | 1266206.2706
172 | 2607006.7622 | 1266220.9308 | 2607006.8018 | 1266221.1949
173 | 2606968.464 | 1266213.8463 | 2606967.1863 | 1266206.2706
174 | 2607006.8018 | 1266221.1949 | 2607007.0401 | 1266222.7845
175 | 2607007.0401 | 1266222.7845 | 2607007.1824 | 1266223.7341
176 | 2607007.1824 | 1266223.7341 | 2607007.428 | 1266225.3725
177 | 2607008.2559 | 1266230.8962 | 2607007.428 | 1266225.3725
178 | 2607010.0595 | 1266242.9293 | 2607008.2559 | 1266230.8962
179 | 2607010.0595 | 1266242.9293 | 2607010.096 | 1266243.1727
180 | 2607010.096 | 1266243.1727 | 2607010.3463 | 1266244.8426
181 | 2607010.7618 | 1266247.6146 | 2607010.3463 | 1266244.8426
182 | 2607010.7618 | 1266247.6146 | 2607010.9054 | 1266248.5728
183 | 2606968.464 | 1266213.8463 | 2606969.6864 | 1266221.0945
184 | 2606970.678 | 1266226.9743 | 2606969.6864 | 1266221.0945
185 | 2606912.5431 | 1266386.6218 | 2606925.7261 | 1266369.0191
186 | 2606912.5431 | 1266386.6218 | 2606928.1839 | 1266398.2291
187 | 2606928.1839 | 1266398.2291 | 2606937.0329 | 1266404.7961 | 2606952.7717 | 1266416.6218

## bus_geodata
| x | y | coords
0 | 2606761.3984 | 1265958.6818
1 | 2606691.844 | 1266019.8376
2 | 2606824.4664 | 1266202.2033
3 | 2606897.3812 | 1266261.347
4 | 2607265.0407 | 1266519.8001
5 | 2607259.6992 | 1266511.9768
6 | 2607280.8103 | 1266533.9734
7 | 2607249.6986 | 1266497.3297
8 | 2607296.0684 | 1266485.2915
9 | 2607226.0212 | 1266465.2913
10 | 2607289.6356 | 1266476.244
11 | 2607240.5942 | 1266579.7007
12 | 2607171.9075 | 1266606.289
13 | 2607212.0199 | 1266551.9937
14 | 2607326.0877 | 1266462.0454
15 | 2607298.4987 | 1266424.7634
16 | 2607123.5941 | 1266627.8601
17 | 2607210.7755 | 1266550.0458
18 | 2607266.9882 | 1266417.8963
19 | 2607172.9039 | 1266386.5742
20 | 2607169.4379 | 1266375.4984
21 | 2607165.8867 | 1266364.1504
22 | 2607264.5193 | 1266414.6199
23 | 2607204.3463 | 1266539.9819
24 | 2607200.6117 | 1266534.1361
25 | 2607193.5883 | 1266523.1422
26 | 2607188.1848 | 1266514.684
27 | 2607113.6536 | 1266618.5529
28 | 2607261.739 | 1266410.9302
29 | 2607257.8761 | 1266405.8037
30 | 2607253.0826 | 1266399.4424
31 | 2607248.6291 | 1266393.5322
32 | 2607240.8729 | 1266379.3541
33 | 2607234.5827 | 1266364.6887
34 | 2607230.6269 | 1266355.466
35 | 2607224.8405 | 1266341.9754
36 | 2607222.4985 | 1266336.515
37 | 2607221.8808 | 1266335.075
38 | 2607217.857 | 1266325.6938
39 | 2607214.9025 | 1266318.8055
40 | 2607210.0596 | 1266307.5146
41 | 2607203.7916 | 1266292.901
42 | 2607188.5625 | 1266293.8141
43 | 2607213.6547 | 1266292.261
44 | 2607185.1266 | 1266294.0201
45 | 2607220.1376 | 1266291.8403
46 | 2607246.3528 | 1266290.1392
47 | 2607254.1109 | 1266289.6358
48 | 2607243.6986 | 1266290.3115
49 | 2607263.8401 | 1266289.0045
50 | 2607223.3905 | 1266291.6293
51 | 2607271.2235 | 1266288.838
52 | 2607263.0907 | 1266275.4308
53 | 2607261.9948 | 1266255.5834
54 | 2607261.5724 | 1266247.932
55 | 2607178.5863 | 1266294.4122
56 | 2607159.9673 | 1266345.7099
57 | 2607156.0929 | 1266333.9194
58 | 2607155.73 | 1266332.8151
59 | 2607174.4911 | 1266294.6578
60 | 2607160.1087 | 1266295.52
61 | 2607157.0808 | 1266295.7016
62 | 2607143.7962 | 1266296.4981
63 | 2607149.8093 | 1266314.7972
64 | 2607150.8997 | 1266318.1154
65 | 2607128.4268 | 1266297.4212
66 | 2607114.099 | 1266298.19
67 | 2607113.6798 | 1266298.1874
68 | 2607098.1066 | 1266298.0891
69 | 2607095.6226 | 1266283.4177
70 | 2607086.54 | 1266298.0142
71 | 2607095.0179 | 1266279.8462
72 | 2607070.7499 | 1266297.9121
73 | 2607091.2272 | 1266257.4572
74 | 2607066.1401 | 1266297.883
75 | 2607074.9026 | 1266315.9124
76 | 2607091.1321 | 1266256.8954
77 | 2607088.0128 | 1266238.4722
78 | 2607087.6284 | 1266236.2018
79 | 2607085.7138 | 1266224.8934
80 | 2607084.6884 | 1266218.8373
81 | 2607081.5332 | 1266200.2014
82 | 2607075.5148 | 1266171.3075
83 | 2607106.6271 | 1266195.9335
84 | 2607068.46 | 1266127.5909
85 | 2607144.8851 | 1266189.4309
86 | 2607163.2284 | 1266186.3143
87 | 2607170.1248 | 1266185.1425
88 | 2607175.6815 | 1266184.1984
89 | 2607179.0354 | 1266183.6286
90 | 2607183.4111 | 1266507.2115
91 | 2607181.2095 | 1266503.7653
92 | 2607176.7669 | 1266497.3065
93 | 2607163.0985 | 1266480.7238
94 | 2607163.0885 | 1266480.7117
95 | 2607162.7109 | 1266480.2536
96 | 2607155.5391 | 1266472.3775
97 | 2607126.5912 | 1266450.5674
98 | 2607103.7983 | 1266440.1561
99 | 2607047.98 | 1266416.8567
100 | 2607020.1443 | 1266389.2381
101 | 2607010.209 | 1266371.643
102 | 2607009.2768 | 1266369.992
103 | 2606983.15 | 1266437.1521
104 | 2606954.1317 | 1266417.6436
105 | 2607075.5898 | 1266318.8911
106 | 2607076.3339 | 1266322.1162
107 | 2607078.5578 | 1266331.756
108 | 2607079.9748 | 1266337.8982
109 | 2607049.64 | 1266297.7791
110 | 2607085.4524 | 1266361.6409
111 | 2607051.4235 | 1266337.3578
112 | 2607051.8794 | 1266339.3797
113 | 2607050.5713 | 1266333.5777
114 | 2607054.4403 | 1266350.738
115 | 2607048.3074 | 1266323.5369
116 | 2607055.0842 | 1266353.594
117 | 2607046.9987 | 1266317.7324
118 | 2607055.7278 | 1266356.4486
119 | 2607042.4898 | 1266297.7341
120 | 2607061.4688 | 1266381.9115
121 | 2607060.8243 | 1266379.0529
122 | 2607060.2059 | 1266376.3104
123 | 2607059.5615 | 1266373.4522
124 | 2607058.9154 | 1266370.5865
125 | 2607058.2704 | 1266367.7256
126 | 2607057.6285 | 1266364.8787
127 | 2607056.9834 | 1266362.0173
128 | 2607056.3721 | 1266359.3062
129 | 2607003.4563 | 1266359.684
130 | 2606989.8995 | 1266337.6732
131 | 2606984.7657 | 1266331.9608
132 | 2606967.9967 | 1266313.3019
133 | 2606984.0963 | 1266302.869
134 | 2606930.955 | 1266284.1941
135 | 2606950.2555 | 1266336.266
136 | 2607034.8463 | 1266297.683
137 | 2607029.1392 | 1266297.6448
138 | 2607018.2497 | 1266297.5721
139 | 2607001.153 | 1266298.019
140 | 2607015.9364 | 1266282.138
141 | 2606990.6751 | 1266300.9983
142 | 2607015.3895 | 1266278.4896
143 | 2607013.7071 | 1266267.2649
144 | 2606978.0977 | 1266269.3993
145 | 2606930.9205 | 1266273.0007
146 | 2606940.2953 | 1266349.5655
147 | 2606974.6724 | 1266250.2881
148 | 2606930.8707 | 1266256.7997
149 | 2606934.8006 | 1266356.9022
150 | 2607012.8124 | 1266261.2961
151 | 2607011.178 | 1266250.3915
152 | 2607038.8135 | 1266177.2938
153 | 2607037.6552 | 1266177.483
154 | 2607089.1522 | 1266124.9395
155 | 2607030.6126 | 1266178.6329
156 | 2607021.2561 | 1266180.1606
157 | 2607017.8582 | 1266180.7165
158 | 2607009.7009 | 1266114.8128
159 | 2607001.1444 | 1266183.4504
160 | 2607003.5576 | 1266080.0711
161 | 2607003.6095 | 1266199.8964
162 | 2606984.871 | 1266186.4006
163 | 2607001.3323 | 1266067.4867
164 | 2607005.6678 | 1266213.6288
165 | 2606964.4593 | 1266190.101
166 | 2607006.7622 | 1266220.9308
167 | 2606967.1863 | 1266206.2706
168 | 2607006.8018 | 1266221.1949
169 | 2607007.0401 | 1266222.7845
170 | 2607007.1824 | 1266223.7341
171 | 2607007.428 | 1266225.3725
172 | 2607008.2559 | 1266230.8962
173 | 2607010.0595 | 1266242.9293
174 | 2607010.096 | 1266243.1727
175 | 2607010.3463 | 1266244.8426
176 | 2607010.7618 | 1266247.6146
177 | 2607010.9054 | 1266248.5728
178 | 2606968.464 | 1266213.8463
179 | 2606969.6864 | 1266221.0945
180 | 2606970.678 | 1266226.9743
181 | 2606930.8268 | 1266242.5311
182 | 2607095.7072 | 1266123.9362
183 | 2606925.7261 | 1266369.0191
184 | 2606912.5431 | 1266386.6218
185 | 2606928.1839 | 1266398.2291
186 | 2606952.7717 | 1266416.6218
187 | 2607057.5486 | 1266598.8711
188 | 2607089.5859 | 1266379.5579
189 | 2607070.7499 | 1266297.9121

## line_std_types
| c_nf_per_km | r_ohm_per_km | x_ohm_per_km | max_i_ka | type | q_mm2 | alpha | voltage_rating
NAYY 4x50 SE | 210 | 0.642 | 0.083 | 0.142 | cs | 50 | 0.00403 | LV
NAYY 4x120 SE | 264 | 0.225 | 0.08 | 0.242 | cs | 120 | 0.00403 | LV
NAYY 4x150 SE | 261 | 0.208 | 0.08 | 0.27 | cs | 150 | 0.00403 | LV
NA2XS2Y 1x95 RM/25 12/20 kV | 216 | 0.313 | 0.132 | 0.252 | cs | 95 | 0.00403 | MV
NA2XS2Y 1x185 RM/25 12/20 kV | 273 | 0.161 | 0.117 | 0.362 | cs | 185 | 0.00403 | MV
NA2XS2Y 1x240 RM/25 12/20 kV | 304 | 0.122 | 0.112 | 0.421 | cs | 240 | 0.00403 | MV
NA2XS2Y 1x95 RM/25 6/10 kV | 315 | 0.313 | 0.123 | 0.249 | cs | 95 | 0.00403 | MV
NA2XS2Y 1x185 RM/25 6/10 kV | 406 | 0.161 | 0.11 | 0.358 | cs | 185 | 0.00403 | MV
NA2XS2Y 1x240 RM/25 6/10 kV | 456 | 0.122 | 0.105 | 0.416 | cs | 240 | 0.00403 | MV
NA2XS2Y 1x150 RM/25 12/20 kV | 250 | 0.206 | 0.116 | 0.319 | cs | 150 | 0.00403 | MV
NA2XS2Y 1x120 RM/25 12/20 kV | 230 | 0.253 | 0.119 | 0.283 | cs | 120 | 0.00403 | MV
NA2XS2Y 1x70 RM/25 12/20 kV | 190 | 0.443 | 0.132 | 0.22 | cs | 70 | 0.00403 | MV
NA2XS2Y 1x150 RM/25 6/10 kV | 360 | 0.206 | 0.11 | 0.315 | cs | 150 | 0.00403 | MV
NA2XS2Y 1x120 RM/25 6/10 kV | 340 | 0.253 | 0.113 | 0.28 | cs | 120 | 0.00403 | MV
NA2XS2Y 1x70 RM/25 6/10 kV | 280 | 0.443 | 0.123 | 0.217 | cs | 70 | 0.00403 | MV
N2XS(FL)2Y 1x120 RM/35 64/110 kV | 112 | 0.153 | 0.166 | 0.366 | cs | 120 | 0.00393 | HV
N2XS(FL)2Y 1x185 RM/35 64/110 kV | 125 | 0.099 | 0.156 | 0.457 | cs | 185 | 0.00393 | HV
N2XS(FL)2Y 1x240 RM/35 64/110 kV | 135 | 0.075 | 0.149 | 0.526 | cs | 240 | 0.00393 | HV
N2XS(FL)2Y 1x300 RM/35 64/110 kV | 144 | 0.06 | 0.144 | 0.588 | cs | 300 | 0.00393 | HV
15-AL1/3-ST1A 0.4 | 11 | 1.8769 | 0.35 | 0.105 | ol | 16 | 0.00403 | LV
24-AL1/4-ST1A 0.4 | 11.25 | 1.2012 | 0.335 | 0.14 | ol | 24 | 0.00403 | LV
48-AL1/8-ST1A 0.4 | 12.2 | 0.5939 | 0.3 | 0.21 | ol | 48 | 0.00403 | LV
94-AL1/15-ST1A 0.4 | 13.2 | 0.306 | 0.29 | 0.35 | ol | 94 | 0.00403 | LV
34-AL1/6-ST1A 10.0 | 9.7 | 0.8342 | 0.36 | 0.17 | ol | 34 | 0.00403 | MV
48-AL1/8-ST1A 10.0 | 10.1 | 0.5939 | 0.35 | 0.21 | ol | 48 | 0.00403 | MV
70-AL1/11-ST1A 10.0 | 10.4 | 0.4132 | 0.339 | 0.29 | ol | 70 | 0.00403 | MV
94-AL1/15-ST1A 10.0 | 10.75 | 0.306 | 0.33 | 0.35 | ol | 94 | 0.00403 | MV
122-AL1/20-ST1A 10.0 | 11.1 | 0.2376 | 0.323 | 0.41 | ol | 122 | 0.00403 | MV
149-AL1/24-ST1A 10.0 | 11.25 | 0.194 | 0.315 | 0.47 | ol | 149 | 0.00403 | MV
34-AL1/6-ST1A 20.0 | 9.15 | 0.8342 | 0.382 | 0.17 | ol | 34 | 0.00403 | MV
48-AL1/8-ST1A 20.0 | 9.5 | 0.5939 | 0.372 | 0.21 | ol | 48 | 0.00403 | MV
70-AL1/11-ST1A 20.0 | 9.7 | 0.4132 | 0.36 | 0.29 | ol | 70 | 0.00403 | MV
94-AL1/15-ST1A 20.0 | 10 | 0.306 | 0.35 | 0.35 | ol | 94 | 0.00403 | MV
122-AL1/20-ST1A 20.0 | 10.3 | 0.2376 | 0.344 | 0.41 | ol | 122 | 0.00403 | MV
149-AL1/24-ST1A 20.0 | 10.5 | 0.194 | 0.337 | 0.47 | ol | 149 | 0.00403 | MV
184-AL1/30-ST1A 20.0 | 10.75 | 0.1571 | 0.33 | 0.535 | ol | 184 | 0.00403 | MV
243-AL1/39-ST1A 20.0 | 11 | 0.1188 | 0.32 | 0.645 | ol | 243 | 0.00403 | MV
48-AL1/8-ST1A 110.0 | 8 | 0.5939 | 0.46 | 0.21 | ol | 48 | 0.00403 | HV
70-AL1/11-ST1A 110.0 | 8.4 | 0.4132 | 0.45 | 0.29 | ol | 70 | 0.00403 | HV
94-AL1/15-ST1A 110.0 | 8.65 | 0.306 | 0.44 | 0.35 | ol | 94 | 0.00403 | HV
122-AL1/20-ST1A 110.0 | 8.5 | 0.2376 | 0.43 | 0.41 | ol | 122 | 0.00403 | HV
149-AL1/24-ST1A 110.0 | 8.75 | 0.194 | 0.41 | 0.47 | ol | 149 | 0.00403 | HV
184-AL1/30-ST1A 110.0 | 8.8 | 0.1571 | 0.4 | 0.535 | ol | 184 | 0.00403 | HV
243-AL1/39-ST1A 110.0 | 9 | 0.1188 | 0.39 | 0.645 | ol | 243 | 0.00403 | HV
305-AL1/39-ST1A 110.0 | 9.2 | 0.0949 | 0.38 | 0.74 | ol | 305 | 0.00403 | HV
490-AL1/64-ST1A 110.0 | 9.75 | 0.059 | 0.37 | 0.96 | ol | 490 | 0.00403 | HV
679-AL1/86-ST1A 110.0 | 9.95 | 0.042 | 0.36 | 1.15 | ol | 679 | 0.00403 | HV
490-AL1/64-ST1A 220.0 | 10 | 0.059 | 0.285 | 0.96 | ol | 490 | 0.00403 | HV
679-AL1/86-ST1A 220.0 | 11.7 | 0.042 | 0.275 | 1.15 | ol | 679 | 0.00403 | HV
490-AL1/64-ST1A 380.0 | 11 | 0.059 | 0.253 | 0.96 | ol | 490 | 0.00403 | HV
679-AL1/86-ST1A 380.0 | 14.6 | 0.042 | 0.25 | 1.15 | ol | 679 | 0.00403 | HV

## trafo_std_types
| i0_percent | pfe_kw | vkr_percent | sn_mva | vn_lv_kv | vn_hv_kv | vk_percent | shift_degree | vector_group | tap_side | tap_neutral | tap_min | tap_max | tap_step_degree | tap_step_percent | tap_phase_shifter
160 MVA 380/110 kV | 0.06 | 60 | 0.25 | 160 | 110 | 380 | 12.2 | 0 | Yy0 | hv | 0 | -9 | 9 | 0 | 1.5 | FALSE
100 MVA 220/110 kV | 0.06 | 55 | 0.26 | 100 | 110 | 220 | 12 | 0 | Yy0 | hv | 0 | -9 | 9 | 0 | 1.5 | FALSE
63 MVA 110/20 kV | 0.04 | 22 | 0.32 | 63 | 20 | 110 | 18 | 150 | YNd5 | hv | 0 | -9 | 9 | 0 | 1.5 | FALSE
40 MVA 110/20 kV | 0.05 | 18 | 0.34 | 40 | 20 | 110 | 16.2 | 150 | YNd5 | hv | 0 | -9 | 9 | 0 | 1.5 | FALSE
25 MVA 110/20 kV | 0.07 | 14 | 0.41 | 25 | 20 | 110 | 12 | 150 | YNd5 | hv | 0 | -9 | 9 | 0 | 1.5 | FALSE
63 MVA 110/10 kV | 0.04 | 22 | 0.32 | 63 | 10 | 110 | 18 | 150 | YNd5 | hv | 0 | -9 | 9 | 0 | 1.5 | FALSE
40 MVA 110/10 kV | 0.05 | 18 | 0.34 | 40 | 10 | 110 | 16.2 | 150 | YNd5 | hv | 0 | -9 | 9 | 0 | 1.5 | FALSE
25 MVA 110/10 kV | 0.07 | 14 | 0.41 | 25 | 10 | 110 | 12 | 150 | YNd5 | hv | 0 | -9 | 9 | 0 | 1.5 | FALSE
0.25 MVA 20/0.4 kV | 0.32 | 0.8 | 1.44 | 0.25 | 0.4 | 20 | 6 | 150 | Yzn5 | hv | 0 | -2 | 2 | 0 | 2.5 | FALSE
0.4 MVA 20/0.4 kV | 0.3375 | 1.35 | 1.425 | 0.4 | 0.4 | 20 | 6 | 150 | Dyn5 | hv | 0 | -2 | 2 | 0 | 2.5 | FALSE
0.63 MVA 20/0.4 kV | 0.2619 | 1.65 | 1.206 | 0.63 | 0.4 | 20 | 6 | 150 | Dyn5 | hv | 0 | -2 | 2 | 0 | 2.5 | FALSE
0.25 MVA 10/0.4 kV | 0.24 | 0.6 | 1.2 | 0.25 | 0.4 | 10 | 4 | 150 | Dyn5 | hv | 0 | -2 | 2 | 0 | 2.5 | FALSE
0.4 MVA 10/0.4 kV | 0.2375 | 0.95 | 1.325 | 0.4 | 0.4 | 10 | 4 | 150 | Dyn5 | hv | 0 | -2 | 2 | 0 | 2.5 | FALSE
0.63 MVA 10/0.4 kV | 0.1873 | 1.18 | 1.0794 | 0.63 | 0.4 | 10 | 4 | 150 | Dyn5 | hv | 0 | -2 | 2 | 0 | 2.5 | FALSE

## trafo3w_std_types
| sn_hv_mva | sn_mv_mva | sn_lv_mva | vn_hv_kv | vn_mv_kv | vn_lv_kv | vk_hv_percent | vk_mv_percent | vk_lv_percent | vkr_hv_percent | vkr_mv_percent | vkr_lv_percent | pfe_kw | i0_percent | shift_mv_degree | shift_lv_degree | vector_group | tap_side | tap_neutral | tap_min | tap_max | tap_step_percent
63/25/38 MVA 110/20/10 kV | 63 | 25 | 38 | 110 | 20 | 10 | 10.4 | 10.4 | 10.4 | 0.28 | 0.32 | 0.35 | 35 | 0.89 | 0 | 0 | YN0yn0yn0 | hv | 0 | -10 | 10 | 1.2
63/25/38 MVA 110/10/10 kV | 63 | 25 | 38 | 110 | 10 | 10 | 10.4 | 10.4 | 10.4 | 0.28 | 0.32 | 0.35 | 35 | 0.89 | 0 | 0 | YN0yn0yn0 | hv | 0 | -10 | 10 | 1.2

## fuse_std_types
| fuse_type | i_rated_a | t_avg | t_min | t_total | x_avg | x_min | x_total
HV 100A | HV 100A | 100 | 0 | [10.0, 3.64, 0.854, 0.281, 0.1, 0.0531, 0.022, 0.01] | [10.0, 4.267, 1.21, 0.403, 0.1, 0.058, 0.022, 0.01] | 0 | [300.0, 350.0, 450.0, 550.0, 700.0, 850.0, 1200.0, 1752.0] | [600.0, 700.0, 900.0, 1150.0, 1665.0, 2000.0, 3000.0, 4313.0]
HV 10A | HV 10A | 10 | 0 | [10.0, 1675.0, 0.344, 0.156, 0.1, 0.0417, 0.0171, 0.01] | [10.0, 1.3, 0.3, 0.155, 0.1, 0.0555, 0.023, 0.01] | 0 | [30.0, 32.0, 35.0, 37.0, 39.0, 50.0, 70.0, 88.0] | [60.0, 70.0, 80.0, 87.0, 94.0, 110.0, 150.0, 216.0]
HV 125A | HV 125A | 125 | 0 | [10.0, 1.82, 0.344, 0.1, 0.0467, 0.0269, 0.01] | [10.0, 2.478, 0.426, 0.1, 0.0427, 0.0211, 0.01] | 0 | [375.0, 500.0, 700.0, 925.0, 1200.0, 1500.0, 2341.0] | [750.0, 1000.0, 1500.0, 2200.0, 3000.0, 4000.0, 5765.0]
HV 160A | HV 160A | 160 | 0 | [10.0, 4.15, 1.03, 0.198, 0.1, 0.051, 0.0172, 0.01] | [10.0, 2.3, 0.734, 0.274, 0.1, 0.046, 0.0177, 0.01] | 0 | [480.0, 550.0, 700.0, 1000.0, 1260.0, 1600.0, 2500.0, 3227.0] | [960.0, 1300.0, 1700.0, 2200.0, 2996.0, 4000.0, 6000.0, 7946.0]
HV 16A | HV 16A | 16 | 0 | [10.0, 0.352, 0.164, 0.1, 0.0649, 0.0342, 0.01] | [10.0, 2.34, 0.722, 0.181, 0.1, 0.055, 0.0296, 0.01] | 0 | [48.0, 60.0, 65.0, 71.0, 80.0, 100.0, 162.0] | [96.0, 110.0, 125.0, 150.0, 168.0, 200.0, 250.0, 398.0]
HV 200A | HV 200A | 200 | 0 | [10.0, 4.267, 1.21, 0.403, 0.1, 0.058, 0.022, 0.01] | [10.0, 3.73, 1.654, 0.328, 0.1, 0.0531, 0.019, 0.01] | 0 | [600.0, 700.0, 900.0, 1150.0, 1665.0, 2000.0, 3000.0, 4313.0] | [1200.0, 1500.0, 1800.0, 2700.0, 3960.0, 5000.0, 7500.0, 10620.0]
HV 20A | HV 20A | 20 | 0 | [10.0, 1.3, 0.3, 0.155, 0.1, 0.0555, 0.023, 0.01] | [10.0, 1.3, 0.161, 0.1, 0.0611, 0.0399, 0.0141, 0.01] | 0 | [60.0, 70.0, 80.0, 87.0, 94.0, 110.0, 150.0, 216.0] | [120.0, 150.0, 200.0, 223.0, 260.0, 300.0, 450.0, 532.0]
HV 25A | HV 25A | 25 | 0 | [10.0, 2.512, 0.833, 0.299, 0.1, 0.0372, 0.0223, 0.01] | [10.0, 3.125, 0.597, 0.198, 0.1, 0.0378, 0.022, 0.01] | 0 | [75.0, 82.0, 90.0, 100.0, 124.0, 170.0, 200.0, 289.0] | [150.0, 170.0, 210.0, 250.0, 294.0, 400.0, 500.0, 711.0]
HV 31.5A | HV 31.5A | 31.5 | 0 | [10.0, 2.34, 0.722, 0.181, 0.1, 0.055, 0.0296, 0.01] | [10.0, 2.84, 0.368, 0.164, 0.1, 0.0621, 0.0378, 0.0195, 0.01] | 0 | [95.0, 110.0, 125.0, 150.0, 165.0, 200.0, 250.0, 390.0] | [189.0, 220.0, 300.0, 350.0, 393.0, 450.0, 530.0, 700.0, 960.0]
HV 40A | HV 40A | 40 | 0 | [10.0, 1.3, 0.161, 0.1, 0.0611, 0.0399, 0.0141, 0.01] | [10.0, 2.05, 0.369, 0.198, 0.1, 0.051, 0.0298, 0.01] | 0 | [120.0, 150.0, 200.0, 223.0, 260.0, 300.0, 450.0, 532.0] | [240.0, 300.0, 400.0, 450.0, 530.0, 650.0, 800.0, 1311.0]
HV 50A | HV 50A | 50 | 0 | [10.0, 3.215, 0.597, 0.198, 0.1, 0.0378, 0.022, 0.01] | [10.0, 3.64, 0.854, 0.281, 0.1, 0.0531, 0.022, 0.01] | 0 | [150.0, 170.0, 210.0, 250.0, 294.0, 400.0, 500.0, 711.0] | [300.0, 350.0, 450.0, 550.0, 700.0, 850.0, 1200.0, 1752.0]
HV 6.3A | HV 6.3A | 6.3 | 0 | [10.0, 1.39, 0.344, 0.168, 0.1, 0.056, 0.0263, 0.01] | [10.0, 1.711, 0.516, 0.198, 0.1, 0.0634, 0.0303, 0.01] | 0 | [19.0, 19.5, 20.4, 20.8, 22.0, 25.0, 32.0, 48.0] | [38.0, 40.0, 43.0, 48.0, 53.0, 60.0, 75.0, 118.0]
HV 63A | HV 63A | 63 | 0 | [10.0, 2.84, 0.368, 0.164, 0.1, 0.0621, 0.0378, 0.0195, 0.01] | [10.0, 1.82, 0.344, 0.1, 0.0467, 0.0269, 0.01] | 0 | [189.0, 220.0, 300.0, 350.0, 393.0, 450.0, 530.0, 700.0, 961.0] | [378.0, 500.0, 700.0, 934.0, 1200.0, 1500.0, 2366.0]
HV 80A | HV 80A | 80 | 0 | [10.0, 2.05, 0.369, 0.198, 0.1, 0.051, 0.0298, 0.01] | [10.0, 4.15, 1.03, 0.198, 0.1, 0.051, 0.0172, 0.01] | 0 | [240.0, 300.0, 400.0, 450.0, 530.0, 650.0, 800.0, 1311.0] | [480.0, 550.0, 700.0, 1000.0, 1260.0, 1600.0, 2500.0, 3227.0]
Siemens NH-1-100 | Siemens NH-1-100 | 100 | [5400.0, 2000.0, 400.0, 20.0, 1.0, 0.2, 0.012, 0.004] | 0 | 0 | [150.0, 190.0, 250.0, 430.0, 900.0, 1250.0, 2700.0, 3600.0] | 0 | 0
Siemens NH-1-125 | Siemens NH-1-125 | 125 | [4800.0, 120.0, 7.0, 0.1, 0.004] | 0 | 0 | [180.0, 400.0, 740.0, 2000.0, 4250.0] | 0 | 0
Siemens NH-1-16 | Siemens NH-1-16 | 16 | [4000.0, 400.0, 2.0, 0.1, 0.04, 0.01] | 0 | 0 | [26.0, 35.0, 75.0, 150.0, 200.0, 300.0] | 0 | 0
Siemens NH-1-160 | Siemens NH-1-160 | 160 | [4800.0, 120.0, 7.0, 0.1, 0.004] | 0 | 0 | [210.0, 500.0, 900.0, 2300.0, 5000.0] | 0 | 0
Siemens NH-1-25 | Siemens NH-1-25 | 25 | [4000.0, 1000.0, 10.0, 0.2, 0.02, 0.01] | 0 | 0 | [40.0, 50.0, 100.0, 210.0, 400.0, 500.0] | 0 | 0
Siemens NH-1-50 | Siemens NH-1-50 | 50 | [4000.0, 40.0, 4.0, 1.0, 0.02, 0.01] | 0 | 0 | [86.0, 200.0, 300.0, 400.0, 1000.0, 1280.0] | 0 | 0
Siemens NH-1-63 | Siemens NH-1-63 | 63 | [4000.0, 100.0, 10.0, 2.0, 0.04, 0.01] | 0 | 0 | [100.0, 200.0, 300.0, 400.0, 1000.0, 1500.0] | 0 | 0
Siemens NH-1-80 | Siemens NH-1-80 | 80 | [4800.0, 120.0, 7.0, 0.1, 0.01] | 0 | 0 | [150.58, 250.0, 450.0, 1150.0, 2470.0] | 0 | 0
Siemens NH-2-1000 | Siemens NH-2-1000 | 1000 | [4800.0, 120.0, 7.0, 0.1, 0.004] | 0 | 0 | [1900.0, 3500.0, 8400.0, 24000.0, 52000.0] | 0 | 0
Siemens NH-2-200 | Siemens NH-2-200 | 200 | [4800.0, 120.0, 7.0, 0.1, 0.004] | 0 | 0 | [280.0, 650.0, 1200.0, 3000.0, 7000.0] | 0 | 0
Siemens NH-2-224 | Siemens NH-2-224 | 224 | [4800.0, 120.0, 7.0, 0.2, 0.04, 0.004] | 0 | 0 | [400.0, 750.0, 1453.0, 3025.0, 4315.0, 7600.0] | 0 | 0
Siemens NH-2-250 | Siemens NH-2-250 | 250 | [4800.0, 120.0, 7.0, 0.1, 0.004] | 0 | 0 | [450.0, 800.0, 1650.0, 4000.0, 8500.0] | 0 | 0
Siemens NH-2-315 | Siemens NH-2-315 | 315 | [4800.0, 120.0, 7.0, 0.1, 0.004] | 0 | 0 | [550.0, 920.0, 1900.0, 5000.0, 11000.0] | 0 | 0
Siemens NH-2-355 | Siemens NH-2-355 | 355 | [4800.0, 120.0, 6.0, 0.1, 0.004] | 0 | 0 | [650.0, 1116.27, 2350.0, 5840.0, 12790.0] | 0 | 0
Siemens NH-2-400 | Siemens NH-2-400 | 400 | [4800.0, 120.0, 7.0, 0.1, 0.004] | 0 | 0 | [720.0, 1350.0, 2800.0, 6500.0, 15000.0] | 0 | 0
Siemens NH-2-425 | Siemens NH-2-425 | 425 | [4800.0, 120.0, 7.0, 0.1, 0.004] | 0 | 0 | [850.0, 1500.0, 3050.0, 7500.0, 16500.0] | 0 | 0
Siemens NH-2-630 | Siemens NH-2-630 | 630 | [4800.0, 120.0, 7.0, 0.1, 0.004] | 0 | 0 | [1200.0, 2000.0, 4800.0, 12000.0, 26000.0] | 0 | 0

## dtypes
| element | column | dtype
0 | bus | name | object
1 | bus | vn_kv | float64
2 | bus | type | object
3 | bus | zone | object
4 | bus | in_service | bool
5 | load | name | object
6 | load | bus | uint32
7 | load | p_mw | float64
8 | load | q_mvar | float64
9 | load | const_z_percent | float64
10 | load | const_i_percent | float64
11 | load | sn_mva | float64
12 | load | scaling | float64
13 | load | in_service | bool
14 | load | type | object
15 | ext_grid | name | object
16 | ext_grid | bus | uint32
17 | ext_grid | vm_pu | float64
18 | ext_grid | va_degree | float64
19 | ext_grid | slack_weight | float64
20 | ext_grid | in_service | bool
21 | line | name | object
22 | line | std_type | object
23 | line | from_bus | uint32
24 | line | to_bus | uint32
25 | line | length_km | float64
26 | line | r_ohm_per_km | float64
27 | line | x_ohm_per_km | float64
28 | line | c_nf_per_km | float64
29 | line | g_us_per_km | float64
30 | line | max_i_ka | float64
31 | line | df | float64
32 | line | parallel | uint32
33 | line | type | object
34 | line | in_service | bool
35 | trafo | name | object
36 | trafo | std_type | object
37 | trafo | hv_bus | uint32
38 | trafo | lv_bus | uint32
39 | trafo | sn_mva | float64
40 | trafo | vn_hv_kv | float64
41 | trafo | vn_lv_kv | float64
42 | trafo | vk_percent | float64
43 | trafo | vkr_percent | float64
44 | trafo | pfe_kw | float64
45 | trafo | i0_percent | float64
46 | trafo | shift_degree | float64
47 | trafo | tap_side | object
48 | trafo | tap_neutral | int32
49 | trafo | tap_min | int32
50 | trafo | tap_max | int32
51 | trafo | tap_step_percent | float64
52 | trafo | tap_step_degree | float64
53 | trafo | tap_pos | int32
54 | trafo | tap_phase_shifter | bool
55 | trafo | parallel | uint32
56 | trafo | df | float64
57 | trafo | in_service | bool
58 | line_geodata | coords | object
59 | bus_geodata | x | float64
60 | bus_geodata | y | float64
61 | bus_geodata | coords | object

## parameters
| version | format_version | converged | OPF_converged | name | f_hz | sn_mva
0 | 2.14.6 | 2.14.0 | FALSE | FALSE |  | 50 | 1