## bus
| name | vn_kv | type | zone | in_service
0 | bus_LV_2762-3_0_4_node_0 | 0.4 | n |  | TRUE
1 | bus_LV_2762-3_0_4_node_1 | 0.4 | n |  | TRUE
2 | bus_LV_2762-3_0_4_node_2 | 0.4 | n |  | TRUE
3 | bus_LV_2762-3_0_4_node_3 | 0.4 | n |  | TRUE
4 | bus_LV_2762-3_0_4_node_6 | 0.4 | n |  | TRUE
5 | bus_LV_2762-3_0_4_node_4 | 0.4 | n |  | TRUE
6 | bus_LV_2762-3_0_4_node_274 | 0.4 | n |  | TRUE
7 | bus_LV_2762-3_0_4_node_5 | 0.4 | n |  | TRUE
8 | bus_LV_2762-3_0_4_node_7 | 0.4 | n |  | TRUE
9 | bus_LV_2762-3_0_4_node_8 | 0.4 | n |  | TRUE
10 | bus_LV_2762-3_0_4_node_273 | 0.4 | n |  | TRUE
11 | bus_LV_2762-3_0_4_node_276 | 0.4 | n |  | TRUE
12 | bus_LV_2762-3_0_4_node_275 | 0.4 | n |  | TRUE
13 | bus_LV_2762-3_0_4_node_9 | 0.4 | n |  | TRUE
14 | bus_LV_2762-3_0_4_node_10 | 0.4 | n |  | TRUE
15 | bus_LV_2762-3_0_4_node_11 | 0.4 | n |  | TRUE
16 | bus_LV_2762-3_0_4_node_13 | 0.4 | n |  | TRUE
17 | bus_LV_2762-3_0_4_node_14 | 0.4 | n |  | TRUE
18 | bus_LV_2762-3_0_4_node_15 | 0.4 | n |  | TRUE
19 | bus_LV_2762-3_0_4_node_16 | 0.4 | n |  | TRUE
20 | bus_LV_2762-3_0_4_node_17 | 0.4 | n |  | TRUE
21 | bus_LV_2762-3_0_4_node_18 | 0.4 | n |  | TRUE
22 | bus_LV_2762-3_0_4_node_19 | 0.4 | n |  | TRUE
23 | bus_LV_2762-3_0_4_node_20 | 0.4 | n |  | TRUE
24 | bus_LV_2762-3_0_4_node_21 | 0.4 | n |  | TRUE
25 | bus_LV_2762-3_0_4_node_22 | 0.4 | n |  | TRUE
26 | bus_LV_2762-3_0_4_node_23 | 0.4 | n |  | TRUE
27 | bus_LV_2762-3_0_4_node_24 | 0.4 | n |  | TRUE
28 | bus_LV_2762-3_0_4_node_25 | 0.4 | n |  | TRUE
29 | bus_LV_2762-3_0_4_node_26 | 0.4 | n |  | TRUE
30 | bus_LV_2762-3_0_4_node_27 | 0.4 | n |  | TRUE
31 | bus_LV_2762-3_0_4_node_28 | 0.4 | n |  | TRUE
32 | bus_LV_2762-3_0_4_node_35 | 0.4 | n |  | TRUE
33 | bus_LV_2762-3_0_4_node_34 | 0.4 | n |  | TRUE
34 | bus_LV_2762-3_0_4_node_29 | 0.4 | n |  | TRUE
35 | bus_LV_2762-3_0_4_node_30 | 0.4 | n |  | TRUE
36 | bus_LV_2762-3_0_4_node_32 | 0.4 | n |  | TRUE
37 | bus_LV_2762-3_0_4_node_33 | 0.4 | n |  | TRUE
38 | bus_LV_2762-3_0_4_node_204 | 0.4 | n |  | TRUE
39 | bus_LV_2762-3_0_4_node_283 | 0.4 | n |  | TRUE
40 | bus_LV_2762-3_0_4_node_36 | 0.4 | n |  | TRUE
41 | bus_LV_2762-3_0_4_node_205 | 0.4 | n |  | TRUE
42 | bus_LV_2762-3_0_4_node_203 | 0.4 | n |  | TRUE
43 | bus_LV_2762-3_0_4_node_282 | 0.4 | n |  | TRUE
44 | bus_LV_2762-3_0_4_node_37 | 0.4 | n |  | TRUE
45 | bus_LV_2762-3_0_4_node_38 | 0.4 | n |  | TRUE
46 | bus_LV_2762-3_0_4_node_39 | 0.4 | n |  | TRUE
47 | bus_LV_2762-3_0_4_node_40 | 0.4 | n |  | TRUE
48 | bus_LV_2762-3_0_4_node_41 | 0.4 | n |  | TRUE
49 | bus_LV_2762-3_0_4_node_185 | 0.4 | n |  | TRUE
50 | bus_LV_2762-3_0_4_node_186 | 0.4 | n |  | TRUE
51 | bus_LV_2762-3_0_4_node_42 | 0.4 | n |  | TRUE
52 | bus_LV_2762-3_0_4_node_43 | 0.4 | n |  | TRUE
53 | bus_LV_2762-3_0_4_node_44 | 0.4 | n |  | TRUE
54 | bus_LV_2762-3_0_4_node_60 | 0.4 | n |  | TRUE
55 | bus_LV_2762-3_0_4_node_52 | 0.4 | n |  | TRUE
56 | bus_LV_2762-3_0_4_node_74 | 0.4 | n |  | TRUE
57 | bus_LV_2762-3_0_4_node_50 | 0.4 | n |  | TRUE
58 | bus_LV_2762-3_0_4_node_45 | 0.4 | n |  | TRUE
59 | bus_LV_2762-3_0_4_node_46 | 0.4 | n |  | TRUE
60 | bus_LV_2762-3_0_4_node_47 | 0.4 | n |  | TRUE
61 | bus_LV_2762-3_0_4_node_49 | 0.4 | n |  | TRUE
62 | bus_LV_2762-3_0_4_node_48 | 0.4 | n |  | TRUE
63 | bus_LV_2762-3_0_4_node_59 | 0.4 | n |  | TRUE
64 | bus_LV_2762-3_0_4_node_57 | 0.4 | n |  | TRUE
65 | bus_LV_2762-3_0_4_node_61 | 0.4 | n |  | TRUE
66 | bus_LV_2762-3_0_4_node_58 | 0.4 | n |  | TRUE
67 | bus_LV_2762-3_0_4_node_51 | 0.4 | n |  | TRUE
68 | bus_LV_2762-3_0_4_node_53 | 0.4 | n |  | TRUE
69 | bus_LV_2762-3_0_4_node_54 | 0.4 | n |  | TRUE
70 | bus_LV_2762-3_0_4_node_55 | 0.4 | n |  | TRUE
71 | bus_LV_2762-3_0_4_node_56 | 0.4 | n |  | TRUE
72 | bus_LV_2762-3_0_4_node_62 | 0.4 | n |  | TRUE
73 | bus_LV_2762-3_0_4_node_140 | 0.4 | n |  | TRUE
74 | bus_LV_2762-3_0_4_node_73 | 0.4 | n |  | TRUE
75 | bus_LV_2762-3_0_4_node_63 | 0.4 | n |  | TRUE
76 | bus_LV_2762-3_0_4_node_64 | 0.4 | n |  | TRUE
77 | bus_LV_2762-3_0_4_node_65 | 0.4 | n |  | TRUE
78 | bus_LV_2762-3_0_4_node_80 | 0.4 | n |  | TRUE
79 | bus_LV_2762-3_0_4_node_78 | 0.4 | n |  | TRUE
80 | bus_LV_2762-3_0_4_node_66 | 0.4 | n |  | TRUE
81 | bus_LV_2762-3_0_4_node_94 | 0.4 | n |  | TRUE
82 | bus_LV_2762-3_0_4_node_92 | 0.4 | n |  | TRUE
83 | bus_LV_2762-3_0_4_node_77 | 0.4 | n |  | TRUE
84 | bus_LV_2762-3_0_4_node_67 | 0.4 | n |  | TRUE
85 | bus_LV_2762-3_0_4_node_68 | 0.4 | n |  | TRUE
86 | bus_LV_2762-3_0_4_node_69 | 0.4 | n |  | TRUE
87 | bus_LV_2762-3_0_4_node_70 | 0.4 | n |  | TRUE
88 | bus_LV_2762-3_0_4_node_71 | 0.4 | n |  | TRUE
89 | bus_LV_2762-3_0_4_node_75 | 0.4 | n |  | TRUE
90 | bus_LV_2762-3_0_4_node_76 | 0.4 | n |  | TRUE
91 | bus_LV_2762-3_0_4_node_72 | 0.4 | n |  | TRUE
92 | bus_LV_2762-3_0_4_node_85 | 0.4 | n |  | TRUE
93 | bus_LV_2762-3_0_4_node_141 | 0.4 | n |  | TRUE
94 | bus_LV_2762-3_0_4_node_129 | 0.4 | n |  | TRUE
95 | bus_LV_2762-3_0_4_node_128 | 0.4 | n |  | TRUE
96 | bus_LV_2762-3_0_4_node_86 | 0.4 | n |  | TRUE
97 | bus_LV_2762-3_0_4_node_84 | 0.4 | n |  | TRUE
98 | bus_LV_2762-3_0_4_node_79 | 0.4 | n |  | TRUE
99 | bus_LV_2762-3_0_4_node_95 | 0.4 | n |  | TRUE
100 | bus_LV_2762-3_0_4_node_91 | 0.4 | n |  | TRUE
101 | bus_LV_2762-3_0_4_node_81 | 0.4 | n |  | TRUE
102 | bus_LV_2762-3_0_4_node_82 | 0.4 | n |  | TRUE
103 | bus_LV_2762-3_0_4_node_83 | 0.4 | n |  | TRUE
104 | bus_LV_2762-3_0_4_node_127 | 0.4 | n |  | TRUE
105 | bus_LV_2762-3_0_4_node_119 | 0.4 | n |  | TRUE
106 | bus_LV_2762-3_0_4_node_87 | 0.4 | n |  | TRUE
107 | bus_LV_2762-3_0_4_node_88 | 0.4 | n |  | TRUE
108 | bus_LV_2762-3_0_4_node_89 | 0.4 | n |  | TRUE
109 | bus_LV_2762-3_0_4_node_90 | 0.4 | n |  | TRUE
110 | bus_LV_2762-3_0_4_node_118 | 0.4 | n |  | TRUE
111 | bus_LV_2762-3_0_4_node_116 | 0.4 | n |  | TRUE
112 | bus_LV_2762-3_0_4_node_93 | 0.4 | n |  | TRUE
113 | bus_LV_2762-3_0_4_node_97 | 0.4 | n |  | TRUE
114 | bus_LV_2762-3_0_4_node_98 | 0.4 | n |  | TRUE
115 | bus_LV_2762-3_0_4_node_96 | 0.4 | n |  | TRUE
116 | bus_LV_2762-3_0_4_node_99 | 0.4 | n |  | TRUE
117 | bus_LV_2762-3_0_4_node_101 | 0.4 | n |  | TRUE
118 | bus_LV_2762-3_0_4_node_102 | 0.4 | n |  | TRUE
119 | bus_LV_2762-3_0_4_node_139 | 0.4 | n |  | TRUE
120 | bus_LV_2762-3_0_4_node_138 | 0.4 | n |  | TRUE
121 | bus_LV_2762-3_0_4_node_103 | 0.4 | n |  | TRUE
122 | bus_LV_2762-3_0_4_node_104 | 0.4 | n |  | TRUE
123 | bus_LV_2762-3_0_4_node_105 | 0.4 | n |  | TRUE
124 | bus_LV_2762-3_0_4_node_106 | 0.4 | n |  | TRUE
125 | bus_LV_2762-3_0_4_node_107 | 0.4 | n |  | TRUE
126 | bus_LV_2762-3_0_4_node_108 | 0.4 | n |  | TRUE
127 | bus_LV_2762-3_0_4_node_109 | 0.4 | n |  | TRUE
128 | bus_LV_2762-3_0_4_node_110 | 0.4 | n |  | TRUE
129 | bus_LV_2762-3_0_4_node_111 | 0.4 | n |  | TRUE
130 | bus_LV_2762-3_0_4_node_112 | 0.4 | n |  | TRUE
131 | bus_LV_2762-3_0_4_node_113 | 0.4 | n |  | TRUE
132 | bus_LV_2762-3_0_4_node_117 | 0.4 | n |  | TRUE
133 | bus_LV_2762-3_0_4_node_206 | 0.4 | n |  | TRUE
134 | bus_LV_2762-3_0_4_node_134 | 0.4 | n |  | TRUE
135 | bus_LV_2762-3_0_4_node_121 | 0.4 | n |  | TRUE
136 | bus_LV_2762-3_0_4_node_115 | 0.4 | n |  | TRUE
137 | bus_LV_2762-3_0_4_node_207 | 0.4 | n |  | TRUE
138 | bus_LV_2762-3_0_4_node_132 | 0.4 | n |  | TRUE
139 | bus_LV_2762-3_0_4_node_192 | 0.4 | n |  | TRUE
140 | bus_LV_2762-3_0_4_node_191 | 0.4 | n |  | TRUE
141 | bus_LV_2762-3_0_4_node_114 | 0.4 | n |  | TRUE
142 | bus_LV_2762-3_0_4_node_120 | 0.4 | n |  | TRUE
143 | bus_LV_2762-3_0_4_node_122 | 0.4 | n |  | TRUE
144 | bus_LV_2762-3_0_4_node_123 | 0.4 | n |  | TRUE
145 | bus_LV_2762-3_0_4_node_124 | 0.4 | n |  | TRUE
146 | bus_LV_2762-3_0_4_node_125 | 0.4 | n |  | TRUE
147 | bus_LV_2762-3_0_4_node_126 | 0.4 | n |  | TRUE
148 | bus_LV_2762-3_0_4_node_211 | 0.4 | n |  | TRUE
149 | bus_LV_2762-3_0_4_node_131 | 0.4 | n |  | TRUE
150 | bus_LV_2762-3_0_4_node_212 | 0.4 | n |  | TRUE
151 | bus_LV_2762-3_0_4_node_158 | 0.4 | n |  | TRUE
152 | bus_LV_2762-3_0_4_node_159 | 0.4 | n |  | TRUE
153 | bus_LV_2762-3_0_4_node_130 | 0.4 | n |  | TRUE
154 | bus_LV_2762-3_0_4_node_151 | 0.4 | n |  | TRUE
155 | bus_LV_2762-3_0_4_node_173 | 0.4 | n |  | TRUE
156 | bus_LV_2762-3_0_4_node_133 | 0.4 | n |  | TRUE
157 | bus_LV_2762-3_0_4_node_135 | 0.4 | n |  | TRUE
158 | bus_LV_2762-3_0_4_node_136 | 0.4 | n |  | TRUE
159 | bus_LV_2762-3_0_4_node_137 | 0.4 | n |  | TRUE
160 | bus_LV_2762-3_0_4_node_142 | 0.4 | n |  | TRUE
161 | bus_LV_2762-3_0_4_node_143 | 0.4 | n |  | TRUE
162 | bus_LV_2762-3_0_4_node_144 | 0.4 | n |  | TRUE
163 | bus_LV_2762-3_0_4_node_145 | 0.4 | n |  | TRUE
164 | bus_LV_2762-3_0_4_node_146 | 0.4 | n |  | TRUE
165 | bus_LV_2762-3_0_4_node_152 | 0.4 | n |  | TRUE
166 | bus_LV_2762-3_0_4_node_160 | 0.4 | n |  | TRUE
167 | bus_LV_2762-3_0_4_node_149 | 0.4 | n |  | TRUE
168 | bus_LV_2762-3_0_4_node_147 | 0.4 | n |  | TRUE
169 | bus_LV_2762-3_0_4_node_148 | 0.4 | n |  | TRUE
170 | bus_LV_2762-3_0_4_node_150 | 0.4 | n |  | TRUE
171 | bus_LV_2762-3_0_4_node_154 | 0.4 | n |  | TRUE
172 | bus_LV_2762-3_0_4_node_157 | 0.4 | n |  | TRUE
173 | bus_LV_2762-3_0_4_node_153 | 0.4 | n |  | TRUE
174 | bus_LV_2762-3_0_4_node_156 | 0.4 | n |  | TRUE
175 | bus_LV_2762-3_0_4_node_161 | 0.4 | n |  | TRUE
176 | bus_LV_2762-3_0_4_node_155 | 0.4 | n |  | TRUE
177 | bus_LV_2762-3_0_4_node_174 | 0.4 | n |  | TRUE
178 | bus_LV_2762-3_0_4_node_162 | 0.4 | n |  | TRUE
179 | bus_LV_2762-3_0_4_node_163 | 0.4 | n |  | TRUE
180 | bus_LV_2762-3_0_4_node_164 | 0.4 | n |  | TRUE
181 | bus_LV_2762-3_0_4_node_165 | 0.4 | n |  | TRUE
182 | bus_LV_2762-3_0_4_node_166 | 0.4 | n |  | TRUE
183 | bus_LV_2762-3_0_4_node_172 | 0.4 | n |  | TRUE
184 | bus_LV_2762-3_0_4_node_170 | 0.4 | n |  | TRUE
185 | bus_LV_2762-3_0_4_node_167 | 0.4 | n |  | TRUE
186 | bus_LV_2762-3_0_4_node_168 | 0.4 | n |  | TRUE
187 | bus_LV_2762-3_0_4_node_169 | 0.4 | n |  | TRUE
188 | bus_LV_2762-3_0_4_node_171 | 0.4 | n |  | TRUE
189 | bus_LV_2762-3_0_4_node_184 | 0.4 | n |  | TRUE
190 | bus_LV_2762-3_0_4_node_264 | 0.4 | n |  | TRUE
191 | bus_LV_2762-3_0_4_node_183 | 0.4 | n |  | TRUE
192 | bus_LV_2762-3_0_4_node_175 | 0.4 | n |  | TRUE
193 | bus_LV_2762-3_0_4_node_176 | 0.4 | n |  | TRUE
194 | bus_LV_2762-3_0_4_node_177 | 0.4 | n |  | TRUE
195 | bus_LV_2762-3_0_4_node_178 | 0.4 | n |  | TRUE
196 | bus_LV_2762-3_0_4_node_179 | 0.4 | n |  | TRUE
197 | bus_LV_2762-3_0_4_node_180 | 0.4 | n |  | TRUE
198 | bus_LV_2762-3_0_4_node_181 | 0.4 | n |  | TRUE
199 | bus_LV_2762-3_0_4_node_182 | 0.4 | n |  | TRUE
200 | bus_LV_2762-3_0_4_node_213 | 0.4 | n |  | TRUE
201 | bus_LV_2762-3_0_4_node_214 | 0.4 | n |  | TRUE
202 | bus_LV_2762-3_0_4_node_263 | 0.4 | n |  | TRUE
203 | bus_LV_2762-3_0_4_node_187 | 0.4 | n |  | TRUE
204 | bus_LV_2762-3_0_4_node_188 | 0.4 | n |  | TRUE
205 | bus_LV_2762-3_0_4_node_189 | 0.4 | n |  | TRUE
206 | bus_LV_2762-3_0_4_node_190 | 0.4 | n |  | TRUE
207 | bus_LV_2762-3_0_4_node_193 | 0.4 | n |  | TRUE
208 | bus_LV_2762-3_0_4_node_194 | 0.4 | n |  | TRUE
209 | bus_LV_2762-3_0_4_node_195 | 0.4 | n |  | TRUE
210 | bus_LV_2762-3_0_4_node_196 | 0.4 | n |  | TRUE
211 | bus_LV_2762-3_0_4_node_225 | 0.4 | n |  | TRUE
212 | bus_LV_2762-3_0_4_node_224 | 0.4 | n |  | TRUE
213 | bus_LV_2762-3_0_4_node_197 | 0.4 | n |  | TRUE
214 | bus_LV_2762-3_0_4_node_198 | 0.4 | n |  | TRUE
215 | bus_LV_2762-3_0_4_node_226 | 0.4 | n |  | TRUE
216 | bus_LV_2762-3_0_4_node_223 | 0.4 | n |  | TRUE
217 | bus_LV_2762-3_0_4_node_199 | 0.4 | n |  | TRUE
218 | bus_LV_2762-3_0_4_node_200 | 0.4 | n |  | TRUE
219 | bus_LV_2762-3_0_4_node_201 | 0.4 | n |  | TRUE
220 | bus_LV_2762-3_0_4_node_202 | 0.4 | n |  | TRUE
221 | bus_LV_2762-3_0_4_node_265 | 0.4 | n |  | TRUE
222 | bus_LV_2762-3_0_4_node_266 | 0.4 | n |  | TRUE
223 | bus_LV_2762-3_0_4_node_208 | 0.4 | n |  | TRUE
224 | bus_LV_2762-3_0_4_node_209 | 0.4 | n |  | TRUE
225 | bus_LV_2762-3_0_4_node_210 | 0.4 | n |  | TRUE
226 | bus_LV_2762-3_0_4_node_215 | 0.4 | n |  | TRUE
227 | bus_LV_2762-3_0_4_node_216 | 0.4 | n |  | TRUE
228 | bus_LV_2762-3_0_4_node_222 | 0.4 | n |  | TRUE
229 | bus_LV_2762-3_0_4_node_217 | 0.4 | n |  | TRUE
230 | bus_LV_2762-3_0_4_node_218 | 0.4 | n |  | TRUE
231 | bus_LV_2762-3_0_4_node_219 | 0.4 | n |  | TRUE
232 | bus_LV_2762-3_0_4_node_220 | 0.4 | n |  | TRUE
233 | bus_LV_2762-3_0_4_node_221 | 0.4 | n |  | TRUE
234 | bus_LV_2762-3_0_4_node_227 | 0.4 | n |  | TRUE
235 | bus_LV_2762-3_0_4_node_228 | 0.4 | n |  | TRUE
236 | bus_LV_2762-3_0_4_node_229 | 0.4 | n |  | TRUE
237 | bus_LV_2762-3_0_4_node_230 | 0.4 | n |  | TRUE
238 | bus_LV_2762-3_0_4_node_231 | 0.4 | n |  | TRUE
239 | bus_LV_2762-3_0_4_node_232 | 0.4 | n |  | TRUE
240 | bus_LV_2762-3_0_4_node_233 | 0.4 | n |  | TRUE
241 | bus_LV_2762-3_0_4_node_234 | 0.4 | n |  | TRUE
242 | bus_LV_2762-3_0_4_node_247 | 0.4 | n |  | TRUE
243 | bus_LV_2762-3_0_4_node_248 | 0.4 | n |  | TRUE
244 | bus_LV_2762-3_0_4_node_251 | 0.4 | n |  | TRUE
245 | bus_LV_2762-3_0_4_node_249 | 0.4 | n |  | TRUE
246 | bus_LV_2762-3_0_4_node_235 | 0.4 | n |  | TRUE
247 | bus_LV_2762-3_0_4_node_236 | 0.4 | n |  | TRUE
248 | bus_LV_2762-3_0_4_node_237 | 0.4 | n |  | TRUE
249 | bus_LV_2762-3_0_4_node_238 | 0.4 | n |  | TRUE
250 | bus_LV_2762-3_0_4_node_239 | 0.4 | n |  | TRUE
251 | bus_LV_2762-3_0_4_node_244 | 0.4 | n |  | TRUE
252 | bus_LV_2762-3_0_4_node_254 | 0.4 | n |  | TRUE
253 | bus_LV_2762-3_0_4_node_242 | 0.4 | n |  | TRUE
254 | bus_LV_2762-3_0_4_node_255 | 0.4 | n |  | TRUE
255 | bus_LV_2762-3_0_4_node_240 | 0.4 | n |  | TRUE
256 | bus_LV_2762-3_0_4_node_241 | 0.4 | n |  | TRUE
257 | bus_LV_2762-3_0_4_node_243 | 0.4 | n |  | TRUE
258 | bus_LV_2762-3_0_4_node_245 | 0.4 | n |  | TRUE
259 | bus_LV_2762-3_0_4_node_246 | 0.4 | n |  | TRUE
260 | bus_LV_2762-3_0_4_node_250 | 0.4 | n |  | TRUE
261 | bus_LV_2762-3_0_4_node_252 | 0.4 | n |  | TRUE
262 | bus_LV_2762-3_0_4_node_253 | 0.4 | n |  | TRUE
263 | bus_LV_2762-3_0_4_node_279 | 0.4 | n |  | TRUE
264 | bus_LV_2762-3_0_4_node_280 | 0.4 | n |  | TRUE
265 | bus_LV_2762-3_0_4_node_277 | 0.4 | n |  | TRUE
266 | bus_LV_2762-3_0_4_node_256 | 0.4 | n |  | TRUE
267 | bus_LV_2762-3_0_4_node_257 | 0.4 | n |  | TRUE
268 | bus_LV_2762-3_0_4_node_258 | 0.4 | n |  | TRUE
269 | bus_LV_2762-3_0_4_node_259 | 0.4 | n |  | TRUE
270 | bus_LV_2762-3_0_4_node_260 | 0.4 | n |  | TRUE
271 | bus_LV_2762-3_0_4_node_261 | 0.4 | n |  | TRUE
272 | bus_LV_2762-3_0_4_node_262 | 0.4 | n |  | TRUE
273 | bus_LV_2762-3_0_4_node_267 | 0.4 | n |  | TRUE
274 | bus_LV_2762-3_0_4_node_268 | 0.4 | n |  | TRUE
275 | bus_LV_2762-3_0_4_node_269 | 0.4 | n |  | TRUE
276 | bus_LV_2762-3_0_4_node_270 | 0.4 | n |  | TRUE
277 | bus_LV_2762-3_0_4_node_271 | 0.4 | n |  | TRUE
278 | bus_LV_2762-3_0_4_node_272 | 0.4 | n |  | TRUE
279 | bus_LV_2762-3_0_4_node_278 | 0.4 | n |  | TRUE
280 | bus_LV_2762-3_0_4_node_281 | 0.4 | n |  | TRUE
281 | bus_MV_566_0_node_82 | 20 | n |  | TRUE

## load
| name | bus | p_mw | q_mvar | const_z_percent | const_i_percent | sn_mva | scaling | in_service | type
0 | LV_2762-3_0_4_load_0 | 0 | 0.0014255 | 0.00035726 | 0 | 0 |  | 1 | TRUE | wye
1 | LV_2762-3_0_4_load_1 | 1 | 0.001167 | 0.00029248 | 0 | 0 |  | 1 | TRUE | wye
2 | LV_2762-3_0_4_load_4 | 5 | 0.001786 | 0.00044762 | 0 | 0 |  | 1 | TRUE | wye
3 | LV_2762-3_0_4_load_274 | 6 | 0.0011622 | 0.00029128 | 0 | 0 |  | 1 | TRUE | wye
4 | LV_2762-3_0_4_load_7 | 8 | 0.0036201 | 0.00090727 | 0 | 0 |  | 1 | TRUE | wye
5 | LV_2762-3_0_4_load_8 | 9 | 0.00046572 | 0.00011672 | 0 | 0 |  | 1 | TRUE | wye
6 | LV_2762-3_0_4_load_273 | 10 | 0.0036436 | 0.00091317 | 0 | 0 |  | 1 | TRUE | wye
7 | LV_2762-3_0_4_load_276 | 11 | 0.00046284 | 0.000116 | 0 | 0 |  | 1 | TRUE | wye
8 | LV_2762-3_0_4_load_275 | 12 | 0.00034978 | 8.7662e-05 | 0 | 0 |  | 1 | TRUE | wye
9 | LV_2762-3_0_4_load_9 | 13 | 0.0033659 | 0.00084357 | 0 | 0 |  | 1 | TRUE | wye
10 | LV_2762-3_0_4_load_10 | 14 | 0.0012601 | 0.00031581 | 0 | 0 |  | 1 | TRUE | wye
11 | LV_2762-3_0_4_load_13 | 16 | 0.00068744 | 0.00017229 | 0 | 0 |  | 1 | TRUE | wye
12 | LV_2762-3_0_4_load_14 | 17 | 0.0019189 | 0.00048091 | 0 | 0 |  | 1 | TRUE | wye
13 | LV_2762-3_0_4_load_15 | 18 | 0.00094834 | 0.00023768 | 0 | 0 |  | 1 | TRUE | wye
14 | LV_2762-3_0_4_load_16 | 19 | 0.0013969 | 0.0003501 | 0 | 0 |  | 1 | TRUE | wye
15 | LV_2762-3_0_4_load_17 | 20 | 0.0013834 | 0.00034672 | 0 | 0 |  | 1 | TRUE | wye
16 | LV_2762-3_0_4_load_18 | 21 | 0.0023778 | 0.00059592 | 0 | 0 |  | 1 | TRUE | wye
17 | LV_2762-3_0_4_load_19 | 22 | 0.0022844 | 0.00057252 | 0 | 0 |  | 1 | TRUE | wye
18 | LV_2762-3_0_4_load_20 | 23 | 0.002039 | 0.00051103 | 0 | 0 |  | 1 | TRUE | wye
19 | LV_2762-3_0_4_load_21 | 24 | 0.0023468 | 0.00058817 | 0 | 0 |  | 1 | TRUE | wye
20 | LV_2762-3_0_4_load_22 | 25 | 0.0031872 | 0.00079879 | 0 | 0 |  | 1 | TRUE | wye
21 | LV_2762-3_0_4_load_23 | 26 | 0.0023178 | 0.00058089 | 0 | 0 |  | 1 | TRUE | wye
22 | LV_2762-3_0_4_load_24 | 27 | 0.0013995 | 0.00035075 | 0 | 0 |  | 1 | TRUE | wye
23 | LV_2762-3_0_4_load_25 | 28 | 0.0031872 | 0.00079879 | 0 | 0 |  | 1 | TRUE | wye
24 | LV_2762-3_0_4_load_26 | 29 | 0.0031852 | 0.0007983 | 0 | 0 |  | 1 | TRUE | wye
25 | LV_2762-3_0_4_load_27 | 30 | 0.0011174 | 0.00028005 | 0 | 0 |  | 1 | TRUE | wye
26 | LV_2762-3_0_4_load_28 | 31 | 0.0025521 | 0.00063961 | 0 | 0 |  | 1 | TRUE | wye
27 | LV_2762-3_0_4_load_35 | 32 | 0.002678 | 0.00067118 | 0 | 0 |  | 1 | TRUE | wye
28 | LV_2762-3_0_4_load_29 | 34 | 0.0032534 | 0.00081538 | 0 | 0 |  | 1 | TRUE | wye
29 | LV_2762-3_0_4_load_30 | 35 | 0.002806 | 0.00070325 | 0 | 0 |  | 1 | TRUE | wye
30 | LV_2762-3_0_4_load_32 | 36 | 0.0028115 | 0.00070464 | 0 | 0 |  | 1 | TRUE | wye
31 | LV_2762-3_0_4_load_33 | 37 | 0.0013147 | 0.00032949 | 0 | 0 |  | 1 | TRUE | wye
32 | LV_2762-3_0_4_load_283 | 39 | 0.0027098 | 0.00067913 | 0 | 0 |  | 1 | TRUE | wye
33 | LV_2762-3_0_4_load_36 | 40 | 0.0028155 | 0.00070562 | 0 | 0 |  | 1 | TRUE | wye
34 | LV_2762-3_0_4_load_203 | 42 | 0.0013143 | 0.00032939 | 0 | 0 |  | 1 | TRUE | wye
35 | LV_2762-3_0_4_load_282 | 43 | 0.0028174 | 0.0007061 | 0 | 0 |  | 1 | TRUE | wye
36 | LV_2762-3_0_4_load_37 | 44 | 0.0019899 | 0.00049873 | 0 | 0 |  | 1 | TRUE | wye
37 | LV_2762-3_0_4_load_38 | 45 | 0.0019932 | 0.00049955 | 0 | 0 |  | 1 | TRUE | wye
38 | LV_2762-3_0_4_load_40 | 47 | 0.0020624 | 0.00051688 | 0 | 0 |  | 1 | TRUE | wye
39 | LV_2762-3_0_4_load_41 | 48 | 0.0020343 | 0.00050985 | 0 | 0 |  | 1 | TRUE | wye
40 | LV_2762-3_0_4_load_185 | 49 | 0.0017855 | 0.00044749 | 0 | 0 |  | 1 | TRUE | wye
41 | LV_2762-3_0_4_load_186 | 50 | 0.0017846 | 0.00044727 | 0 | 0 |  | 1 | TRUE | wye
42 | LV_2762-3_0_4_load_42 | 51 | 0.0013498 | 0.00033829 | 0 | 0 |  | 1 | TRUE | wye
43 | LV_2762-3_0_4_load_43 | 52 | 0.0019878 | 0.00049819 | 0 | 0 |  | 1 | TRUE | wye
44 | LV_2762-3_0_4_load_60 | 54 | 0.0013395 | 0.0003357 | 0 | 0 |  | 1 | TRUE | wye
45 | LV_2762-3_0_4_load_52 | 55 | 0.00061645 | 0.0001545 | 0 | 0 |  | 1 | TRUE | wye
46 | LV_2762-3_0_4_load_50 | 57 | 0.0008458 | 0.00021198 | 0 | 0 |  | 1 | TRUE | wye
47 | LV_2762-3_0_4_load_45 | 58 | 0.001522 | 0.00038144 | 0 | 0 |  | 1 | TRUE | wye
48 | LV_2762-3_0_4_load_48 | 62 | 0.0011137 | 0.00027912 | 0 | 0 |  | 1 | TRUE | wye
49 | LV_2762-3_0_4_load_59 | 63 | 0.00097994 | 0.0002456 | 0 | 0 |  | 1 | TRUE | wye
50 | LV_2762-3_0_4_load_57 | 64 | 0.0010793 | 0.00027049 | 0 | 0 |  | 1 | TRUE | wye
51 | LV_2762-3_0_4_load_61 | 65 | 0.0012275 | 0.00030763 | 0 | 0 |  | 1 | TRUE | wye
52 | LV_2762-3_0_4_load_58 | 66 | 0.0015718 | 0.00039394 | 0 | 0 |  | 1 | TRUE | wye
53 | LV_2762-3_0_4_load_51 | 67 | 0.00062843 | 0.0001575 | 0 | 0 |  | 1 | TRUE | wye
54 | LV_2762-3_0_4_load_53 | 68 | 0.00063284 | 0.0001586 | 0 | 0 |  | 1 | TRUE | wye
55 | LV_2762-3_0_4_load_54 | 69 | 0.00084688 | 0.00021225 | 0 | 0 |  | 1 | TRUE | wye
56 | LV_2762-3_0_4_load_55 | 70 | 0.0016083 | 0.00040308 | 0 | 0 |  | 1 | TRUE | wye
57 | LV_2762-3_0_4_load_56 | 71 | 0.00092687 | 0.0002323 | 0 | 0 |  | 1 | TRUE | wye
58 | LV_2762-3_0_4_load_62 | 72 | 0.00088318 | 0.00022134 | 0 | 0 |  | 1 | TRUE | wye
59 | LV_2762-3_0_4_load_140 | 73 | 0.0012933 | 0.00032414 | 0 | 0 |  | 1 | TRUE | wye
60 | LV_2762-3_0_4_load_73 | 74 | 0.0015707 | 0.00039365 | 0 | 0 |  | 1 | TRUE | wye
61 | LV_2762-3_0_4_load_65 | 77 | 0.0011305 | 0.00028332 | 0 | 0 |  | 1 | TRUE | wye
62 | LV_2762-3_0_4_load_78 | 79 | 0.0023379 | 0.00058592 | 0 | 0 |  | 1 | TRUE | wye
63 | LV_2762-3_0_4_load_66 | 80 | 0.00074341 | 0.00018632 | 0 | 0 |  | 1 | TRUE | wye
64 | LV_2762-3_0_4_load_92 | 82 | 0.0013743 | 0.00034442 | 0 | 0 |  | 1 | TRUE | wye
65 | LV_2762-3_0_4_load_77 | 83 | 0.002744 | 0.0006877 | 0 | 0 |  | 1 | TRUE | wye
66 | LV_2762-3_0_4_load_67 | 84 | 0.0012584 | 0.0003154 | 0 | 0 |  | 1 | TRUE | wye
67 | LV_2762-3_0_4_load_68 | 85 | 0.00052985 | 0.00013279 | 0 | 0 |  | 1 | TRUE | wye
68 | LV_2762-3_0_4_load_69 | 86 | 0.0016218 | 0.00040646 | 0 | 0 |  | 1 | TRUE | wye
69 | LV_2762-3_0_4_load_70 | 87 | 0.0017164 | 0.00043017 | 0 | 0 |  | 1 | TRUE | wye
70 | LV_2762-3_0_4_load_75 | 89 | 0.0032625 | 0.00081765 | 0 | 0 |  | 1 | TRUE | wye
71 | LV_2762-3_0_4_load_76 | 90 | 0.0013548 | 0.00033955 | 0 | 0 |  | 1 | TRUE | wye
72 | LV_2762-3_0_4_load_72 | 91 | 0.0015129 | 0.00037916 | 0 | 0 |  | 1 | TRUE | wye
73 | LV_2762-3_0_4_load_141 | 93 | 0.0021497 | 0.00053876 | 0 | 0 |  | 1 | TRUE | wye
74 | LV_2762-3_0_4_load_129 | 94 | 0.001217 | 0.000305 | 0 | 0 |  | 1 | TRUE | wye
75 | LV_2762-3_0_4_load_128 | 95 | 0.0018364 | 0.00046024 | 0 | 0 |  | 1 | TRUE | wye
76 | LV_2762-3_0_4_load_86 | 96 | 0.0019731 | 0.00049449 | 0 | 0 |  | 1 | TRUE | wye
77 | LV_2762-3_0_4_load_84 | 97 | 0.0023028 | 0.00057713 | 0 | 0 |  | 1 | TRUE | wye
78 | LV_2762-3_0_4_load_79 | 98 | 0.0020706 | 0.00051895 | 0 | 0 |  | 1 | TRUE | wye
79 | LV_2762-3_0_4_load_95 | 99 | 0.0012165 | 0.00030489 | 0 | 0 |  | 1 | TRUE | wye
80 | LV_2762-3_0_4_load_91 | 100 | 0.0013751 | 0.00034464 | 0 | 0 |  | 1 | TRUE | wye
81 | LV_2762-3_0_4_load_81 | 101 | 0.0024298 | 0.00060897 | 0 | 0 |  | 1 | TRUE | wye
82 | LV_2762-3_0_4_load_82 | 102 | 0.00295 | 0.00073935 | 0 | 0 |  | 1 | TRUE | wye
83 | LV_2762-3_0_4_load_83 | 103 | 0.0022655 | 0.00056778 | 0 | 0 |  | 1 | TRUE | wye
84 | LV_2762-3_0_4_load_127 | 104 | 0.0017234 | 0.00043193 | 0 | 0 |  | 1 | TRUE | wye
85 | LV_2762-3_0_4_load_119 | 105 | 0.0014572 | 0.00036522 | 0 | 0 |  | 1 | TRUE | wye
86 | LV_2762-3_0_4_load_87 | 106 | 0.0015203 | 0.00038103 | 0 | 0 |  | 1 | TRUE | wye
87 | LV_2762-3_0_4_load_88 | 107 | 0.0022291 | 0.00055866 | 0 | 0 |  | 1 | TRUE | wye
88 | LV_2762-3_0_4_load_89 | 108 | 0.0025496 | 0.00063898 | 0 | 0 |  | 1 | TRUE | wye
89 | LV_2762-3_0_4_load_118 | 110 | 0.0028733 | 0.00072012 | 0 | 0 |  | 1 | TRUE | wye
90 | LV_2762-3_0_4_load_116 | 111 | 0.001459 | 0.00036566 | 0 | 0 |  | 1 | TRUE | wye
91 | LV_2762-3_0_4_load_93 | 112 | 0.0014453 | 0.00036222 | 0 | 0 |  | 1 | TRUE | wye
92 | LV_2762-3_0_4_load_97 | 113 | 0.0011211 | 0.00028096 | 0 | 0 |  | 1 | TRUE | wye
93 | LV_2762-3_0_4_load_96 | 115 | 0.0012161 | 0.00030479 | 0 | 0 |  | 1 | TRUE | wye
94 | LV_2762-3_0_4_load_99 | 116 | 0.0014062 | 0.00035244 | 0 | 0 |  | 1 | TRUE | wye
95 | LV_2762-3_0_4_load_101 | 117 | 0.0011979 | 0.00030023 | 0 | 0 |  | 1 | TRUE | wye
96 | LV_2762-3_0_4_load_102 | 118 | 0.0011983 | 0.00030031 | 0 | 0 |  | 1 | TRUE | wye
97 | LV_2762-3_0_4_load_139 | 119 | 0.0028119 | 0.00070472 | 0 | 0 |  | 1 | TRUE | wye
98 | LV_2762-3_0_4_load_138 | 120 | 0.002544 | 0.00063758 | 0 | 0 |  | 1 | TRUE | wye
99 | LV_2762-3_0_4_load_103 | 121 | 0.0006823 | 0.000171 | 0 | 0 |  | 1 | TRUE | wye
100 | LV_2762-3_0_4_load_104 | 122 | 0.0010776 | 0.00027008 | 0 | 0 |  | 1 | TRUE | wye
101 | LV_2762-3_0_4_load_105 | 123 | 0.00068223 | 0.00017098 | 0 | 0 |  | 1 | TRUE | wye
102 | LV_2762-3_0_4_load_106 | 124 | 0.0014706 | 0.00036857 | 0 | 0 |  | 1 | TRUE | wye
103 | LV_2762-3_0_4_load_107 | 125 | 0.0018797 | 0.00047109 | 0 | 0 |  | 1 | TRUE | wye
104 | LV_2762-3_0_4_load_108 | 126 | 0.0018798 | 0.00047112 | 0 | 0 |  | 1 | TRUE | wye
105 | LV_2762-3_0_4_load_109 | 127 | 0.0018791 | 0.00047095 | 0 | 0 |  | 1 | TRUE | wye
106 | LV_2762-3_0_4_load_110 | 128 | 0.0018794 | 0.00047102 | 0 | 0 |  | 1 | TRUE | wye
107 | LV_2762-3_0_4_load_206 | 133 | 0.0016095 | 0.00040339 | 0 | 0 |  | 1 | TRUE | wye
108 | LV_2762-3_0_4_load_121 | 135 | 0.0013985 | 0.0003505 | 0 | 0 |  | 1 | TRUE | wye
109 | LV_2762-3_0_4_load_115 | 136 | 0.0014585 | 0.00036553 | 0 | 0 |  | 1 | TRUE | wye
110 | LV_2762-3_0_4_load_207 | 137 | 0.0013506 | 0.00033849 | 0 | 0 |  | 1 | TRUE | wye
111 | LV_2762-3_0_4_load_132 | 138 | 0.0026357 | 0.00066056 | 0 | 0 |  | 1 | TRUE | wye
112 | LV_2762-3_0_4_load_192 | 139 | 0.0017863 | 0.0004477 | 0 | 0 |  | 1 | TRUE | wye
113 | LV_2762-3_0_4_load_191 | 140 | 0.0017838 | 0.00044706 | 0 | 0 |  | 1 | TRUE | wye
114 | LV_2762-3_0_4_load_114 | 141 | 0.0025187 | 0.00063124 | 0 | 0 |  | 1 | TRUE | wye
115 | LV_2762-3_0_4_load_120 | 142 | 0.002797 | 0.000701 | 0 | 0 |  | 1 | TRUE | wye
116 | LV_2762-3_0_4_load_122 | 143 | 0.0017513 | 0.00043891 | 0 | 0 |  | 1 | TRUE | wye
117 | LV_2762-3_0_4_load_123 | 144 | 0.0034673 | 0.00086898 | 0 | 0 |  | 1 | TRUE | wye
118 | LV_2762-3_0_4_load_125 | 146 | 0.0015907 | 0.00039867 | 0 | 0 |  | 1 | TRUE | wye
119 | LV_2762-3_0_4_load_126 | 147 | 0.0022602 | 0.00056647 | 0 | 0 |  | 1 | TRUE | wye
120 | LV_2762-3_0_4_load_211 | 148 | 0.0029852 | 0.00074816 | 0 | 0 |  | 1 | TRUE | wye
121 | LV_2762-3_0_4_load_212 | 150 | 0.00091233 | 0.00022865 | 0 | 0 |  | 1 | TRUE | wye
122 | LV_2762-3_0_4_load_158 | 151 | 0.0023159 | 0.00058041 | 0 | 0 |  | 1 | TRUE | wye
123 | LV_2762-3_0_4_load_159 | 152 | 0.0018352 | 0.00045994 | 0 | 0 |  | 1 | TRUE | wye
124 | LV_2762-3_0_4_load_130 | 153 | 0.0028815 | 0.00072218 | 0 | 0 |  | 1 | TRUE | wye
125 | LV_2762-3_0_4_load_173 | 155 | 0.0017984 | 0.00045071 | 0 | 0 |  | 1 | TRUE | wye
126 | LV_2762-3_0_4_load_133 | 156 | 0.0012359 | 0.00030975 | 0 | 0 |  | 1 | TRUE | wye
127 | LV_2762-3_0_4_load_135 | 157 | 0.0012359 | 0.00030975 | 0 | 0 |  | 1 | TRUE | wye
128 | LV_2762-3_0_4_load_136 | 158 | 0.00074145 | 0.00018582 | 0 | 0 |  | 1 | TRUE | wye
129 | LV_2762-3_0_4_load_137 | 159 | 0.00072088 | 0.00018067 | 0 | 0 |  | 1 | TRUE | wye
130 | LV_2762-3_0_4_load_142 | 160 | 0.0009864 | 0.00024722 | 0 | 0 |  | 1 | TRUE | wye
131 | LV_2762-3_0_4_load_143 | 161 | 0.00094519 | 0.00023689 | 0 | 0 |  | 1 | TRUE | wye
132 | LV_2762-3_0_4_load_144 | 162 | 0.0025974 | 0.00065097 | 0 | 0 |  | 1 | TRUE | wye
133 | LV_2762-3_0_4_load_146 | 164 | 0.0014165 | 0.00035502 | 0 | 0 |  | 1 | TRUE | wye
134 | LV_2762-3_0_4_load_160 | 166 | 0.0017501 | 0.00043863 | 0 | 0 |  | 1 | TRUE | wye
135 | LV_2762-3_0_4_load_147 | 168 | 0.00078797 | 0.00019748 | 0 | 0 |  | 1 | TRUE | wye
136 | LV_2762-3_0_4_load_148 | 169 | 0.0027224 | 0.00068229 | 0 | 0 |  | 1 | TRUE | wye
137 | LV_2762-3_0_4_load_150 | 170 | 0.0014982 | 0.00037549 | 0 | 0 |  | 1 | TRUE | wye
138 | LV_2762-3_0_4_load_154 | 171 | 0.00080141 | 0.00020085 | 0 | 0 |  | 1 | TRUE | wye
139 | LV_2762-3_0_4_load_157 | 172 | 0.0011209 | 0.00028093 | 0 | 0 |  | 1 | TRUE | wye
140 | LV_2762-3_0_4_load_153 | 173 | 0.00075464 | 0.00018913 | 0 | 0 |  | 1 | TRUE | wye
141 | LV_2762-3_0_4_load_156 | 174 | 0.0018828 | 0.00047188 | 0 | 0 |  | 1 | TRUE | wye
142 | LV_2762-3_0_4_load_161 | 175 | 0.0013902 | 0.00034842 | 0 | 0 |  | 1 | TRUE | wye
143 | LV_2762-3_0_4_load_155 | 176 | 0.00074449 | 0.00018659 | 0 | 0 |  | 1 | TRUE | wye
144 | LV_2762-3_0_4_load_174 | 177 | 0.0010109 | 0.00025334 | 0 | 0 |  | 1 | TRUE | wye
145 | LV_2762-3_0_4_load_162 | 178 | 0.0023519 | 0.00058944 | 0 | 0 |  | 1 | TRUE | wye
146 | LV_2762-3_0_4_load_163 | 179 | 0.001944 | 0.00048721 | 0 | 0 |  | 1 | TRUE | wye
147 | LV_2762-3_0_4_load_164 | 180 | 0.0031755 | 0.00079585 | 0 | 0 |  | 1 | TRUE | wye
148 | LV_2762-3_0_4_load_165 | 181 | 0.0018248 | 0.00045733 | 0 | 0 |  | 1 | TRUE | wye
149 | LV_2762-3_0_4_load_166 | 182 | 0.0018249 | 0.00045737 | 0 | 0 |  | 1 | TRUE | wye
150 | LV_2762-3_0_4_load_170 | 184 | 0.0018243 | 0.00045721 | 0 | 0 |  | 1 | TRUE | wye
151 | LV_2762-3_0_4_load_167 | 185 | 0.0035951 | 0.00090103 | 0 | 0 |  | 1 | TRUE | wye
152 | LV_2762-3_0_4_load_168 | 186 | 0.0018252 | 0.00045743 | 0 | 0 |  | 1 | TRUE | wye
153 | LV_2762-3_0_4_load_171 | 188 | 0.0024588 | 0.00061623 | 0 | 0 |  | 1 | TRUE | wye
154 | LV_2762-3_0_4_load_264 | 190 | 0.0024816 | 0.00062194 | 0 | 0 |  | 1 | TRUE | wye
155 | LV_2762-3_0_4_load_183 | 191 | 0.0018444 | 0.00046224 | 0 | 0 |  | 1 | TRUE | wye
156 | LV_2762-3_0_4_load_175 | 192 | 0.0017778 | 0.00044555 | 0 | 0 |  | 1 | TRUE | wye
157 | LV_2762-3_0_4_load_176 | 193 | 0.0019142 | 0.00047974 | 0 | 0 |  | 1 | TRUE | wye
158 | LV_2762-3_0_4_load_177 | 194 | 0.001386 | 0.00034737 | 0 | 0 |  | 1 | TRUE | wye
159 | LV_2762-3_0_4_load_178 | 195 | 0.0018062 | 0.00045267 | 0 | 0 |  | 1 | TRUE | wye
160 | LV_2762-3_0_4_load_180 | 197 | 0.0010254 | 0.00025699 | 0 | 0 |  | 1 | TRUE | wye
161 | LV_2762-3_0_4_load_181 | 198 | 0.0018844 | 0.00047227 | 0 | 0 |  | 1 | TRUE | wye
162 | LV_2762-3_0_4_load_182 | 199 | 0.0030651 | 0.0007682 | 0 | 0 |  | 1 | TRUE | wye
163 | LV_2762-3_0_4_load_213 | 200 | 0.0021286 | 0.00053347 | 0 | 0 |  | 1 | TRUE | wye
164 | LV_2762-3_0_4_load_214 | 201 | 0.0016564 | 0.00041513 | 0 | 0 |  | 1 | TRUE | wye
165 | LV_2762-3_0_4_load_263 | 202 | 0.0016232 | 0.0004068 | 0 | 0 |  | 1 | TRUE | wye
166 | LV_2762-3_0_4_load_188 | 204 | 0.0017868 | 0.00044782 | 0 | 0 |  | 1 | TRUE | wye
167 | LV_2762-3_0_4_load_189 | 205 | 0.0020497 | 0.00051371 | 0 | 0 |  | 1 | TRUE | wye
168 | LV_2762-3_0_4_load_190 | 206 | 0.0017853 | 0.00044744 | 0 | 0 |  | 1 | TRUE | wye
169 | LV_2762-3_0_4_load_195 | 209 | 0.0016704 | 0.00041865 | 0 | 0 |  | 1 | TRUE | wye
170 | LV_2762-3_0_4_load_196 | 210 | 0.0013149 | 0.00032954 | 0 | 0 |  | 1 | TRUE | wye
171 | LV_2762-3_0_4_load_225 | 211 | 0.0026577 | 0.00066608 | 0 | 0 |  | 1 | TRUE | wye
172 | LV_2762-3_0_4_load_224 | 212 | 0.0027684 | 0.00069383 | 0 | 0 |  | 1 | TRUE | wye
173 | LV_2762-3_0_4_load_197 | 213 | 0.0016582 | 0.00041559 | 0 | 0 |  | 1 | TRUE | wye
174 | LV_2762-3_0_4_load_198 | 214 | 0.0013144 | 0.00032941 | 0 | 0 |  | 1 | TRUE | wye
175 | LV_2762-3_0_4_load_226 | 215 | 0.0028492 | 0.00071408 | 0 | 0 |  | 1 | TRUE | wye
176 | LV_2762-3_0_4_load_199 | 217 | 0.0013143 | 0.00032939 | 0 | 0 |  | 1 | TRUE | wye
177 | LV_2762-3_0_4_load_200 | 218 | 0.0013144 | 0.00032941 | 0 | 0 |  | 1 | TRUE | wye
178 | LV_2762-3_0_4_load_201 | 219 | 0.001315 | 0.00032956 | 0 | 0 |  | 1 | TRUE | wye
179 | LV_2762-3_0_4_load_202 | 220 | 0.0013148 | 0.00032953 | 0 | 0 |  | 1 | TRUE | wye
180 | LV_2762-3_0_4_load_265 | 221 | 0.0030211 | 0.00075715 | 0 | 0 |  | 1 | TRUE | wye
181 | LV_2762-3_0_4_load_266 | 222 | 0.001921 | 0.00048145 | 0 | 0 |  | 1 | TRUE | wye
182 | LV_2762-3_0_4_load_208 | 223 | 0.0013916 | 0.00034876 | 0 | 0 |  | 1 | TRUE | wye
183 | LV_2762-3_0_4_load_209 | 224 | 0.0018789 | 0.00047091 | 0 | 0 |  | 1 | TRUE | wye
184 | LV_2762-3_0_4_load_210 | 225 | 0.0037002 | 0.00092735 | 0 | 0 |  | 1 | TRUE | wye
185 | LV_2762-3_0_4_load_215 | 226 | 0.00045828 | 0.00011486 | 0 | 0 |  | 1 | TRUE | wye
186 | LV_2762-3_0_4_load_216 | 227 | 0.0012296 | 0.00030817 | 0 | 0 |  | 1 | TRUE | wye
187 | LV_2762-3_0_4_load_222 | 228 | 0.0018214 | 0.00045648 | 0 | 0 |  | 1 | TRUE | wye
188 | LV_2762-3_0_4_load_217 | 229 | 0.0018197 | 0.00045607 | 0 | 0 |  | 1 | TRUE | wye
189 | LV_2762-3_0_4_load_218 | 230 | 0.002818 | 0.00070626 | 0 | 0 |  | 1 | TRUE | wye
190 | LV_2762-3_0_4_load_219 | 231 | 0.0014133 | 0.0003542 | 0 | 0 |  | 1 | TRUE | wye
191 | LV_2762-3_0_4_load_220 | 232 | 0.001872 | 0.00046917 | 0 | 0 |  | 1 | TRUE | wye
192 | LV_2762-3_0_4_load_221 | 233 | 0.0013304 | 0.00033343 | 0 | 0 |  | 1 | TRUE | wye
193 | LV_2762-3_0_4_load_227 | 234 | 0.0016426 | 0.00041168 | 0 | 0 |  | 1 | TRUE | wye
194 | LV_2762-3_0_4_load_228 | 235 | 0.0011751 | 0.00029451 | 0 | 0 |  | 1 | TRUE | wye
195 | LV_2762-3_0_4_load_229 | 236 | 0.0016153 | 0.00040483 | 0 | 0 |  | 1 | TRUE | wye
196 | LV_2762-3_0_4_load_230 | 237 | 0.000967 | 0.00024235 | 0 | 0 |  | 1 | TRUE | wye
197 | LV_2762-3_0_4_load_231 | 238 | 0.00093794 | 0.00023507 | 0 | 0 |  | 1 | TRUE | wye
198 | LV_2762-3_0_4_load_232 | 239 | 0.00091847 | 0.00023019 | 0 | 0 |  | 1 | TRUE | wye
199 | LV_2762-3_0_4_load_233 | 240 | 0.00085338 | 0.00021388 | 0 | 0 |  | 1 | TRUE | wye
200 | LV_2762-3_0_4_load_248 | 243 | 0.00080418 | 0.00020155 | 0 | 0 |  | 1 | TRUE | wye
201 | LV_2762-3_0_4_load_251 | 244 | 0.0010958 | 0.00027463 | 0 | 0 |  | 1 | TRUE | wye
202 | LV_2762-3_0_4_load_249 | 245 | 0.0013754 | 0.0003447 | 0 | 0 |  | 1 | TRUE | wye
203 | LV_2762-3_0_4_load_235 | 246 | 0.0010263 | 0.00025721 | 0 | 0 |  | 1 | TRUE | wye
204 | LV_2762-3_0_4_load_236 | 247 | 0.00038546 | 9.6607e-05 | 0 | 0 |  | 1 | TRUE | wye
205 | LV_2762-3_0_4_load_237 | 248 | 0.0013104 | 0.00032841 | 0 | 0 |  | 1 | TRUE | wye
206 | LV_2762-3_0_4_load_238 | 249 | 0.00069018 | 0.00017298 | 0 | 0 |  | 1 | TRUE | wye
207 | LV_2762-3_0_4_load_239 | 250 | 0.00065086 | 0.00016312 | 0 | 0 |  | 1 | TRUE | wye
208 | LV_2762-3_0_4_load_244 | 251 | 0.00035375 | 8.8658e-05 | 0 | 0 |  | 1 | TRUE | wye
209 | LV_2762-3_0_4_load_254 | 252 | 0.0014616 | 0.0003663 | 0 | 0 |  | 1 | TRUE | wye
210 | LV_2762-3_0_4_load_242 | 253 | 0.0010521 | 0.00026368 | 0 | 0 |  | 1 | TRUE | wye
211 | LV_2762-3_0_4_load_255 | 254 | 0.0011626 | 0.00029138 | 0 | 0 |  | 1 | TRUE | wye
212 | LV_2762-3_0_4_load_240 | 255 | 0.0018609 | 0.00046639 | 0 | 0 |  | 1 | TRUE | wye
213 | LV_2762-3_0_4_load_241 | 256 | 0.00073074 | 0.00018314 | 0 | 0 |  | 1 | TRUE | wye
214 | LV_2762-3_0_4_load_243 | 257 | 0.0011051 | 0.00027696 | 0 | 0 |  | 1 | TRUE | wye
215 | LV_2762-3_0_4_load_245 | 258 | 0.00085557 | 0.00021443 | 0 | 0 |  | 1 | TRUE | wye
216 | LV_2762-3_0_4_load_246 | 259 | 0.0003185 | 7.9822e-05 | 0 | 0 |  | 1 | TRUE | wye
217 | LV_2762-3_0_4_load_250 | 260 | 0.0013398 | 0.00033579 | 0 | 0 |  | 1 | TRUE | wye
218 | LV_2762-3_0_4_load_280 | 264 | 0.00089882 | 0.00022527 | 0 | 0 |  | 1 | TRUE | wye
219 | LV_2762-3_0_4_load_277 | 265 | 0.00042203 | 0.00010577 | 0 | 0 |  | 1 | TRUE | wye
220 | LV_2762-3_0_4_load_256 | 266 | 0.0015878 | 0.00039795 | 0 | 0 |  | 1 | TRUE | wye
221 | LV_2762-3_0_4_load_257 | 267 | 0.0010099 | 0.00025311 | 0 | 0 |  | 1 | TRUE | wye
222 | LV_2762-3_0_4_load_258 | 268 | 0.0013879 | 0.00034785 | 0 | 0 |  | 1 | TRUE | wye
223 | LV_2762-3_0_4_load_259 | 269 | 0.001834 | 0.00045964 | 0 | 0 |  | 1 | TRUE | wye
224 | LV_2762-3_0_4_load_260 | 270 | 0.0016053 | 0.00040232 | 0 | 0 |  | 1 | TRUE | wye
225 | LV_2762-3_0_4_load_261 | 271 | 0.0010771 | 0.00026994 | 0 | 0 |  | 1 | TRUE | wye
226 | LV_2762-3_0_4_load_262 | 272 | 0.0011593 | 0.00029055 | 0 | 0 |  | 1 | TRUE | wye
227 | LV_2762-3_0_4_load_267 | 273 | 0.0014868 | 0.00037263 | 0 | 0 |  | 1 | TRUE | wye
228 | LV_2762-3_0_4_load_268 | 274 | 0.0035536 | 0.00089062 | 0 | 0 |  | 1 | TRUE | wye
229 | LV_2762-3_0_4_load_269 | 275 | 0.00064053 | 0.00016053 | 0 | 0 |  | 1 | TRUE | wye
230 | LV_2762-3_0_4_load_270 | 276 | 0.00085041 | 0.00021313 | 0 | 0 |  | 1 | TRUE | wye
231 | LV_2762-3_0_4_load_271 | 277 | 0.00089177 | 0.0002235 | 0 | 0 |  | 1 | TRUE | wye
232 | LV_2762-3_0_4_load_272 | 278 | 0.0010271 | 0.00025741 | 0 | 0 |  | 1 | TRUE | wye
233 | LV_2762-3_0_4_load_278 | 279 | 0.00073398 | 0.00018395 | 0 | 0 |  | 1 | TRUE | wye
234 | LV_2762-3_0_4_load_281 | 280 | 0.0028703 | 0.00071936 | 0 | 0 |  | 1 | TRUE | wye

## ext_grid
| name | bus | vm_pu | va_degree | slack_weight | in_service
0 |  | 231 | 1 | 0 | 1 | TRUE

## line
| name | std_type | from_bus | to_bus | length_km | r_ohm_per_km | x_ohm_per_km | c_nf_per_km | g_us_per_km | max_i_ka | df | parallel | type | in_service
0 | LV_2762-3_0_4_line_0 |  | 0 | 1 | 0.02882 | 0.125 | 0.08 | 261 | 0 | 0.364 | 1 | 1 | cs | TRUE
1 | LV_2762-3_0_4_line_1 |  | 1 | 2 | 0.035088 | 0.125 | 0.08 | 261 | 0 | 0.364 | 1 | 1 | cs | TRUE
2 | LV_2762-3_0_4_line_2 |  | 2 | 3 | 0.073676 | 0.125 | 0.08 | 261 | 0 | 0.364 | 1 | 1 | cs | TRUE
3 | LV_2762-3_0_4_line_3 |  | 3 | 4 | 0.055423 | 0.125 | 0.08 | 261 | 0 | 0.364 | 1 | 1 | cs | TRUE
4 | LV_2762-3_0_4_line_4 |  | 3 | 5 | 0.04671 | 0.125 | 0.08 | 261 | 0 | 0.364 | 1 | 1 | cs | TRUE
5 | LV_2762-3_0_4_line_5 |  | 4 | 6 | 0.046298 | 0.125 | 0.08 | 261 | 0 | 0.364 | 1 | 1 | cs | TRUE
6 | LV_2762-3_0_4_line_6 |  | 5 | 7 | 0.020992 | 0.125 | 0.08 | 261 | 0 | 0.364 | 1 | 1 | cs | TRUE
7 | LV_2762-3_0_4_line_7 |  | 6 | 10 | 0.038659 | 0.125 | 0.08 | 261 | 0 | 0.364 | 1 | 1 | cs | TRUE
8 | LV_2762-3_0_4_line_8 |  | 7 | 8 | 0.015871 | 0.125 | 0.08 | 261 | 0 | 0.364 | 1 | 1 | cs | TRUE
9 | LV_2762-3_0_4_line_9 |  | 8 | 9 | 0.14757 | 0.125 | 0.08 | 261 | 0 | 0.364 | 1 | 1 | cs | TRUE
10 | LV_2762-3_0_4_line_10 |  | 9 | 11 | 0.035708 | 0.125 | 0.08 | 261 | 0 | 0.364 | 1 | 1 | cs | TRUE
11 | LV_2762-3_0_4_line_11 |  | 11 | 12 | 0.018367 | 0.125 | 0.08 | 261 | 0 | 0.364 | 1 | 1 | cs | TRUE
12 | LV_2762-3_0_4_line_12 |  | 12 | 276 | 0.12706 | 0.125 | 0.08 | 261 | 0 | 0.364 | 1 | 1 | cs | TRUE
13 | LV_2762-3_0_4_line_13 |  | 13 | 14 | 0.015739 | 0.125 | 0.08 | 261 | 0 | 0.364 | 1 | 1 | cs | TRUE
14 | LV_2762-3_0_4_line_14 |  | 13 | 15 | 0.022804 | 0.125 | 0.08 | 261 | 0 | 0.364 | 1 | 1 | cs | TRUE
15 | LV_2762-3_0_4_line_15 |  | 15 | 16 | 0.065535 | 0.125 | 0.08 | 261 | 0 | 0.364 | 1 | 1 | cs | TRUE
16 | LV_2762-3_0_4_line_16 |  | 16 | 17 | 0.0050371 | 0.125 | 0.08 | 261 | 0 | 0.364 | 1 | 1 | cs | TRUE
17 | LV_2762-3_0_4_line_17 |  | 17 | 18 | 0.012308 | 0.125 | 0.08 | 261 | 0 | 0.364 | 1 | 1 | cs | TRUE
18 | LV_2762-3_0_4_line_18 |  | 18 | 19 | 0.004597 | 0.125 | 0.08 | 261 | 0 | 0.364 | 1 | 1 | cs | TRUE
19 | LV_2762-3_0_4_line_19 |  | 19 | 20 | 0.012842 | 0.125 | 0.08 | 261 | 0 | 0.364 | 1 | 1 | cs | TRUE
20 | LV_2762-3_0_4_line_20 |  | 20 | 21 | 0.016036 | 0.125 | 0.08 | 261 | 0 | 0.364 | 1 | 1 | cs | TRUE
21 | LV_2762-3_0_4_line_21 |  | 21 | 22 | 0.0018627 | 0.125 | 0.08 | 261 | 0 | 0.364 | 1 | 1 | cs | TRUE
22 | LV_2762-3_0_4_line_22 |  | 22 | 23 | 0.0086897 | 0.125 | 0.08 | 261 | 0 | 0.364 | 1 | 1 | cs | TRUE
23 | LV_2762-3_0_4_line_23 |  | 23 | 24 | 0.0097862 | 0.125 | 0.08 | 261 | 0 | 0.364 | 1 | 1 | cs | TRUE
24 | LV_2762-3_0_4_line_24 |  | 24 | 25 | 0.0093198 | 0.125 | 0.08 | 261 | 0 | 0.364 | 1 | 1 | cs | TRUE
25 | LV_2762-3_0_4_line_25 |  | 25 | 26 | 0.0043826 | 0.125 | 0.08 | 261 | 0 | 0.364 | 1 | 1 | cs | TRUE
26 | LV_2762-3_0_4_line_26 |  | 26 | 27 | 0.020126 | 0.125 | 0.08 | 261 | 0 | 0.364 | 1 | 1 | cs | TRUE
27 | LV_2762-3_0_4_line_27 |  | 27 | 28 | 0.0007474 | 0.125 | 0.08 | 261 | 0 | 0.364 | 1 | 1 | cs | TRUE
28 | LV_2762-3_0_4_line_28 |  | 28 | 29 | 0.0048741 | 0.125 | 0.08 | 261 | 0 | 0.364 | 1 | 1 | cs | TRUE
29 | LV_2762-3_0_4_line_29 |  | 29 | 30 | 0.0098244 | 0.125 | 0.08 | 261 | 0 | 0.364 | 1 | 1 | cs | TRUE
30 | LV_2762-3_0_4_line_30 |  | 30 | 31 | 0.012525 | 0.125 | 0.08 | 261 | 0 | 0.364 | 1 | 1 | cs | TRUE
31 | LV_2762-3_0_4_line_31 |  | 31 | 32 | 0.015026 | 0.125 | 0.08 | 261 | 0 | 0.364 | 1 | 1 | cs | TRUE
32 | LV_2762-3_0_4_line_32 |  | 32 | 33 | 0.015028 | 0.125 | 0.08 | 261 | 0 | 0.364 | 1 | 1 | cs | TRUE
33 | LV_2762-3_0_4_line_33 |  | 33 | 40 | 0.031803 | 0.125 | 0.08 | 261 | 0 | 0.364 | 1 | 1 | cs | TRUE
34 | LV_2762-3_0_4_line_34 |  | 33 | 36 | 0.020748 | 0.125 | 0.08 | 261 | 0 | 0.364 | 1 | 1 | cs | TRUE
35 | LV_2762-3_0_4_line_35 |  | 34 | 35 | 0.0050223 | 0.125 | 0.08 | 261 | 0 | 0.364 | 1 | 1 | cs | TRUE
36 | LV_2762-3_0_4_line_36 |  | 35 | 36 | 0.021159 | 0.125 | 0.08 | 261 | 0 | 0.364 | 1 | 1 | cs | TRUE
37 | LV_2762-3_0_4_line_37 |  | 37 | 38 | 0.023567 | 0.125 | 0.08 | 261 | 0 | 0.364 | 1 | 1 | cs | TRUE
38 | LV_2762-3_0_4_line_38 |  | 37 | 39 | 0.022964 | 0.125 | 0.08 | 261 | 0 | 0.364 | 1 | 1 | cs | TRUE
39 | LV_2762-3_0_4_line_39 |  | 38 | 41 | 0.013152 | 0.125 | 0.08 | 261 | 0 | 0.364 | 1 | 1 | cs | TRUE
40 | LV_2762-3_0_4_line_40 |  | 38 | 42 | 0.024384 | 0.125 | 0.08 | 261 | 0 | 0.364 | 1 | 1 | cs | TRUE
41 | LV_2762-3_0_4_line_41 |  | 39 | 43 | 0.02305 | 0.125 | 0.08 | 261 | 0 | 0.364 | 1 | 1 | cs | TRUE
42 | LV_2762-3_0_4_line_42 |  | 40 | 44 | 0.015029 | 0.125 | 0.08 | 261 | 0 | 0.364 | 1 | 1 | cs | TRUE
43 | LV_2762-3_0_4_line_43 |  | 41 | 221 | 0.050355 | 0.125 | 0.08 | 261 | 0 | 0.364 | 1 | 1 | cs | TRUE
44 | LV_2762-3_0_4_line_44 |  | 42 | 220 | 0.010239 | 0.125 | 0.08 | 261 | 0 | 0.364 | 1 | 1 | cs | TRUE
45 | LV_2762-3_0_4_line_45 |  | 43 | 280 | 0.022775 | 0.125 | 0.08 | 261 | 0 | 0.364 | 1 | 1 | cs | TRUE
46 | LV_2762-3_0_4_line_46 |  | 44 | 45 | 0.0088477 | 0.125 | 0.08 | 261 | 0 | 0.364 | 1 | 1 | cs | TRUE
47 | LV_2762-3_0_4_line_47 |  | 45 | 46 | 0.0070315 | 0.125 | 0.08 | 261 | 0 | 0.364 | 1 | 1 | cs | TRUE
48 | LV_2762-3_0_4_line_48 |  | 46 | 47 | 0.015663 | 0.125 | 0.08 | 261 | 0 | 0.364 | 1 | 1 | cs | TRUE
49 | LV_2762-3_0_4_line_49 |  | 46 | 48 | 0.041216 | 0.125 | 0.08 | 261 | 0 | 0.364 | 1 | 1 | cs | TRUE
50 | LV_2762-3_0_4_line_50 |  | 48 | 49 | 0.00060634 | 0.125 | 0.08 | 261 | 0 | 0.364 | 1 | 1 | cs | TRUE
51 | LV_2762-3_0_4_line_51 |  | 49 | 50 | 0.0011772 | 0.125 | 0.08 | 261 | 0 | 0.364 | 1 | 1 | cs | TRUE
52 | LV_2762-3_0_4_line_52 |  | 50 | 203 | 0.017946 | 0.125 | 0.08 | 261 | 0 | 0.364 | 1 | 1 | cs | TRUE
53 | LV_2762-3_0_4_line_53 |  | 51 | 52 | 0.017435 | 0.125 | 0.08 | 261 | 0 | 0.364 | 1 | 1 | cs | TRUE
54 | LV_2762-3_0_4_line_54 |  | 52 | 53 | 0.017243 | 0.125 | 0.08 | 261 | 0 | 0.364 | 1 | 1 | cs | TRUE
55 | LV_2762-3_0_4_line_55 |  | 53 | 54 | 0.0033912 | 0.125 | 0.08 | 261 | 0 | 0.364 | 1 | 1 | cs | TRUE
56 | LV_2762-3_0_4_line_56 |  | 53 | 55 | 0.01072 | 0.125 | 0.08 | 261 | 0 | 0.364 | 1 | 1 | cs | TRUE
57 | LV_2762-3_0_4_line_57 |  | 54 | 56 | 0.035345 | 0.125 | 0.08 | 261 | 0 | 0.364 | 1 | 1 | cs | TRUE
58 | LV_2762-3_0_4_line_58 |  | 55 | 57 | 0.0048996 | 0.125 | 0.08 | 261 | 0 | 0.364 | 1 | 1 | cs | TRUE
59 | LV_2762-3_0_4_line_59 |  | 56 | 73 | 0.020066 | 0.125 | 0.08 | 261 | 0 | 0.364 | 1 | 1 | cs | TRUE
60 | LV_2762-3_0_4_line_60 |  | 56 | 74 | 0.017576 | 0.125 | 0.08 | 261 | 0 | 0.364 | 1 | 1 | cs | TRUE
61 | LV_2762-3_0_4_line_61 |  | 57 | 67 | 0.0065304 | 0.125 | 0.08 | 261 | 0 | 0.364 | 1 | 1 | cs | TRUE
62 | LV_2762-3_0_4_line_62 |  | 58 | 59 | 0.04459 | 0.125 | 0.08 | 261 | 0 | 0.364 | 1 | 1 | cs | TRUE
63 | LV_2762-3_0_4_line_63 |  | 59 | 60 | 0.00572 | 0.125 | 0.08 | 261 | 0 | 0.364 | 1 | 1 | cs | TRUE
64 | LV_2762-3_0_4_line_64 |  | 60 | 61 | 0.024754 | 0.125 | 0.08 | 261 | 0 | 0.364 | 1 | 1 | cs | TRUE
65 | LV_2762-3_0_4_line_65 |  | 60 | 62 | 0.017591 | 0.125 | 0.08 | 261 | 0 | 0.364 | 1 | 1 | cs | TRUE
66 | LV_2762-3_0_4_line_66 |  | 61 | 63 | 0.054586 | 0.125 | 0.08 | 261 | 0 | 0.364 | 1 | 1 | cs | TRUE
67 | LV_2762-3_0_4_line_67 |  | 61 | 64 | 0.016643 | 0.125 | 0.08 | 261 | 0 | 0.364 | 1 | 1 | cs | TRUE
68 | LV_2762-3_0_4_line_68 |  | 63 | 65 | 0.014962 | 0.125 | 0.08 | 261 | 0 | 0.364 | 1 | 1 | cs | TRUE
69 | LV_2762-3_0_4_line_69 |  | 64 | 66 | 0.016898 | 0.125 | 0.08 | 261 | 0 | 0.364 | 1 | 1 | cs | TRUE
70 | LV_2762-3_0_4_line_70 |  | 65 | 72 | 0.020304 | 0.125 | 0.08 | 261 | 0 | 0.364 | 1 | 1 | cs | TRUE
71 | LV_2762-3_0_4_line_71 |  | 67 | 68 | 0.0059547 | 0.125 | 0.08 | 261 | 0 | 0.364 | 1 | 1 | cs | TRUE
72 | LV_2762-3_0_4_line_72 |  | 68 | 69 | 0.0079832 | 0.125 | 0.08 | 261 | 0 | 0.364 | 1 | 1 | cs | TRUE
73 | LV_2762-3_0_4_line_73 |  | 69 | 70 | 0.012696 | 0.125 | 0.08 | 261 | 0 | 0.364 | 1 | 1 | cs | TRUE
74 | LV_2762-3_0_4_line_74 |  | 70 | 71 | 0.0066433 | 0.125 | 0.08 | 261 | 0 | 0.364 | 1 | 1 | cs | TRUE
75 | LV_2762-3_0_4_line_75 |  | 72 | 75 | 0.019508 | 0.125 | 0.08 | 261 | 0 | 0.364 | 1 | 1 | cs | TRUE
76 | LV_2762-3_0_4_line_76 |  | 73 | 93 | 0.014636 | 0.125 | 0.08 | 261 | 0 | 0.364 | 1 | 1 | cs | TRUE
77 | LV_2762-3_0_4_line_77 |  | 74 | 91 | 0.0042323 | 0.125 | 0.08 | 261 | 0 | 0.364 | 1 | 1 | cs | TRUE
78 | LV_2762-3_0_4_line_78 |  | 75 | 76 | 0.041286 | 0.125 | 0.08 | 261 | 0 | 0.364 | 1 | 1 | cs | TRUE
79 | LV_2762-3_0_4_line_79 |  | 75 | 77 | 0.035006 | 0.125 | 0.08 | 261 | 0 | 0.364 | 1 | 1 | cs | TRUE
80 | LV_2762-3_0_4_line_80 |  | 76 | 78 | 0.028119 | 0.125 | 0.08 | 261 | 0 | 0.364 | 1 | 1 | cs | TRUE
81 | LV_2762-3_0_4_line_81 |  | 76 | 79 | 0.016071 | 0.125 | 0.08 | 261 | 0 | 0.364 | 1 | 1 | cs | TRUE
82 | LV_2762-3_0_4_line_82 |  | 77 | 80 | 0.018269 | 0.125 | 0.08 | 261 | 0 | 0.364 | 1 | 1 | cs | TRUE
83 | LV_2762-3_0_4_line_83 |  | 78 | 81 | 0.026404 | 0.125 | 0.08 | 261 | 0 | 0.364 | 1 | 1 | cs | TRUE
84 | LV_2762-3_0_4_line_84 |  | 78 | 82 | 0.019468 | 0.125 | 0.08 | 261 | 0 | 0.364 | 1 | 1 | cs | TRUE
85 | LV_2762-3_0_4_line_85 |  | 79 | 83 | 0.0059132 | 0.125 | 0.08 | 261 | 0 | 0.364 | 1 | 1 | cs | TRUE
86 | LV_2762-3_0_4_line_86 |  | 80 | 84 | 0.013596 | 0.125 | 0.08 | 261 | 0 | 0.364 | 1 | 1 | cs | TRUE
87 | LV_2762-3_0_4_line_87 |  | 81 | 99 | 0.041031 | 0.125 | 0.08 | 261 | 0 | 0.364 | 1 | 1 | cs | TRUE
88 | LV_2762-3_0_4_line_88 |  | 82 | 100 | 0.01805 | 0.125 | 0.08 | 261 | 0 | 0.364 | 1 | 1 | cs | TRUE
89 | LV_2762-3_0_4_line_89 |  | 83 | 98 | 0.014065 | 0.125 | 0.08 | 261 | 0 | 0.364 | 1 | 1 | cs | TRUE
90 | LV_2762-3_0_4_line_90 |  | 84 | 85 | 0.0010024 | 0.125 | 0.08 | 261 | 0 | 0.364 | 1 | 1 | cs | TRUE
91 | LV_2762-3_0_4_line_91 |  | 85 | 86 | 0.02032 | 0.125 | 0.08 | 261 | 0 | 0.364 | 1 | 1 | cs | TRUE
92 | LV_2762-3_0_4_line_92 |  | 86 | 87 | 0.0066861 | 0.125 | 0.08 | 261 | 0 | 0.364 | 1 | 1 | cs | TRUE
93 | LV_2762-3_0_4_line_93 |  | 87 | 88 | 0.018512 | 0.125 | 0.08 | 261 | 0 | 0.364 | 1 | 1 | cs | TRUE
94 | LV_2762-3_0_4_line_94 |  | 88 | 89 | 0.033049 | 0.125 | 0.08 | 261 | 0 | 0.364 | 1 | 1 | cs | TRUE
95 | LV_2762-3_0_4_line_95 |  | 88 | 90 | 0.029164 | 0.125 | 0.08 | 261 | 0 | 0.364 | 1 | 1 | cs | TRUE
96 | LV_2762-3_0_4_line_96 |  | 88 | 91 | 0.039006 | 0.125 | 0.08 | 261 | 0 | 0.364 | 1 | 1 | cs | TRUE
97 | LV_2762-3_0_4_line_97 |  | 90 | 92 | 0.0097058 | 0.125 | 0.08 | 261 | 0 | 0.364 | 1 | 1 | cs | TRUE
98 | LV_2762-3_0_4_line_98 |  | 92 | 96 | 0.0047135 | 0.125 | 0.08 | 261 | 0 | 0.364 | 1 | 2 | cs | TRUE
99 | LV_2762-3_0_4_line_99 |  | 92 | 97 | 0.017395 | 0.125 | 0.08 | 261 | 0 | 0.364 | 1 | 1 | cs | TRUE
100 | LV_2762-3_0_4_line_100 |  | 94 | 95 | 0.0070193 | 0.125 | 0.08 | 261 | 0 | 0.364 | 1 | 1 | cs | TRUE
101 | LV_2762-3_0_4_line_101 |  | 95 | 153 | 0.021248 | 0.125 | 0.08 | 261 | 0 | 0.364 | 1 | 1 | cs | TRUE
102 | LV_2762-3_0_4_line_102 |  | 96 | 104 | 0.00042627 | 0.125 | 0.08 | 261 | 0 | 0.364 | 1 | 2 | cs | TRUE
103 | LV_2762-3_0_4_line_103 |  | 97 | 102 | 0.012288 | 0.125 | 0.08 | 261 | 0 | 0.364 | 1 | 1 | cs | TRUE
104 | LV_2762-3_0_4_line_104 |  | 99 | 115 | 0.0063918 | 0.125 | 0.08 | 261 | 0 | 0.364 | 1 | 1 | cs | TRUE
105 | LV_2762-3_0_4_line_105 |  | 100 | 112 | 0.0066212 | 0.125 | 0.08 | 261 | 0 | 0.364 | 1 | 1 | cs | TRUE
106 | LV_2762-3_0_4_line_106 |  | 101 | 102 | 0.011216 | 0.125 | 0.08 | 261 | 0 | 0.364 | 1 | 1 | cs | TRUE
107 | LV_2762-3_0_4_line_107 |  | 101 | 103 | 0.0083874 | 0.125 | 0.08 | 261 | 0 | 0.364 | 1 | 1 | cs | TRUE
108 | LV_2762-3_0_4_line_108 |  | 104 | 105 | 0.02471 | 0.125 | 0.08 | 261 | 0 | 0.364 | 1 | 3 | cs | TRUE
109 | LV_2762-3_0_4_line_109 |  | 105 | 109 | 0.018036 | 0.125 | 0.08 | 261 | 0 | 0.364 | 1 | 3 | cs | TRUE
110 | LV_2762-3_0_4_line_110 |  | 106 | 107 | 0.011577 | 0.125 | 0.08 | 261 | 0 | 0.364 | 1 | 1 | cs | TRUE
111 | LV_2762-3_0_4_line_111 |  | 106 | 108 | 0.011486 | 0.125 | 0.08 | 261 | 0 | 0.364 | 1 | 1 | cs | TRUE
112 | LV_2762-3_0_4_line_112 |  | 107 | 109 | 0.0065725 | 0.125 | 0.08 | 261 | 0 | 0.364 | 1 | 1 | cs | TRUE
113 | LV_2762-3_0_4_line_113 |  | 109 | 110 | 0.020703 | 0.125 | 0.08 | 261 | 0 | 0.364 | 1 | 3 | cs | TRUE
114 | LV_2762-3_0_4_line_114 |  | 110 | 111 | 0.0094412 | 0.125 | 0.08 | 261 | 0 | 0.364 | 1 | 3 | cs | TRUE
115 | LV_2762-3_0_4_line_115 |  | 111 | 141 | 0.012787 | 0.125 | 0.08 | 261 | 0 | 0.364 | 1 | 3 | cs | TRUE
116 | LV_2762-3_0_4_line_116 |  | 113 | 114 | 0.019166 | 0.125 | 0.08 | 261 | 0 | 0.364 | 1 | 1 | cs | TRUE
117 | LV_2762-3_0_4_line_117 |  | 114 | 116 | 0.02674 | 0.125 | 0.08 | 261 | 0 | 0.364 | 1 | 1 | cs | TRUE
118 | LV_2762-3_0_4_line_118 |  | 116 | 117 | 0.022806 | 0.125 | 0.08 | 261 | 0 | 0.364 | 1 | 1 | cs | TRUE
119 | LV_2762-3_0_4_line_119 |  | 117 | 118 | 0.013624 | 0.125 | 0.08 | 261 | 0 | 0.364 | 1 | 1 | cs | TRUE
120 | LV_2762-3_0_4_line_120 |  | 118 | 121 | 0.013308 | 0.125 | 0.08 | 261 | 0 | 0.364 | 1 | 1 | cs | TRUE
121 | LV_2762-3_0_4_line_121 |  | 119 | 120 | 0.025656 | 0.125 | 0.08 | 261 | 0 | 0.364 | 1 | 1 | cs | TRUE
122 | LV_2762-3_0_4_line_122 |  | 120 | 159 | 0.026986 | 0.125 | 0.08 | 261 | 0 | 0.364 | 1 | 1 | cs | TRUE
123 | LV_2762-3_0_4_line_123 |  | 121 | 122 | 0.0071365 | 0.125 | 0.08 | 261 | 0 | 0.364 | 1 | 1 | cs | TRUE
124 | LV_2762-3_0_4_line_124 |  | 122 | 123 | 0.012608 | 0.125 | 0.08 | 261 | 0 | 0.364 | 1 | 1 | cs | TRUE
125 | LV_2762-3_0_4_line_125 |  | 123 | 124 | 0.006628 | 0.125 | 0.08 | 261 | 0 | 0.364 | 1 | 1 | cs | TRUE
126 | LV_2762-3_0_4_line_126 |  | 124 | 125 | 0.015793 | 0.125 | 0.08 | 261 | 0 | 0.364 | 1 | 1 | cs | TRUE
127 | LV_2762-3_0_4_line_127 |  | 125 | 126 | 0.016542 | 0.125 | 0.08 | 261 | 0 | 0.364 | 1 | 1 | cs | TRUE
128 | LV_2762-3_0_4_line_128 |  | 126 | 127 | 0.017151 | 0.125 | 0.08 | 261 | 0 | 0.364 | 1 | 1 | cs | TRUE
129 | LV_2762-3_0_4_line_129 |  | 127 | 128 | 0.016678 | 0.125 | 0.08 | 261 | 0 | 0.364 | 1 | 1 | cs | TRUE
130 | LV_2762-3_0_4_line_130 |  | 128 | 129 | 0.011719 | 0.125 | 0.08 | 261 | 0 | 0.364 | 1 | 1 | cs | TRUE
131 | LV_2762-3_0_4_line_131 |  | 129 | 130 | 0.033426 | 0.125 | 0.08 | 261 | 0 | 0.364 | 1 | 1 | cs | TRUE
132 | LV_2762-3_0_4_line_132 |  | 129 | 131 | 0.0081515 | 0.125 | 0.08 | 261 | 0 | 0.364 | 1 | 1 | cs | TRUE
133 | LV_2762-3_0_4_line_133 |  | 130 | 132 | 0.009428 | 0.125 | 0.08 | 261 | 0 | 0.364 | 1 | 1 | cs | TRUE
134 | LV_2762-3_0_4_line_134 |  | 130 | 133 | 0.0093696 | 0.125 | 0.08 | 261 | 0 | 0.364 | 1 | 1 | cs | TRUE
135 | LV_2762-3_0_4_line_135 |  | 131 | 134 | 0.004952 | 0.125 | 0.08 | 261 | 0 | 0.364 | 1 | 1 | cs | TRUE
136 | LV_2762-3_0_4_line_136 |  | 132 | 135 | 0.0148 | 0.125 | 0.08 | 261 | 0 | 0.364 | 1 | 3 | cs | TRUE
137 | LV_2762-3_0_4_line_137 |  | 132 | 136 | 0.028776 | 0.125 | 0.08 | 261 | 0 | 0.364 | 1 | 3 | cs | TRUE
138 | LV_2762-3_0_4_line_138 |  | 133 | 137 | 0.016244 | 0.125 | 0.08 | 261 | 0 | 0.364 | 1 | 1 | cs | TRUE
139 | LV_2762-3_0_4_line_139 |  | 134 | 138 | 0.022689 | 0.125 | 0.08 | 261 | 0 | 0.364 | 1 | 1 | cs | TRUE
140 | LV_2762-3_0_4_line_140 |  | 135 | 142 | 0.0039229 | 0.125 | 0.08 | 261 | 0 | 0.364 | 1 | 3 | cs | TRUE
141 | LV_2762-3_0_4_line_141 |  | 136 | 141 | 0.0039219 | 0.125 | 0.08 | 261 | 0 | 0.364 | 1 | 3 | cs | TRUE
142 | LV_2762-3_0_4_line_142 |  | 137 | 223 | 0.014304 | 0.125 | 0.08 | 261 | 0 | 0.364 | 1 | 1 | cs | TRUE
143 | LV_2762-3_0_4_line_143 |  | 138 | 156 | 0.034413 | 0.125 | 0.08 | 261 | 0 | 0.364 | 1 | 1 | cs | TRUE
144 | LV_2762-3_0_4_line_144 |  | 139 | 140 | 0.0054739 | 0.125 | 0.08 | 261 | 0 | 0.364 | 1 | 1 | cs | TRUE
145 | LV_2762-3_0_4_line_145 |  | 140 | 206 | 0.011823 | 0.125 | 0.08 | 261 | 0 | 0.364 | 1 | 1 | cs | TRUE
146 | LV_2762-3_0_4_line_146 |  | 142 | 143 | 0.014696 | 0.125 | 0.08 | 261 | 0 | 0.364 | 1 | 3 | cs | TRUE
147 | LV_2762-3_0_4_line_147 |  | 143 | 144 | 0.0084245 | 0.125 | 0.08 | 261 | 0 | 0.364 | 1 | 3 | cs | TRUE
148 | LV_2762-3_0_4_line_148 |  | 144 | 145 | 0.017823 | 0.125 | 0.08 | 261 | 0 | 0.364 | 1 | 3 | cs | TRUE
149 | LV_2762-3_0_4_line_149 |  | 145 | 146 | 0.014117 | 0.125 | 0.08 | 261 | 0 | 0.364 | 1 | 1 | cs | TRUE
150 | LV_2762-3_0_4_line_150 |  | 145 | 147 | 0.025122 | 0.125 | 0.08 | 261 | 0 | 0.364 | 1 | 3 | cs | TRUE
151 | LV_2762-3_0_4_line_151 |  | 146 | 148 | 0.048517 | 0.125 | 0.08 | 261 | 0 | 0.364 | 1 | 1 | cs | TRUE
152 | LV_2762-3_0_4_line_152 |  | 147 | 149 | 0.010997 | 0.125 | 0.08 | 261 | 0 | 0.364 | 1 | 3 | cs | TRUE
153 | LV_2762-3_0_4_line_153 |  | 148 | 150 | 0.015198 | 0.125 | 0.08 | 261 | 0 | 0.364 | 1 | 1 | cs | TRUE
154 | LV_2762-3_0_4_line_154 |  | 149 | 151 | 0.025768 | 0.125 | 0.08 | 261 | 0 | 0.364 | 1 | 1 | cs | TRUE
155 | LV_2762-3_0_4_line_155 |  | 149 | 152 | 0.028211 | 0.125 | 0.08 | 261 | 0 | 0.364 | 1 | 3 | cs | TRUE
156 | LV_2762-3_0_4_line_156 |  | 149 | 153 | 0.01819 | 0.125 | 0.08 | 261 | 0 | 0.364 | 1 | 1 | cs | TRUE
157 | LV_2762-3_0_4_line_157 |  | 151 | 154 | 0.012844 | 0.125 | 0.08 | 261 | 0 | 0.364 | 1 | 1 | cs | TRUE
158 | LV_2762-3_0_4_line_158 |  | 152 | 155 | 0.0054705 | 0.125 | 0.08 | 261 | 0 | 0.364 | 1 | 3 | cs | TRUE
159 | LV_2762-3_0_4_line_159 |  | 154 | 172 | 0.025558 | 0.125 | 0.08 | 261 | 0 | 0.364 | 1 | 1 | cs | TRUE
160 | LV_2762-3_0_4_line_160 |  | 154 | 167 | 0.024188 | 0.125 | 0.08 | 261 | 0 | 0.364 | 1 | 1 | cs | TRUE
161 | LV_2762-3_0_4_line_161 |  | 155 | 177 | 0.016968 | 0.125 | 0.08 | 261 | 0 | 0.364 | 1 | 3 | cs | TRUE
162 | LV_2762-3_0_4_line_162 |  | 156 | 157 | 0.0055953 | 0.125 | 0.08 | 261 | 0 | 0.364 | 1 | 1 | cs | TRUE
163 | LV_2762-3_0_4_line_163 |  | 157 | 158 | 0.01367 | 0.125 | 0.08 | 261 | 0 | 0.364 | 1 | 1 | cs | TRUE
164 | LV_2762-3_0_4_line_164 |  | 158 | 159 | 0.0068901 | 0.125 | 0.08 | 261 | 0 | 0.364 | 1 | 1 | cs | TRUE
165 | LV_2762-3_0_4_line_165 |  | 160 | 161 | 0.017375 | 0.125 | 0.08 | 261 | 0 | 0.364 | 1 | 1 | cs | TRUE
166 | LV_2762-3_0_4_line_166 |  | 160 | 162 | 0.015124 | 0.125 | 0.08 | 261 | 0 | 0.364 | 1 | 1 | cs | TRUE
167 | LV_2762-3_0_4_line_167 |  | 161 | 163 | 0.012144 | 0.125 | 0.08 | 261 | 0 | 0.364 | 1 | 1 | cs | TRUE
168 | LV_2762-3_0_4_line_168 |  | 163 | 164 | 0.011691 | 0.125 | 0.08 | 261 | 0 | 0.364 | 1 | 1 | cs | TRUE
169 | LV_2762-3_0_4_line_169 |  | 164 | 165 | 0.01293 | 0.125 | 0.08 | 261 | 0 | 0.364 | 1 | 1 | cs | TRUE
170 | LV_2762-3_0_4_line_170 |  | 165 | 166 | 0.017853 | 0.125 | 0.08 | 261 | 0 | 0.364 | 1 | 1 | cs | TRUE
171 | LV_2762-3_0_4_line_171 |  | 165 | 167 | 0.018333 | 0.125 | 0.08 | 261 | 0 | 0.364 | 1 | 1 | cs | TRUE
172 | LV_2762-3_0_4_line_172 |  | 166 | 175 | 0.01896 | 0.125 | 0.08 | 261 | 0 | 0.364 | 1 | 1 | cs | TRUE
173 | LV_2762-3_0_4_line_173 |  | 167 | 168 | 0.015572 | 0.125 | 0.08 | 261 | 0 | 0.364 | 1 | 1 | cs | TRUE
174 | LV_2762-3_0_4_line_174 |  | 168 | 169 | 0.0014516 | 0.125 | 0.08 | 261 | 0 | 0.364 | 1 | 1 | cs | TRUE
175 | LV_2762-3_0_4_line_175 |  | 169 | 170 | 0.017465 | 0.125 | 0.08 | 261 | 0 | 0.364 | 1 | 1 | cs | TRUE
176 | LV_2762-3_0_4_line_176 |  | 170 | 171 | 0.0072434 | 0.125 | 0.08 | 261 | 0 | 0.364 | 1 | 1 | cs | TRUE
177 | LV_2762-3_0_4_line_177 |  | 171 | 173 | 0.0092233 | 0.125 | 0.08 | 261 | 0 | 0.364 | 1 | 1 | cs | TRUE
178 | LV_2762-3_0_4_line_178 |  | 172 | 174 | 0.022001 | 0.125 | 0.08 | 261 | 0 | 0.364 | 1 | 1 | cs | TRUE
179 | LV_2762-3_0_4_line_179 |  | 173 | 176 | 0.0019767 | 0.125 | 0.08 | 261 | 0 | 0.364 | 1 | 1 | cs | TRUE
180 | LV_2762-3_0_4_line_180 |  | 175 | 178 | 0.0089884 | 0.125 | 0.08 | 261 | 0 | 0.364 | 1 | 1 | cs | TRUE
181 | LV_2762-3_0_4_line_181 |  | 177 | 192 | 0.0036476 | 0.125 | 0.08 | 261 | 0 | 0.364 | 1 | 3 | cs | TRUE
182 | LV_2762-3_0_4_line_182 |  | 178 | 179 | 0.019003 | 0.125 | 0.08 | 261 | 0 | 0.364 | 1 | 1 | cs | TRUE
183 | LV_2762-3_0_4_line_183 |  | 179 | 180 | 0.0044384 | 0.125 | 0.08 | 261 | 0 | 0.364 | 1 | 1 | cs | TRUE
184 | LV_2762-3_0_4_line_184 |  | 180 | 181 | 0.013772 | 0.125 | 0.08 | 261 | 0 | 0.364 | 1 | 1 | cs | TRUE
185 | LV_2762-3_0_4_line_185 |  | 181 | 182 | 0.016706 | 0.125 | 0.08 | 261 | 0 | 0.364 | 1 | 1 | cs | TRUE
186 | LV_2762-3_0_4_line_186 |  | 182 | 183 | 0.0036912 | 0.125 | 0.08 | 261 | 0 | 0.364 | 1 | 1 | cs | TRUE
187 | LV_2762-3_0_4_line_187 |  | 183 | 184 | 0.013823 | 0.125 | 0.08 | 261 | 0 | 0.364 | 1 | 1 | cs | TRUE
188 | LV_2762-3_0_4_line_188 |  | 184 | 186 | 0.016781 | 0.125 | 0.08 | 261 | 0 | 0.364 | 1 | 1 | cs | TRUE
189 | LV_2762-3_0_4_line_189 |  | 185 | 186 | 0.023152 | 0.125 | 0.08 | 261 | 0 | 0.364 | 1 | 1 | cs | TRUE
190 | LV_2762-3_0_4_line_190 |  | 185 | 187 | 0.028384 | 0.125 | 0.08 | 261 | 0 | 0.364 | 1 | 1 | cs | TRUE
191 | LV_2762-3_0_4_line_191 |  | 187 | 188 | 0.020409 | 0.125 | 0.08 | 261 | 0 | 0.364 | 1 | 1 | cs | TRUE
192 | LV_2762-3_0_4_line_192 |  | 189 | 190 | 0.011602 | 0.125 | 0.08 | 261 | 0 | 0.364 | 1 | 1 | cs | TRUE
193 | LV_2762-3_0_4_line_193 |  | 189 | 191 | 0.017553 | 0.125 | 0.08 | 261 | 0 | 0.364 | 1 | 1 | cs | TRUE
194 | LV_2762-3_0_4_line_194 |  | 190 | 202 | 0.0072502 | 0.125 | 0.08 | 261 | 0 | 0.364 | 1 | 1 | cs | TRUE
195 | LV_2762-3_0_4_line_195 |  | 191 | 199 | 0.0078992 | 0.125 | 0.08 | 261 | 0 | 0.364 | 1 | 1 | cs | TRUE
196 | LV_2762-3_0_4_line_196 |  | 192 | 193 | 0.022 | 0.125 | 0.08 | 261 | 0 | 0.364 | 1 | 3 | cs | TRUE
197 | LV_2762-3_0_4_line_197 |  | 193 | 194 | 0.0016565 | 0.125 | 0.08 | 261 | 0 | 0.364 | 1 | 3 | cs | TRUE
198 | LV_2762-3_0_4_line_198 |  | 194 | 195 | 0.018797 | 0.125 | 0.08 | 261 | 0 | 0.364 | 1 | 3 | cs | TRUE
199 | LV_2762-3_0_4_line_199 |  | 195 | 196 | 0.019159 | 0.125 | 0.08 | 261 | 0 | 0.364 | 1 | 3 | cs | TRUE
200 | LV_2762-3_0_4_line_200 |  | 196 | 197 | 0.0015482 | 0.125 | 0.08 | 261 | 0 | 0.364 | 1 | 1 | cs | TRUE
201 | LV_2762-3_0_4_line_201 |  | 196 | 198 | 0.015203 | 0.125 | 0.08 | 261 | 0 | 0.364 | 1 | 3 | cs | TRUE
202 | LV_2762-3_0_4_line_202 |  | 197 | 199 | 0.03137 | 0.125 | 0.08 | 261 | 0 | 0.364 | 1 | 1 | cs | TRUE
203 | LV_2762-3_0_4_line_203 |  | 198 | 200 | 0.0019957 | 0.125 | 0.08 | 261 | 0 | 0.364 | 1 | 3 | cs | TRUE
204 | LV_2762-3_0_4_line_204 |  | 200 | 201 | 0.020725 | 0.125 | 0.08 | 261 | 0 | 0.364 | 1 | 3 | cs | TRUE
205 | LV_2762-3_0_4_line_205 |  | 201 | 226 | 0.01444 | 0.125 | 0.08 | 261 | 0 | 0.364 | 1 | 3 | cs | TRUE
206 | LV_2762-3_0_4_line_206 |  | 202 | 272 | 0.023924 | 0.125 | 0.08 | 261 | 0 | 0.364 | 1 | 1 | cs | TRUE
207 | LV_2762-3_0_4_line_207 |  | 203 | 204 | 0.025771 | 0.125 | 0.08 | 261 | 0 | 0.364 | 1 | 1 | cs | TRUE
208 | LV_2762-3_0_4_line_208 |  | 203 | 205 | 0.025458 | 0.125 | 0.08 | 261 | 0 | 0.364 | 1 | 1 | cs | TRUE
209 | LV_2762-3_0_4_line_209 |  | 204 | 206 | 0.0054763 | 0.125 | 0.08 | 261 | 0 | 0.364 | 1 | 1 | cs | TRUE
210 | LV_2762-3_0_4_line_210 |  | 205 | 207 | 0.016831 | 0.125 | 0.08 | 261 | 0 | 0.364 | 1 | 1 | cs | TRUE
211 | LV_2762-3_0_4_line_211 |  | 207 | 208 | 0.005289 | 0.125 | 0.08 | 261 | 0 | 0.364 | 1 | 1 | cs | TRUE
212 | LV_2762-3_0_4_line_212 |  | 207 | 209 | 0.0045794 | 0.125 | 0.08 | 261 | 0 | 0.364 | 1 | 1 | cs | TRUE
213 | LV_2762-3_0_4_line_213 |  | 207 | 210 | 0.017975 | 0.125 | 0.08 | 261 | 0 | 0.364 | 1 | 1 | cs | TRUE
214 | LV_2762-3_0_4_line_214 |  | 208 | 211 | 0.0426 | 0.125 | 0.08 | 261 | 0 | 0.364 | 1 | 1 | cs | TRUE
215 | LV_2762-3_0_4_line_215 |  | 208 | 212 | 0.018438 | 0.125 | 0.08 | 261 | 0 | 0.364 | 1 | 1 | cs | TRUE
216 | LV_2762-3_0_4_line_216 |  | 209 | 213 | 0.00050937 | 0.125 | 0.08 | 261 | 0 | 0.364 | 1 | 1 | cs | TRUE
217 | LV_2762-3_0_4_line_217 |  | 210 | 214 | 0.0058052 | 0.125 | 0.08 | 261 | 0 | 0.364 | 1 | 1 | cs | TRUE
218 | LV_2762-3_0_4_line_218 |  | 211 | 215 | 0.020277 | 0.125 | 0.08 | 261 | 0 | 0.364 | 1 | 1 | cs | TRUE
219 | LV_2762-3_0_4_line_219 |  | 212 | 216 | 0.01011 | 0.125 | 0.08 | 261 | 0 | 0.364 | 1 | 1 | cs | TRUE
220 | LV_2762-3_0_4_line_220 |  | 214 | 217 | 0.011527 | 0.125 | 0.08 | 261 | 0 | 0.364 | 1 | 1 | cs | TRUE
221 | LV_2762-3_0_4_line_221 |  | 215 | 234 | 0.029809 | 0.125 | 0.08 | 261 | 0 | 0.364 | 1 | 1 | cs | TRUE
222 | LV_2762-3_0_4_line_222 |  | 216 | 228 | 0.016389 | 0.125 | 0.08 | 261 | 0 | 0.364 | 1 | 3 | cs | TRUE
223 | LV_2762-3_0_4_line_223 |  | 216 | 227 | 0.016821 | 0.125 | 0.08 | 261 | 0 | 0.364 | 1 | 3 | cs | TRUE
224 | LV_2762-3_0_4_line_224 |  | 217 | 218 | 0.0057995 | 0.125 | 0.08 | 261 | 0 | 0.364 | 1 | 1 | cs | TRUE
225 | LV_2762-3_0_4_line_225 |  | 218 | 219 | 0.012633 | 0.125 | 0.08 | 261 | 0 | 0.364 | 1 | 1 | cs | TRUE
226 | LV_2762-3_0_4_line_226 |  | 219 | 220 | 0.0057638 | 0.125 | 0.08 | 261 | 0 | 0.364 | 1 | 1 | cs | TRUE
227 | LV_2762-3_0_4_line_227 |  | 221 | 222 | 0.05972 | 0.125 | 0.08 | 261 | 0 | 0.364 | 1 | 1 | cs | TRUE
228 | LV_2762-3_0_4_line_228 |  | 222 | 273 | 0.0010966 | 0.125 | 0.08 | 261 | 0 | 0.364 | 1 | 1 | cs | TRUE
229 | LV_2762-3_0_4_line_229 |  | 223 | 224 | 0.0022627 | 0.125 | 0.08 | 261 | 0 | 0.364 | 1 | 1 | cs | TRUE
230 | LV_2762-3_0_4_line_230 |  | 224 | 225 | 0.0075149 | 0.125 | 0.08 | 261 | 0 | 0.364 | 1 | 1 | cs | TRUE
231 | LV_2762-3_0_4_line_231 |  | 226 | 227 | 0.017357 | 0.125 | 0.08 | 261 | 0 | 0.364 | 1 | 3 | cs | TRUE
232 | LV_2762-3_0_4_line_232 |  | 228 | 233 | 0.017965 | 0.125 | 0.08 | 261 | 0 | 0.364 | 1 | 3 | cs | TRUE
233 | LV_2762-3_0_4_line_233 |  | 229 | 230 | 0.0035507 | 0.125 | 0.08 | 261 | 0 | 0.364 | 1 | 1 | cs | TRUE
234 | LV_2762-3_0_4_line_234 |  | 229 | 231 | 0.0159 | 0.125 | 0.08 | 261 | 0 | 0.364 | 1 | 1 | cs | TRUE
235 | LV_2762-3_0_4_line_235 |  | 230 | 232 | 0.013577 | 0.125 | 0.08 | 261 | 0 | 0.364 | 1 | 1 | cs | TRUE
236 | LV_2762-3_0_4_line_236 |  | 231 | 233 | 0.0039366 | 0.125 | 0.08 | 261 | 0 | 0.364 | 1 | 3 | cs | TRUE
237 | LV_2762-3_0_4_line_237 |  | 234 | 235 | 0.0015934 | 0.125 | 0.08 | 261 | 0 | 0.364 | 1 | 1 | cs | TRUE
238 | LV_2762-3_0_4_line_238 |  | 235 | 236 | 0.03134 | 0.125 | 0.08 | 261 | 0 | 0.364 | 1 | 1 | cs | TRUE
239 | LV_2762-3_0_4_line_239 |  | 236 | 237 | 0.0017593 | 0.125 | 0.08 | 261 | 0 | 0.364 | 1 | 1 | cs | TRUE
240 | LV_2762-3_0_4_line_240 |  | 237 | 238 | 0.029129 | 0.125 | 0.08 | 261 | 0 | 0.364 | 1 | 1 | cs | TRUE
241 | LV_2762-3_0_4_line_241 |  | 238 | 239 | 0.031308 | 0.125 | 0.08 | 261 | 0 | 0.364 | 1 | 1 | cs | TRUE
242 | LV_2762-3_0_4_line_242 |  | 240 | 241 | 0.023163 | 0.125 | 0.08 | 261 | 0 | 0.364 | 1 | 1 | cs | TRUE
243 | LV_2762-3_0_4_line_243 |  | 241 | 242 | 0.005628 | 0.125 | 0.08 | 261 | 0 | 0.364 | 1 | 1 | cs | TRUE
244 | LV_2762-3_0_4_line_244 |  | 241 | 243 | 0.013466 | 0.125 | 0.08 | 261 | 0 | 0.364 | 1 | 1 | cs | TRUE
245 | LV_2762-3_0_4_line_245 |  | 242 | 244 | 0.038638 | 0.125 | 0.08 | 261 | 0 | 0.364 | 1 | 1 | cs | TRUE
246 | LV_2762-3_0_4_line_246 |  | 243 | 245 | 0.014286 | 0.125 | 0.08 | 261 | 0 | 0.364 | 1 | 1 | cs | TRUE
247 | LV_2762-3_0_4_line_247 |  | 244 | 260 | 0.0011744 | 0.125 | 0.08 | 261 | 0 | 0.364 | 1 | 1 | cs | TRUE
248 | LV_2762-3_0_4_line_248 |  | 245 | 259 | 0.019348 | 0.125 | 0.08 | 261 | 0 | 0.364 | 1 | 1 | cs | TRUE
249 | LV_2762-3_0_4_line_249 |  | 246 | 247 | 0.0084421 | 0.125 | 0.08 | 261 | 0 | 0.364 | 1 | 1 | cs | TRUE
250 | LV_2762-3_0_4_line_250 |  | 246 | 248 | 0.0031585 | 0.125 | 0.08 | 261 | 0 | 0.364 | 1 | 1 | cs | TRUE
251 | LV_2762-3_0_4_line_251 |  | 247 | 249 | 0.01233 | 0.125 | 0.08 | 261 | 0 | 0.364 | 1 | 1 | cs | TRUE
252 | LV_2762-3_0_4_line_252 |  | 248 | 250 | 0.010483 | 0.125 | 0.08 | 261 | 0 | 0.364 | 1 | 1 | cs | TRUE
253 | LV_2762-3_0_4_line_253 |  | 249 | 251 | 0.014795 | 0.125 | 0.08 | 261 | 0 | 0.364 | 1 | 1 | cs | TRUE
254 | LV_2762-3_0_4_line_254 |  | 250 | 252 | 0.017002 | 0.125 | 0.08 | 261 | 0 | 0.364 | 1 | 1 | cs | TRUE
255 | LV_2762-3_0_4_line_255 |  | 251 | 253 | 0.0035089 | 0.125 | 0.08 | 261 | 0 | 0.364 | 1 | 1 | cs | TRUE
256 | LV_2762-3_0_4_line_256 |  | 252 | 254 | 0.00062894 | 0.125 | 0.08 | 261 | 0 | 0.364 | 1 | 1 | cs | TRUE
257 | LV_2762-3_0_4_line_257 |  | 253 | 255 | 0.0084129 | 0.125 | 0.08 | 261 | 0 | 0.364 | 1 | 1 | cs | TRUE
258 | LV_2762-3_0_4_line_258 |  | 254 | 266 | 0.0079542 | 0.125 | 0.08 | 261 | 0 | 0.364 | 1 | 1 | cs | TRUE
259 | LV_2762-3_0_4_line_259 |  | 255 | 256 | 0.013126 | 0.125 | 0.08 | 261 | 0 | 0.364 | 1 | 1 | cs | TRUE
260 | LV_2762-3_0_4_line_260 |  | 256 | 257 | 0.015315 | 0.125 | 0.08 | 261 | 0 | 0.364 | 1 | 1 | cs | TRUE
261 | LV_2762-3_0_4_line_261 |  | 257 | 258 | 0.012157 | 0.125 | 0.08 | 261 | 0 | 0.364 | 1 | 1 | cs | TRUE
262 | LV_2762-3_0_4_line_262 |  | 258 | 259 | 0.012601 | 0.125 | 0.08 | 261 | 0 | 0.364 | 1 | 1 | cs | TRUE
263 | LV_2762-3_0_4_line_263 |  | 260 | 261 | 0.028512 | 0.125 | 0.08 | 261 | 0 | 0.364 | 1 | 1 | cs | TRUE
264 | LV_2762-3_0_4_line_264 |  | 261 | 262 | 0.022467 | 0.125 | 0.08 | 261 | 0 | 0.364 | 1 | 1 | cs | TRUE
265 | LV_2762-3_0_4_line_265 |  | 262 | 263 | 0.008137 | 0.125 | 0.08 | 261 | 0 | 0.364 | 1 | 1 | cs | TRUE
266 | LV_2762-3_0_4_line_266 |  | 262 | 264 | 0.012445 | 0.125 | 0.08 | 261 | 0 | 0.364 | 1 | 1 | cs | TRUE
267 | LV_2762-3_0_4_line_267 |  | 263 | 265 | 0.022179 | 0.125 | 0.08 | 261 | 0 | 0.364 | 1 | 1 | cs | TRUE
268 | LV_2762-3_0_4_line_268 |  | 265 | 279 | 0.016323 | 0.125 | 0.08 | 261 | 0 | 0.364 | 1 | 1 | cs | TRUE
269 | LV_2762-3_0_4_line_269 |  | 266 | 267 | 0.010539 | 0.125 | 0.08 | 261 | 0 | 0.364 | 1 | 1 | cs | TRUE
270 | LV_2762-3_0_4_line_270 |  | 267 | 268 | 0.014419 | 0.125 | 0.08 | 261 | 0 | 0.364 | 1 | 1 | cs | TRUE
271 | LV_2762-3_0_4_line_271 |  | 268 | 269 | 0.0095426 | 0.125 | 0.08 | 261 | 0 | 0.364 | 1 | 1 | cs | TRUE
272 | LV_2762-3_0_4_line_272 |  | 269 | 270 | 0.0012651 | 0.125 | 0.08 | 261 | 0 | 0.364 | 1 | 1 | cs | TRUE
273 | LV_2762-3_0_4_line_273 |  | 270 | 271 | 0.0069609 | 0.125 | 0.08 | 261 | 0 | 0.364 | 1 | 1 | cs | TRUE
274 | LV_2762-3_0_4_line_274 |  | 271 | 272 | 0.013583 | 0.125 | 0.08 | 261 | 0 | 0.364 | 1 | 1 | cs | TRUE
275 | LV_2762-3_0_4_line_275 |  | 273 | 274 | 0.02152 | 0.125 | 0.08 | 261 | 0 | 0.364 | 1 | 1 | cs | TRUE
276 | LV_2762-3_0_4_line_276 |  | 274 | 275 | 0.05109 | 0.125 | 0.08 | 261 | 0 | 0.364 | 1 | 1 | cs | TRUE
277 | LV_2762-3_0_4_line_277 |  | 275 | 276 | 0.0072252 | 0.125 | 0.08 | 261 | 0 | 0.364 | 1 | 1 | cs | TRUE
278 | LV_2762-3_0_4_line_278 |  | 276 | 277 | 0.01479 | 0.125 | 0.08 | 261 | 0 | 0.364 | 1 | 1 | cs | TRUE
279 | LV_2762-3_0_4_line_279 |  | 277 | 278 | 0.012832 | 0.125 | 0.08 | 261 | 0 | 0.364 | 1 | 1 | cs | TRUE

## trafo
| name | std_type | hv_bus | lv_bus | sn_mva | vn_hv_kv | vn_lv_kv | vk_percent | vkr_percent | pfe_kw | i0_percent | shift_degree | tap_side | tap_neutral | tap_min | tap_max | tap_step_percent | tap_step_degree | tap_pos | tap_phase_shifter | parallel | df | in_service
0 | LV_2762-3_0_4_trafo_219 | 0.63 MVA 20/0.4 kV | 281 | 231 | 0.63 | 20 | 0.4 | 6 | 1.206 | 1.65 | 0.2619 | 150 | hv | 0 | -2 | 2 | 2.5 | 0 | 0 | FALSE | 1 | 1 | TRUE

## line_geodata
| x0 | y0 | x1 | y1 | x2 | y2 | x3 | y3
0 | 2606737.8552 | 1265975.8155 | 2606728.648 | 1265981.8081 | 2606716.2453 | 1265994.6238
1 | 2606691.844 | 1266019.8376 | 2606716.2453 | 1265994.6238
2 | 2606639.2307 | 1266071.5703 | 2606691.844 | 1266019.8376
3 | 2606639.2307 | 1266071.5703 | 2606595.642 | 1266037.1759
4 | 2606639.2307 | 1266071.5703 | 2606610.0398 | 1266101.9368 | 2606607.0316 | 1266105.4021
5 | 2606595.642 | 1266037.1759 | 2606570.8307 | 1266062.4439 | 2606563.9971 | 1266070.9163
6 | 2606596.2998 | 1266123.1364 | 2606600.6476 | 1266112.7562 | 2606607.0316 | 1266105.4021
7 | 2606543.5685 | 1266103.135 | 2606547.74 | 1266091.0718 | 2606563.9971 | 1266070.9163
8 | 2606596.2998 | 1266123.1364 | 2606584.8343 | 1266134.1104
9 | 2606584.8343 | 1266134.1104 | 2606558.679 | 1266279.3465
10 | 2606527.9409 | 1266297.5187 | 2606558.679 | 1266279.3465
11 | 2606537.9893 | 1266312.8908 | 2606535.3281 | 1266309.0319 | 2606527.9409 | 1266297.5187
12 | 2606449.4978 | 1266404.0646 | 2606537.9893 | 1266312.8908
13 | 2606797.0247 | 1266261.1441 | 2606790.3817 | 1266275.4122
14 | 2606780.7566 | 1266296.0854 | 2606790.3817 | 1266275.4122
15 | 2606780.7566 | 1266296.0854 | 2606760.7116 | 1266340.6159 | 2606756.7119 | 1266349.3841 | 2606753.7775 | 1266355.8091
16 | 2606753.7775 | 1266355.8091 | 2606751.6849 | 1266360.391
17 | 2606746.5718 | 1266371.5863 | 2606751.6849 | 1266360.391
18 | 2606746.5718 | 1266371.5863 | 2606744.662 | 1266375.7678
19 | 2606744.662 | 1266375.7678 | 2606739.3269 | 1266387.4493
20 | 2606732.6649 | 1266402.0361 | 2606739.3269 | 1266387.4493
21 | 2606731.8911 | 1266403.7305 | 2606732.6649 | 1266402.0361
22 | 2606731.8911 | 1266403.7305 | 2606728.281 | 1266411.6349
23 | 2606728.281 | 1266411.6349 | 2606724.2155 | 1266420.5366
24 | 2606724.2155 | 1266420.5366 | 2606720.3437 | 1266429.014
25 | 2606718.523 | 1266433.0005 | 2606720.3437 | 1266429.014
26 | 2606718.523 | 1266433.0005 | 2606710.1621 | 1266451.3072
27 | 2606709.8516 | 1266451.987 | 2606710.1621 | 1266451.3072
28 | 2606709.8516 | 1266451.987 | 2606707.8267 | 1266456.4206
29 | 2606707.8267 | 1266456.4206 | 2606703.7452 | 1266465.3572
30 | 2606698.5418 | 1266476.7503 | 2606703.7452 | 1266465.3572
31 | 2606698.5418 | 1266476.7503 | 2606695.6228 | 1266483.1417 | 2606692.3027 | 1266490.4202
32 | 2606683.9852 | 1266502.9091 | 2606691.6383 | 1266491.8766 | 2606692.3027 | 1266490.4202
33 | 2606683.9852 | 1266502.9091 | 2606691.6329 | 1266510.1227 | 2606708.8613 | 1266519.2372 | 2606710.5085 | 1266519.9608
34 | 2606683.9852 | 1266502.9091 | 2606669.7427 | 1266496.1551 | 2606665.934 | 1266492.9393
35 | 2606646.9903 | 1266474.9512 | 2606650.3623 | 1266478.6732
36 | 2606650.3623 | 1266478.6732 | 2606654.6712 | 1266483.4294 | 2606665.934 | 1266492.9393
37 | 2606599.1514 | 1266539.9071 | 2606608.1711 | 1266518.1242
38 | 2606608.1711 | 1266518.1242 | 2606594.8842 | 1266511.705 | 2606589.3612 | 1266505.6342
39 | 2606586.214 | 1266537.3355 | 2606599.1514 | 1266539.9071
40 | 2606599.1514 | 1266539.9071 | 2606622.8378 | 1266545.6968
41 | 2606573.8497 | 1266488.584 | 2606589.3612 | 1266505.6342
42 | 2606710.5085 | 1266519.9608 | 2606724.2685 | 1266526.005
43 | 2606586.214 | 1266537.3355 | 2606580.1249 | 1266529.768 | 2606551.0497 | 1266501.3708
44 | 2606632.7837 | 1266548.1279 | 2606622.8378 | 1266545.6968
45 | 2606558.5237 | 1266471.7376 | 2606573.8497 | 1266488.584
46 | 2606724.2685 | 1266526.005 | 2606732.3691 | 1266529.5633
47 | 2606738.8069 | 1266532.3912 | 2606732.3691 | 1266529.5633
48 | 2606738.8069 | 1266532.3912 | 2606754.4497 | 1266531.5947
49 | 2606738.8069 | 1266532.3912 | 2606738.0326 | 1266544.8101 | 2606730.1819 | 1266572.4916
50 | 2606730.1819 | 1266572.4916 | 2606730.0165 | 1266573.0749
51 | 2606730.0165 | 1266573.0749 | 2606729.6953 | 1266574.2075
52 | 2606724.7989 | 1266591.4721 | 2606729.6953 | 1266574.2075
53 | 2606753.8009 | 1266910.6736 | 2606762.217 | 1266895.4041
54 | 2606770.5405 | 1266880.3028 | 2606762.217 | 1266895.4041
55 | 2606770.5405 | 1266880.3028 | 2606772.1775 | 1266877.3329
56 | 2606770.5405 | 1266880.3028 | 2606779.9075 | 1266885.516
57 | 2606789.2393 | 1266846.3782 | 2606772.1775 | 1266877.3329
58 | 2606784.1887 | 1266887.8987 | 2606779.9075 | 1266885.516
59 | 2606789.2393 | 1266846.3782 | 2606771.7358 | 1266836.5666
60 | 2606789.2393 | 1266846.3782 | 2606797.724 | 1266830.9855
61 | 2606784.1887 | 1266887.8987 | 2606789.8949 | 1266891.0744
62 | 2606857.9891 | 1266975.0354 | 2606819.2186 | 1266953.0106
63 | 2606857.9891 | 1266975.0354 | 2606860.6069 | 1266969.9459
64 | 2606860.6069 | 1266969.9459 | 2606863.1419 | 1266964.8675 | 2606870.5238 | 1266947.2638
65 | 2606860.6069 | 1266969.9459 | 2606845.4096 | 1266961.0869
66 | 2606870.5238 | 1266947.2638 | 2606884.0347 | 1266915.0457 | 2606892.8708 | 1266897.4954
67 | 2606870.5238 | 1266947.2638 | 2606856.0342 | 1266939.0763
68 | 2606892.8708 | 1266897.4954 | 2606899.5993 | 1266884.1313
69 | 2606841.322 | 1266930.7632 | 2606856.0342 | 1266939.0763
70 | 2606899.5993 | 1266884.1313 | 2606908.7299 | 1266865.9961
71 | 2606795.0981 | 1266893.9702 | 2606789.8949 | 1266891.0744
72 | 2606802.0737 | 1266897.8525 | 2606795.0981 | 1266893.9702
73 | 2606802.0737 | 1266897.8525 | 2606813.1674 | 1266904.0266
74 | 2606818.9723 | 1266907.2573 | 2606813.1674 | 1266904.0266
75 | 2606917.5027 | 1266848.5714 | 2606908.7299 | 1266865.9961
76 | 2606758.9684 | 1266829.4098 | 2606771.7358 | 1266836.5666
77 | 2606797.724 | 1266830.9855 | 2606799.767 | 1266827.279
78 | 2606917.5027 | 1266848.5714 | 2606938.583 | 1266813.0378
79 | 2606917.5027 | 1266848.5714 | 2606886.9686 | 1266831.4522
80 | 2606938.583 | 1266813.0378 | 2606952.9433 | 1266788.8376
81 | 2606938.583 | 1266813.0378 | 2606924.3441 | 1266805.5849
82 | 2606886.9686 | 1266831.4522 | 2606871.0336 | 1266822.5182
83 | 2606952.9433 | 1266788.8376 | 2606965.5615 | 1266767.5709 | 2606966.3912 | 1266766.1153
84 | 2606952.9433 | 1266788.8376 | 2606935.5696 | 1266780.0537
85 | 2606919.1051 | 1266802.8428 | 2606924.3441 | 1266805.5849
86 | 2606871.0336 | 1266822.5182 | 2606859.1747 | 1266815.8694
87 | 2606966.3912 | 1266766.1153 | 2606930.1172 | 1266746.9384
88 | 2606919.4617 | 1266771.9099 | 2606935.5696 | 1266780.0537
89 | 2606919.1051 | 1266802.8428 | 2606906.6438 | 1266796.3203
90 | 2606858.3003 | 1266815.3792 | 2606859.1747 | 1266815.8694
91 | 2606858.3003 | 1266815.3792 | 2606840.5759 | 1266805.4418
92 | 2606840.5759 | 1266805.4418 | 2606834.7438 | 1266802.1721
93 | 2606818.5966 | 1266793.119 | 2606834.7438 | 1266802.1721
94 | 2606818.5966 | 1266793.119 | 2606789.9443 | 1266776.6493
95 | 2606818.5966 | 1266793.119 | 2606833.3718 | 1266767.975
96 | 2606818.5966 | 1266793.119 | 2606799.767 | 1266827.279
97 | 2606838.2891 | 1266759.607 | 2606833.3718 | 1266767.975
98 | 2606838.2891 | 1266759.607 | 2606840.6779 | 1266755.5437
99 | 2606838.2891 | 1266759.607 | 2606853.6591 | 1266767.7517
100 | 2606754.8526 | 1266756.4782 | 2606760.9381 | 1266759.9762
101 | 2606736.431 | 1266745.8892 | 2606754.8526 | 1266756.4782
102 | 2606840.8939 | 1266755.1762 | 2606840.6779 | 1266755.5437
103 | 2606853.6591 | 1266767.7517 | 2606864.5171 | 1266773.5054
104 | 2606924.4665 | 1266743.951 | 2606930.1172 | 1266746.9384
105 | 2606913.5528 | 1266768.9224 | 2606919.4617 | 1266771.9099
106 | 2606874.4277 | 1266778.7571 | 2606864.5171 | 1266773.5054
107 | 2606881.8389 | 1266782.6843 | 2606874.4277 | 1266778.7571
108 | 2606852.5153 | 1266733.3902 | 2606846.7288 | 1266745.2511 | 2606840.8939 | 1266755.1762
109 | 2606860.4234 | 1266717.1806 | 2606852.5153 | 1266733.3902
110 | 2606876.7244 | 1266725.1597 | 2606866.3267 | 1266720.0702
111 | 2606887.0407 | 1266730.2093 | 2606876.7244 | 1266725.1597
112 | 2606860.4234 | 1266717.1806 | 2606866.3267 | 1266720.0702
113 | 2606860.4234 | 1266717.1806 | 2606841.8284 | 1266708.0785
114 | 2606841.8284 | 1266708.0785 | 2606833.3485 | 1266703.9277
115 | 2606821.8634 | 1266698.3059 | 2606833.3485 | 1266703.9277
116 | 2606998.8471 | 1266704.0767 | 2606996.7936 | 1266709.2001 | 2606990.364 | 1266721.2368
117 | 2606998.8471 | 1266704.0767 | 2606988.6657 | 1266701.2517 | 2606973.2415 | 1266696.3834
118 | 2606973.2415 | 1266696.3834 | 2606951.4928 | 1266689.519
119 | 2606951.4928 | 1266689.519 | 2606938.5009 | 1266685.4184
120 | 2606938.5009 | 1266685.4184 | 2606925.8097 | 1266681.4128
121 | 2606931.2228 | 1266673.5617 | 2606951.3842 | 1266679.871 | 2606955.7114 | 1266681.2119
122 | 2606931.2228 | 1266673.5617 | 2606905.4689 | 1266665.5022
123 | 2606925.8097 | 1266681.4128 | 2606919.0041 | 1266679.2648
124 | 2606919.0041 | 1266679.2648 | 2606906.9812 | 1266675.47
125 | 2606900.6606 | 1266673.4751 | 2606906.9812 | 1266675.47
126 | 2606900.6606 | 1266673.4751 | 2606885.6 | 1266668.7216
127 | 2606885.6 | 1266668.7216 | 2606869.8255 | 1266663.7428
128 | 2606869.8255 | 1266663.7428 | 2606853.4696 | 1266658.5805
129 | 2606853.4696 | 1266658.5805 | 2606853.2795 | 1266658.5205 | 2606837.6927 | 1266653.1729
130 | 2606826.9368 | 1266648.5278 | 2606836.793 | 1266652.8643 | 2606837.6927 | 1266653.1729
131 | 2606802.5593 | 1266671.0823 | 2606822.6538 | 1266654.9051 | 2606826.9368 | 1266648.5278
132 | 2606825.7683 | 1266643.5007 | 2606829.3347 | 1266644.9614 | 2606826.9368 | 1266648.5278
133 | 2606796.5064 | 1266678.3249 | 2606802.5593 | 1266671.0823
134 | 2606802.5593 | 1266671.0823 | 2606794.28 | 1266666.6956
135 | 2606825.7683 | 1266643.5007 | 2606826.7298 | 1266638.6429
136 | 2606796.5064 | 1266678.3249 | 2606784.7868 | 1266687.3636
137 | 2606796.5064 | 1266678.3249 | 2606811.2436 | 1266693.1076 | 2606818.3409 | 1266696.5816
138 | 2606794.28 | 1266666.6956 | 2606779.9265 | 1266659.0907
139 | 2606826.7298 | 1266638.6429 | 2606838.2264 | 1266643.5372 | 2606847.7438 | 1266647.1878
140 | 2606784.7868 | 1266687.3636 | 2606781.6805 | 1266689.7593
141 | 2606821.8634 | 1266698.3059 | 2606818.3409 | 1266696.5816
142 | 2606779.9265 | 1266659.0907 | 2606767.287 | 1266652.3939
143 | 2606847.7438 | 1266647.1878 | 2606851.281 | 1266648.5446 | 2606880.5076 | 1266657.6908
144 | 2606762.9981 | 1266611.3694 | 2606767.8528 | 1266613.8982
145 | 2606752.5122 | 1266605.9075 | 2606762.9981 | 1266611.3694
146 | 2606770.0437 | 1266698.734 | 2606781.6805 | 1266689.7593
147 | 2606770.0437 | 1266698.734 | 2606763.3727 | 1266703.879
148 | 2606749.2599 | 1266714.7634 | 2606763.3727 | 1266703.879
149 | 2606749.2599 | 1266714.7634 | 2606737.352 | 1266707.1813
150 | 2606749.2599 | 1266714.7634 | 2606729.3684 | 1266730.1072
151 | 2606737.352 | 1266707.1813 | 2606696.4265 | 1266681.1232
152 | 2606720.6606 | 1266736.8242 | 2606729.3684 | 1266730.1072
153 | 2606683.6066 | 1266672.9604 | 2606696.4265 | 1266681.1232
154 | 2606720.6606 | 1266736.8242 | 2606708.6339 | 1266759.613
155 | 2606720.6606 | 1266736.8242 | 2606696.9557 | 1266721.5295
156 | 2606720.6606 | 1266736.8242 | 2606736.431 | 1266745.8892
157 | 2606702.6391 | 1266770.9722 | 2606708.6339 | 1266759.613
158 | 2606692.3589 | 1266718.5636 | 2606696.9557 | 1266721.5295
159 | 2606702.6391 | 1266770.9722 | 2606724.9994 | 1266783.3507
160 | 2606691.3389 | 1266792.3745 | 2606702.6391 | 1266770.9722
161 | 2606692.3589 | 1266718.5636 | 2606678.1011 | 1266709.3642
162 | 2606880.5076 | 1266657.6908 | 2606885.8476 | 1266659.3619
163 | 2606885.8476 | 1266659.3619 | 2606898.8932 | 1266663.4444
164 | 2606898.8932 | 1266663.4444 | 2606905.4689 | 1266665.5022
165 | 2606698.8919 | 1266845.2965 | 2606683.6321 | 1266836.9881
166 | 2606712.1749 | 1266852.5287 | 2606698.8919 | 1266845.2965
167 | 2606672.9663 | 1266831.1809 | 2606683.6321 | 1266836.9881
168 | 2606672.9663 | 1266831.1809 | 2606677.6249 | 1266820.4577
169 | 2606682.7772 | 1266808.5984 | 2606677.6249 | 1266820.4577
170 | 2606682.7772 | 1266808.5984 | 2606668.04 | 1266798.5216
171 | 2606682.7772 | 1266808.5984 | 2606691.3389 | 1266792.3745
172 | 2606652.3892 | 1266787.8201 | 2606668.04 | 1266798.5216
173 | 2606691.3389 | 1266792.3745 | 2606705.1303 | 1266799.6049
174 | 2606705.1303 | 1266799.6049 | 2606706.4159 | 1266800.2789
175 | 2606706.4159 | 1266800.2789 | 2606721.8841 | 1266808.3884
176 | 2606721.8841 | 1266808.3884 | 2606728.2993 | 1266811.7517
177 | 2606723.8518 | 1266819.8319 | 2606728.2993 | 1266811.7517 | 2606728.2993 | 1266811.7517
178 | 2606744.2481 | 1266794.0066 | 2606724.9994 | 1266783.3507
179 | 2606722.8986 | 1266821.5636 | 2606723.8518 | 1266819.8319
180 | 2606652.3892 | 1266787.8201 | 2606644.9694 | 1266782.7467
181 | 2606675.0361 | 1266707.3866 | 2606678.1011 | 1266709.3642
182 | 2606629.2833 | 1266772.0211 | 2606644.9694 | 1266782.7467
183 | 2606625.6195 | 1266769.5159 | 2606629.2833 | 1266772.0211
184 | 2606625.6195 | 1266769.5159 | 2606614.2509 | 1266761.7425
185 | 2606600.4603 | 1266752.3129 | 2606614.2509 | 1266761.7425
186 | 2606597.4133 | 1266750.2295 | 2606600.4603 | 1266752.3129
187 | 2606597.4133 | 1266750.2295 | 2606586.2012 | 1266742.1451
188 | 2606572.59 | 1266732.3308 | 2606586.2012 | 1266742.1451
189 | 2606553.811 | 1266718.7903 | 2606572.59 | 1266732.3308
190 | 2606530.7876 | 1266702.1894 | 2606553.811 | 1266718.7903
191 | 2606530.7876 | 1266702.1894 | 2606542.7785 | 1266685.6744
192 | 2606574.016 | 1266642.6509 | 2606564.0678 | 1266636.6805
193 | 2606574.016 | 1266642.6509 | 2606588.8258 | 1266652.0729
194 | 2606564.0678 | 1266636.6805 | 2606557.8512 | 1266632.9496
195 | 2606595.4905 | 1266656.313 | 2606588.8258 | 1266652.0729
196 | 2606675.0361 | 1266707.3866 | 2606656.5499 | 1266695.459
197 | 2606656.5499 | 1266695.459 | 2606655.158 | 1266694.5609
198 | 2606639.3634 | 1266684.37 | 2606655.158 | 1266694.5609
199 | 2606623.2645 | 1266673.9827 | 2606639.3634 | 1266684.37
200 | 2606623.2645 | 1266673.9827 | 2606621.9582 | 1266673.1517
201 | 2606623.2645 | 1266673.9827 | 2606631.0099 | 1266660.9003
202 | 2606621.9582 | 1266673.1517 | 2606595.4905 | 1266656.313
203 | 2606631.0099 | 1266660.9003 | 2606632.0266 | 1266659.183
204 | 2606642.5848 | 1266641.3496 | 2606632.0266 | 1266659.183
205 | 2606642.5848 | 1266641.3496 | 2606649.9415 | 1266628.9237
206 | 2606537.338 | 1266620.6386 | 2606557.8512 | 1266632.9496
207 | 2606724.7989 | 1266591.4721 | 2606747.6553 | 1266603.3776
208 | 2606724.7989 | 1266591.4721 | 2606711.2344 | 1266584.4853 | 2606702.167 | 1266579.8138
209 | 2606747.6553 | 1266603.3776 | 2606752.5122 | 1266605.9075
210 | 2606687.2049 | 1266572.1053 | 2606702.167 | 1266579.8138
211 | 2606687.2049 | 1266572.1053 | 2606684.9959 | 1266575.116 | 2606684.0686 | 1266576.3714
212 | 2606687.2049 | 1266572.1053 | 2606689.919 | 1266568.4169 | 2606689.919 | 1266568.4169
213 | 2606687.2049 | 1266572.1053 | 2606682.0813 | 1266569.62 | 2606671.0341 | 1266564.2552
214 | 2606684.0686 | 1266576.3714 | 2606675.3499 | 1266571.0357 | 2606648.9113 | 1266558.7866 | 2606645.851 | 1266557.7225
215 | 2606684.0686 | 1266576.3714 | 2606673.1594 | 1266591.2362
216 | 2606690.3364 | 1266568.7087 | 2606689.919 | 1266568.4169
217 | 2606671.0341 | 1266564.2552 | 2606665.812 | 1266561.7193
218 | 2606626.699 | 1266551.0633 | 2606645.851 | 1266557.7225
219 | 2606667.3538 | 1266599.5133 | 2606673.1594 | 1266591.2362
220 | 2606665.812 | 1266561.7193 | 2606662.4371 | 1266560.0803 | 2606655.2255 | 1266557.1735
221 | 2606626.699 | 1266551.0633 | 2606622.9582 | 1266549.7626 | 2606597.8566 | 1266543.5927
222 | 2606667.3538 | 1266599.5133 | 2606681.8503 | 1266607.1593
223 | 2606667.3538 | 1266599.5133 | 2606658.7843 | 1266613.9876
224 | 2606649.8465 | 1266555.0054 | 2606655.2255 | 1266557.1735
225 | 2606649.8465 | 1266555.0054 | 2606638.1296 | 1266550.2827
226 | 2606632.7837 | 1266548.1279 | 2606632.7837 | 1266548.1279 | 2606638.1296 | 1266550.2827
227 | 2606551.0497 | 1266501.3708 | 2606519.2302 | 1266470.2931 | 2606508.0859 | 1266459.8958
228 | 2606507.2841 | 1266459.1478 | 2606508.0859 | 1266459.8958
229 | 2606765.2876 | 1266651.3345 | 2606767.287 | 1266652.3939
230 | 2606758.6472 | 1266647.8162 | 2606765.2876 | 1266651.3345
231 | 2606658.7843 | 1266613.9876 | 2606649.9415 | 1266628.9237
232 | 2606697.7402 | 1266615.5402 | 2606681.8503 | 1266607.1593
233 | 2606715.2857 | 1266624.7943 | 2606718.4264 | 1266626.4508
234 | 2606715.2857 | 1266624.7943 | 2606701.2222 | 1266617.3767
235 | 2606730.4357 | 1266632.785 | 2606718.4264 | 1266626.4508
236 | 2606697.7402 | 1266615.5402 | 2606701.2222 | 1266617.3767
237 | 2606596.3093 | 1266543.2124 | 2606597.8566 | 1266543.5927
238 | 2606596.3093 | 1266543.2124 | 2606595.5572 | 1266543.0276 | 2606565.3598 | 1266538.2996
239 | 2606563.6217 | 1266538.0275 | 2606565.3598 | 1266538.2996
240 | 2606563.6217 | 1266538.0275 | 2606551.5727 | 1266536.141 | 2606534.8678 | 1266533.3698
241 | 2606534.8678 | 1266533.3698 | 2606503.9823 | 1266528.2462
242 | 2606360.077 | 1266484.3313 | 2606375.9518 | 1266492.6096 | 2606380.7559 | 1266494.749
243 | 2606360.077 | 1266484.3313 | 2606355.0738 | 1266481.7242
244 | 2606360.077 | 1266484.3313 | 2606353.5813 | 1266496.1275
245 | 2606355.0738 | 1266481.7242 | 2606340.1328 | 1266473.0245 | 2606323.0189 | 1266461.7874 | 2606322.3003 | 1266461.2874
246 | 2606353.5813 | 1266496.1275 | 2606351.1921 | 1266500.4664 | 2606351.7822 | 1266504.7145 | 2606352.4996 | 1266509.7076
247 | 2606321.3363 | 1266460.6167 | 2606322.3003 | 1266461.2874
248 | 2606352.4996 | 1266509.7076 | 2606352.4996 | 1266509.7076 | 2606369.0895 | 1266519.6641
249 | 2606455.4224 | 1266571.4768 | 2606448.1838 | 1266567.1326
250 | 2606455.4224 | 1266571.4768 | 2606458.1306 | 1266573.1022
251 | 2606437.6119 | 1266560.7879 | 2606448.1838 | 1266567.1326
252 | 2606458.1306 | 1266573.1022 | 2606467.1192 | 1266578.4967
253 | 2606424.9259 | 1266553.1743 | 2606437.6119 | 1266560.7879
254 | 2606467.1192 | 1266578.4967 | 2606481.697 | 1266587.2456
255 | 2606421.9172 | 1266551.3687 | 2606424.9259 | 1266553.1743
256 | 2606482.2363 | 1266587.5692 | 2606481.697 | 1266587.2456
257 | 2606414.7037 | 1266547.0395 | 2606421.9172 | 1266551.3687
258 | 2606489.0565 | 1266591.6624 | 2606482.2363 | 1266587.5692
259 | 2606414.7037 | 1266547.0395 | 2606403.4493 | 1266540.2851
260 | 2606390.3174 | 1266532.404 | 2606403.4493 | 1266540.2851
261 | 2606390.3174 | 1266532.404 | 2606379.8938 | 1266526.1483
262 | 2606379.8938 | 1266526.1483 | 2606369.0895 | 1266519.6641
263 | 2606303.7912 | 1266441.8755 | 2606302.6938 | 1266447.4671 | 2606309.9752 | 1266452.7118 | 2606321.3363 | 1266460.6167
264 | 2606321.7007 | 1266455.4928 | 2606308.9658 | 1266446.2173 | 2606303.7912 | 1266441.8755
265 | 2606321.7007 | 1266455.4928 | 2606328.2024 | 1266450.574
266 | 2606321.7007 | 1266455.4928 | 2606316.7275 | 1266445.7585 | 2606315.6138 | 1266444.7333
267 | 2606328.2024 | 1266450.574 | 2606345.558 | 1266436.7656
268 | 2606345.558 | 1266436.7656 | 2606358.3317 | 1266426.6026
269 | 2606489.0565 | 1266591.6624 | 2606498.0927 | 1266597.0855
270 | 2606498.0927 | 1266597.0855 | 2606510.4559 | 1266604.5053
271 | 2606518.6381 | 1266609.4158 | 2606510.4559 | 1266604.5053
272 | 2606518.6381 | 1266609.4158 | 2606519.7228 | 1266610.0668
273 | 2606519.7228 | 1266610.0668 | 2606525.6913 | 1266613.6488
274 | 2606525.6913 | 1266613.6488 | 2606537.338 | 1266620.6386
275 | 2606491.5679 | 1266444.4473 | 2606492.8418 | 1266445.6695 | 2606498.0157 | 1266450.5007 | 2606507.2841 | 1266459.1478
276 | 2606491.5679 | 1266444.4473 | 2606484.0584 | 1266437.243 | 2606460.3101 | 1266414.4458 | 2606454.7096 | 1266409.0686
277 | 2606454.7096 | 1266409.0686 | 2606449.4978 | 1266404.0646
278 | 2606438.829 | 1266393.8211 | 2606449.4978 | 1266404.0646
279 | 2606438.829 | 1266393.8211 | 2606429.5727 | 1266384.9338

## bus_geodata
| x | y | coords
0 | 2606737.8552 | 1265975.8155
1 | 2606716.2453 | 1265994.6238
2 | 2606691.844 | 1266019.8376
3 | 2606639.2307 | 1266071.5703
4 | 2606595.642 | 1266037.1759
5 | 2606607.0316 | 1266105.4021
6 | 2606563.9971 | 1266070.9163
7 | 2606596.2998 | 1266123.1364
8 | 2606584.8343 | 1266134.1104
9 | 2606558.679 | 1266279.3465
10 | 2606543.5685 | 1266103.135
11 | 2606527.9409 | 1266297.5187
12 | 2606537.9893 | 1266312.8908
13 | 2606790.3817 | 1266275.4122
14 | 2606797.0247 | 1266261.1441
15 | 2606780.7566 | 1266296.0854
16 | 2606753.7775 | 1266355.8091
17 | 2606751.6849 | 1266360.391
18 | 2606746.5718 | 1266371.5863
19 | 2606744.662 | 1266375.7678
20 | 2606739.3269 | 1266387.4493
21 | 2606732.6649 | 1266402.0361
22 | 2606731.8911 | 1266403.7305
23 | 2606728.281 | 1266411.6349
24 | 2606724.2155 | 1266420.5366
25 | 2606720.3437 | 1266429.014
26 | 2606718.523 | 1266433.0005
27 | 2606710.1621 | 1266451.3072
28 | 2606709.8516 | 1266451.987
29 | 2606707.8267 | 1266456.4206
30 | 2606703.7452 | 1266465.3572
31 | 2606698.5418 | 1266476.7503
32 | 2606692.3027 | 1266490.4202
33 | 2606683.9852 | 1266502.9091
34 | 2606646.9903 | 1266474.9512
35 | 2606650.3623 | 1266478.6732
36 | 2606665.934 | 1266492.9393
37 | 2606608.1711 | 1266518.1242
38 | 2606599.1514 | 1266539.9071
39 | 2606589.3612 | 1266505.6342
40 | 2606710.5085 | 1266519.9608
41 | 2606586.214 | 1266537.3355
42 | 2606622.8378 | 1266545.6968
43 | 2606573.8497 | 1266488.584
44 | 2606724.2685 | 1266526.005
45 | 2606732.3691 | 1266529.5633
46 | 2606738.8069 | 1266532.3912
47 | 2606754.4497 | 1266531.5947
48 | 2606730.1819 | 1266572.4916
49 | 2606730.0165 | 1266573.0749
50 | 2606729.6953 | 1266574.2075
51 | 2606753.8009 | 1266910.6736
52 | 2606762.217 | 1266895.4041
53 | 2606770.5405 | 1266880.3028
54 | 2606772.1775 | 1266877.3329
55 | 2606779.9075 | 1266885.516
56 | 2606789.2393 | 1266846.3782
57 | 2606784.1887 | 1266887.8987
58 | 2606819.2186 | 1266953.0106
59 | 2606857.9891 | 1266975.0354
60 | 2606860.6069 | 1266969.9459
61 | 2606870.5238 | 1266947.2638
62 | 2606845.4096 | 1266961.0869
63 | 2606892.8708 | 1266897.4954
64 | 2606856.0342 | 1266939.0763
65 | 2606899.5993 | 1266884.1313
66 | 2606841.322 | 1266930.7632
67 | 2606789.8949 | 1266891.0744
68 | 2606795.0981 | 1266893.9702
69 | 2606802.0737 | 1266897.8525
70 | 2606813.1674 | 1266904.0266
71 | 2606818.9723 | 1266907.2573
72 | 2606908.7299 | 1266865.9961
73 | 2606771.7358 | 1266836.5666
74 | 2606797.724 | 1266830.9855
75 | 2606917.5027 | 1266848.5714
76 | 2606938.583 | 1266813.0378
77 | 2606886.9686 | 1266831.4522
78 | 2606952.9433 | 1266788.8376
79 | 2606924.3441 | 1266805.5849
80 | 2606871.0336 | 1266822.5182
81 | 2606966.3912 | 1266766.1153
82 | 2606935.5696 | 1266780.0537
83 | 2606919.1051 | 1266802.8428
84 | 2606859.1747 | 1266815.8694
85 | 2606858.3003 | 1266815.3792
86 | 2606840.5759 | 1266805.4418
87 | 2606834.7438 | 1266802.1721
88 | 2606818.5966 | 1266793.119
89 | 2606789.9443 | 1266776.6493
90 | 2606833.3718 | 1266767.975
91 | 2606799.767 | 1266827.279
92 | 2606838.2891 | 1266759.607
93 | 2606758.9684 | 1266829.4098
94 | 2606760.9381 | 1266759.9762
95 | 2606754.8526 | 1266756.4782
96 | 2606840.6779 | 1266755.5437
97 | 2606853.6591 | 1266767.7517
98 | 2606906.6438 | 1266796.3203
99 | 2606930.1172 | 1266746.9384
100 | 2606919.4617 | 1266771.9099
101 | 2606874.4277 | 1266778.7571
102 | 2606864.5171 | 1266773.5054
103 | 2606881.8389 | 1266782.6843
104 | 2606840.8939 | 1266755.1762
105 | 2606852.5153 | 1266733.3902
106 | 2606876.7244 | 1266725.1597
107 | 2606866.3267 | 1266720.0702
108 | 2606887.0407 | 1266730.2093
109 | 2606860.4234 | 1266717.1806
110 | 2606841.8284 | 1266708.0785
111 | 2606833.3485 | 1266703.9277
112 | 2606913.5528 | 1266768.9224
113 | 2606990.364 | 1266721.2368
114 | 2606998.8471 | 1266704.0767
115 | 2606924.4665 | 1266743.951
116 | 2606973.2415 | 1266696.3834
117 | 2606951.4928 | 1266689.519
118 | 2606938.5009 | 1266685.4184
119 | 2606955.7114 | 1266681.2119
120 | 2606931.2228 | 1266673.5617
121 | 2606925.8097 | 1266681.4128
122 | 2606919.0041 | 1266679.2648
123 | 2606906.9812 | 1266675.47
124 | 2606900.6606 | 1266673.4751
125 | 2606885.6 | 1266668.7216
126 | 2606869.8255 | 1266663.7428
127 | 2606853.4696 | 1266658.5805
128 | 2606837.6927 | 1266653.1729
129 | 2606826.9368 | 1266648.5278
130 | 2606802.5593 | 1266671.0823
131 | 2606825.7683 | 1266643.5007
132 | 2606796.5064 | 1266678.3249
133 | 2606794.28 | 1266666.6956
134 | 2606826.7298 | 1266638.6429
135 | 2606784.7868 | 1266687.3636
136 | 2606818.3409 | 1266696.5816
137 | 2606779.9265 | 1266659.0907
138 | 2606847.7438 | 1266647.1878
139 | 2606767.8528 | 1266613.8982
140 | 2606762.9981 | 1266611.3694
141 | 2606821.8634 | 1266698.3059
142 | 2606781.6805 | 1266689.7593
143 | 2606770.0437 | 1266698.734
144 | 2606763.3727 | 1266703.879
145 | 2606749.2599 | 1266714.7634
146 | 2606737.352 | 1266707.1813
147 | 2606729.3684 | 1266730.1072
148 | 2606696.4265 | 1266681.1232
149 | 2606720.6606 | 1266736.8242
150 | 2606683.6066 | 1266672.9604
151 | 2606708.6339 | 1266759.613
152 | 2606696.9557 | 1266721.5295
153 | 2606736.431 | 1266745.8892
154 | 2606702.6391 | 1266770.9722
155 | 2606692.3589 | 1266718.5636
156 | 2606880.5076 | 1266657.6908
157 | 2606885.8476 | 1266659.3619
158 | 2606898.8932 | 1266663.4444
159 | 2606905.4689 | 1266665.5022
160 | 2606698.8919 | 1266845.2965
161 | 2606683.6321 | 1266836.9881
162 | 2606712.1749 | 1266852.5287
163 | 2606672.9663 | 1266831.1809
164 | 2606677.6249 | 1266820.4577
165 | 2606682.7772 | 1266808.5984
166 | 2606668.04 | 1266798.5216
167 | 2606691.3389 | 1266792.3745
168 | 2606705.1303 | 1266799.6049
169 | 2606706.4159 | 1266800.2789
170 | 2606721.8841 | 1266808.3884
171 | 2606728.2993 | 1266811.7517
172 | 2606724.9994 | 1266783.3507
173 | 2606723.8518 | 1266819.8319
174 | 2606744.2481 | 1266794.0066
175 | 2606652.3892 | 1266787.8201
176 | 2606722.8986 | 1266821.5636
177 | 2606678.101 | 1266709.3642
178 | 2606644.9694 | 1266782.7467
179 | 2606629.2833 | 1266772.0211
180 | 2606625.6195 | 1266769.5159
181 | 2606614.2509 | 1266761.7425
182 | 2606600.4603 | 1266752.3129
183 | 2606597.4133 | 1266750.2295
184 | 2606586.2012 | 1266742.1451
185 | 2606553.811 | 1266718.7903
186 | 2606572.59 | 1266732.3308
187 | 2606530.7876 | 1266702.1894
188 | 2606542.7785 | 1266685.6744
189 | 2606574.016 | 1266642.6509
190 | 2606564.0678 | 1266636.6805
191 | 2606588.8258 | 1266652.0729
192 | 2606675.0361 | 1266707.3866
193 | 2606656.5499 | 1266695.459
194 | 2606655.158 | 1266694.5609
195 | 2606639.3634 | 1266684.37
196 | 2606623.2645 | 1266673.9827
197 | 2606621.9582 | 1266673.1517
198 | 2606631.0099 | 1266660.9003
199 | 2606595.4905 | 1266656.313
200 | 2606632.0266 | 1266659.183
201 | 2606642.5848 | 1266641.3496
202 | 2606557.8512 | 1266632.9496
203 | 2606724.7989 | 1266591.4721
204 | 2606747.6553 | 1266603.3776
205 | 2606702.167 | 1266579.8138
206 | 2606752.5122 | 1266605.9075
207 | 2606687.2049 | 1266572.1053
208 | 2606684.0686 | 1266576.3714
209 | 2606689.919 | 1266568.4169
210 | 2606671.0341 | 1266564.2552
211 | 2606645.851 | 1266557.7225
212 | 2606673.1594 | 1266591.2362
213 | 2606690.3364 | 1266568.7087
214 | 2606665.812 | 1266561.7193
215 | 2606626.699 | 1266551.0633
216 | 2606667.3538 | 1266599.5133
217 | 2606655.2255 | 1266557.1735
218 | 2606649.8465 | 1266555.0054
219 | 2606638.1296 | 1266550.2827
220 | 2606632.7837 | 1266548.1279
221 | 2606551.0497 | 1266501.3708
222 | 2606508.0859 | 1266459.8958
223 | 2606767.287 | 1266652.3939
224 | 2606765.2876 | 1266651.3345
225 | 2606758.6473 | 1266647.8162
226 | 2606649.9415 | 1266628.9237
227 | 2606658.7843 | 1266613.9876
228 | 2606681.8503 | 1266607.1593
229 | 2606715.2857 | 1266624.7943
230 | 2606718.4264 | 1266626.4508
231 | 2606701.2222 | 1266617.3767
232 | 2606730.4357 | 1266632.785
233 | 2606697.7402 | 1266615.5402
234 | 2606597.8566 | 1266543.5927
235 | 2606596.3093 | 1266543.2124
236 | 2606565.3598 | 1266538.2996
237 | 2606563.6217 | 1266538.0275
238 | 2606534.8678 | 1266533.3698
239 | 2606503.9823 | 1266528.2462
240 | 2606380.7559 | 1266494.749
241 | 2606360.077 | 1266484.3313
242 | 2606355.0738 | 1266481.7242
243 | 2606353.5813 | 1266496.1275
244 | 2606322.3003 | 1266461.2874
245 | 2606352.4996 | 1266509.7076
246 | 2606455.4224 | 1266571.4768
247 | 2606448.1838 | 1266567.1326
248 | 2606458.1306 | 1266573.1022
249 | 2606437.6119 | 1266560.7879
250 | 2606467.1192 | 1266578.4967
251 | 2606424.9259 | 1266553.1743
252 | 2606481.697 | 1266587.2456
253 | 2606421.9172 | 1266551.3687
254 | 2606482.2363 | 1266587.5692
255 | 2606414.7037 | 1266547.0395
256 | 2606403.4493 | 1266540.2851
257 | 2606390.3174 | 1266532.404
258 | 2606379.8938 | 1266526.1483
259 | 2606369.0895 | 1266519.6641
260 | 2606321.3363 | 1266460.6167
261 | 2606303.7912 | 1266441.8755
262 | 2606321.7007 | 1266455.4928
263 | 2606328.2024 | 1266450.574
264 | 2606315.6138 | 1266444.7333
265 | 2606345.558 | 1266436.7656
266 | 2606489.0565 | 1266591.6624
267 | 2606498.0927 | 1266597.0855
268 | 2606510.4559 | 1266604.5053
269 | 2606518.6381 | 1266609.4158
270 | 2606519.7228 | 1266610.0668
271 | 2606525.6913 | 1266613.6488
272 | 2606537.338 | 1266620.6386
273 | 2606507.2841 | 1266459.1478
274 | 2606491.5679 | 1266444.4473
275 | 2606454.7096 | 1266409.0686
276 | 2606449.4978 | 1266404.0646
277 | 2606438.829 | 1266393.8211
278 | 2606429.5727 | 1266384.9338
279 | 2606358.3317 | 1266426.6026
280 | 2606558.5237 | 1266471.7376
281 | 2606730.4357 | 1266632.785

## line_std_types
| c_nf_per_km | r_ohm_per_km | x_ohm_per_km | max_i_ka | type | q_mm2 | alpha | voltage_rating
NAYY 4x50 SE | 210 | 0.642 | 0.083 | 0.142 | cs | 50 | 0.00403 | LV
NAYY 4x120 SE | 264 | 0.225 | 0.08 | 0.242 | cs | 120 | 0.00403 | LV
NAYY 4x150 SE | 261 | 0.208 | 0.08 | 0.27 | cs | 150 | 0.00403 | LV
NA2XS2Y 1x95 RM/25 12/20 kV | 216 | 0.313 | 0.132 | 0.252 | cs | 95 | 0.00403 | MV
NA2XS2Y 1x185 RM/25 12/20 kV | 273 | 0.161 | 0.117 | 0.362 | cs | 185 | 0.00403 | MV
NA2XS2Y 1x240 RM/25 12/20 kV | 304 | 0.122 | 0.112 | 0.421 | cs | 240 | 0.00403 | MV
NA2XS2Y 1x95 RM/25 6/10 kV | 315 | 0.313 | 0.123 | 0.249 | cs | 95 | 0.00403 | MV
NA2XS2Y 1x185 RM/25 6/10 kV | 406 | 0.161 | 0.11 | 0.358 | cs | 185 | 0.00403 | MV
NA2XS2Y 1x240 RM/25 6/10 kV | 456 | 0.122 | 0.105 | 0.416 | cs | 240 | 0.00403 | MV
NA2XS2Y 1x150 RM/25 12/20 kV | 250 | 0.206 | 0.116 | 0.319 | cs | 150 | 0.00403 | MV
NA2XS2Y 1x120 RM/25 12/20 kV | 230 | 0.253 | 0.119 | 0.283 | cs | 120 | 0.00403 | MV
NA2XS2Y 1x70 RM/25 12/20 kV | 190 | 0.443 | 0.132 | 0.22 | cs | 70 | 0.00403 | MV
NA2XS2Y 1x150 RM/25 6/10 kV | 360 | 0.206 | 0.11 | 0.315 | cs | 150 | 0.00403 | MV
NA2XS2Y 1x120 RM/25 6/10 kV | 340 | 0.253 | 0.113 | 0.28 | cs | 120 | 0.00403 | MV
NA2XS2Y 1x70 RM/25 6/10 kV | 280 | 0.443 | 0.123 | 0.217 | cs | 70 | 0.00403 | MV
N2XS(FL)2Y 1x120 RM/35 64/110 kV | 112 | 0.153 | 0.166 | 0.366 | cs | 120 | 0.00393 | HV
N2XS(FL)2Y 1x185 RM/35 64/110 kV | 125 | 0.099 | 0.156 | 0.457 | cs | 185 | 0.00393 | HV
N2XS(FL)2Y 1x240 RM/35 64/110 kV | 135 | 0.075 | 0.149 | 0.526 | cs | 240 | 0.00393 | HV
N2XS(FL)2Y 1x300 RM/35 64/110 kV | 144 | 0.06 | 0.144 | 0.588 | cs | 300 | 0.00393 | HV
15-AL1/3-ST1A 0.4 | 11 | 1.8769 | 0.35 | 0.105 | ol | 16 | 0.00403 | LV
24-AL1/4-ST1A 0.4 | 11.25 | 1.2012 | 0.335 | 0.14 | ol | 24 | 0.00403 | LV
48-AL1/8-ST1A 0.4 | 12.2 | 0.5939 | 0.3 | 0.21 | ol | 48 | 0.00403 | LV
94-AL1/15-ST1A 0.4 | 13.2 | 0.306 | 0.29 | 0.35 | ol | 94 | 0.00403 | LV
34-AL1/6-ST1A 10.0 | 9.7 | 0.8342 | 0.36 | 0.17 | ol | 34 | 0.00403 | MV
48-AL1/8-ST1A 10.0 | 10.1 | 0.5939 | 0.35 | 0.21 | ol | 48 | 0.00403 | MV
70-AL1/11-ST1A 10.0 | 10.4 | 0.4132 | 0.339 | 0.29 | ol | 70 | 0.00403 | MV
94-AL1/15-ST1A 10.0 | 10.75 | 0.306 | 0.33 | 0.35 | ol | 94 | 0.00403 | MV
122-AL1/20-ST1A 10.0 | 11.1 | 0.2376 | 0.323 | 0.41 | ol | 122 | 0.00403 | MV
149-AL1/24-ST1A 10.0 | 11.25 | 0.194 | 0.315 | 0.47 | ol | 149 | 0.00403 | MV
34-AL1/6-ST1A 20.0 | 9.15 | 0.8342 | 0.382 | 0.17 | ol | 34 | 0.00403 | MV
48-AL1/8-ST1A 20.0 | 9.5 | 0.5939 | 0.372 | 0.21 | ol | 48 | 0.00403 | MV
70-AL1/11-ST1A 20.0 | 9.7 | 0.4132 | 0.36 | 0.29 | ol | 70 | 0.00403 | MV
94-AL1/15-ST1A 20.0 | 10 | 0.306 | 0.35 | 0.35 | ol | 94 | 0.00403 | MV
122-AL1/20-ST1A 20.0 | 10.3 | 0.2376 | 0.344 | 0.41 | ol | 122 | 0.00403 | MV
149-AL1/24-ST1A 20.0 | 10.5 | 0.194 | 0.337 | 0.47 | ol | 149 | 0.00403 | MV
184-AL1/30-ST1A 20.0 | 10.75 | 0.1571 | 0.33 | 0.535 | ol | 184 | 0.00403 | MV
243-AL1/39-ST1A 20.0 | 11 | 0.1188 | 0.32 | 0.645 | ol | 243 | 0.00403 | MV
48-AL1/8-ST1A 110.0 | 8 | 0.5939 | 0.46 | 0.21 | ol | 48 | 0.00403 | HV
70-AL1/11-ST1A 110.0 | 8.4 | 0.4132 | 0.45 | 0.29 | ol | 70 | 0.00403 | HV
94-AL1/15-ST1A 110.0 | 8.65 | 0.306 | 0.44 | 0.35 | ol | 94 | 0.00403 | HV
122-AL1/20-ST1A 110.0 | 8.5 | 0.2376 | 0.43 | 0.41 | ol | 122 | 0.00403 | HV
149-AL1/24-ST1A 110.0 | 8.75 | 0.194 | 0.41 | 0.47 | ol | 149 | 0.00403 | HV
184-AL1/30-ST1A 110.0 | 8.8 | 0.1571 | 0.4 | 0.535 | ol | 184 | 0.00403 | HV
243-AL1/39-ST1A 110.0 | 9 | 0.1188 | 0.39 | 0.645 | ol | 243 | 0.00403 | HV
305-AL1/39-ST1A 110.0 | 9.2 | 0.0949 | 0.38 | 0.74 | ol | 305 | 0.00403 | HV
490-AL1/64-ST1A 110.0 | 9.75 | 0.059 | 0.37 | 0.96 | ol | 490 | 0.00403 | HV
679-AL1/86-ST1A 110.0 | 9.95 | 0.042 | 0.36 | 1.15 | ol | 679 | 0.00403 | HV
490-AL1/64-ST1A 220.0 | 10 | 0.059 | 0.285 | 0.96 | ol | 490 | 0.00403 | HV
679-AL1/86-ST1A 220.0 | 11.7 | 0.042 | 0.275 | 1.15 | ol | 679 | 0.00403 | HV
490-AL1/64-ST1A 380.0 | 11 | 0.059 | 0.253 | 0.96 | ol | 490 | 0.00403 | HV
679-AL1/86-ST1A 380.0 | 14.6 | 0.042 | 0.25 | 1.15 | ol | 679 | 0.00403 | HV

## trafo_std_types
| i0_percent | pfe_kw | vkr_percent | sn_mva | vn_lv_kv | vn_hv_kv | vk_percent | shift_degree | vector_group | tap_side | tap_neutral | tap_min | tap_max | tap_step_degree | tap_step_percent | tap_phase_shifter
160 MVA 380/110 kV | 0.06 | 60 | 0.25 | 160 | 110 | 380 | 12.2 | 0 | Yy0 | hv | 0 | -9 | 9 | 0 | 1.5 | FALSE
100 MVA 220/110 kV | 0.06 | 55 | 0.26 | 100 | 110 | 220 | 12 | 0 | Yy0 | hv | 0 | -9 | 9 | 0 | 1.5 | FALSE
63 MVA 110/20 kV | 0.04 | 22 | 0.32 | 63 | 20 | 110 | 18 | 150 | YNd5 | hv | 0 | -9 | 9 | 0 | 1.5 | FALSE
40 MVA 110/20 kV | 0.05 | 18 | 0.34 | 40 | 20 | 110 | 16.2 | 150 | YNd5 | hv | 0 | -9 | 9 | 0 | 1.5 | FALSE
25 MVA 110/20 kV | 0.07 | 14 | 0.41 | 25 | 20 | 110 | 12 | 150 | YNd5 | hv | 0 | -9 | 9 | 0 | 1.5 | FALSE
63 MVA 110/10 kV | 0.04 | 22 | 0.32 | 63 | 10 | 110 | 18 | 150 | YNd5 | hv | 0 | -9 | 9 | 0 | 1.5 | FALSE
40 MVA 110/10 kV | 0.05 | 18 | 0.34 | 40 | 10 | 110 | 16.2 | 150 | YNd5 | hv | 0 | -9 | 9 | 0 | 1.5 | FALSE
25 MVA 110/10 kV | 0.07 | 14 | 0.41 | 25 | 10 | 110 | 12 | 150 | YNd5 | hv | 0 | -9 | 9 | 0 | 1.5 | FALSE
0.25 MVA 20/0.4 kV | 0.32 | 0.8 | 1.44 | 0.25 | 0.4 | 20 | 6 | 150 | Yzn5 | hv | 0 | -2 | 2 | 0 | 2.5 | FALSE
0.4 MVA 20/0.4 kV | 0.3375 | 1.35 | 1.425 | 0.4 | 0.4 | 20 | 6 | 150 | Dyn5 | hv | 0 | -2 | 2 | 0 | 2.5 | FALSE
0.63 MVA 20/0.4 kV | 0.2619 | 1.65 | 1.206 | 0.63 | 0.4 | 20 | 6 | 150 | Dyn5 | hv | 0 | -2 | 2 | 0 | 2.5 | FALSE
0.25 MVA 10/0.4 kV | 0.24 | 0.6 | 1.2 | 0.25 | 0.4 | 10 | 4 | 150 | Dyn5 | hv | 0 | -2 | 2 | 0 | 2.5 | FALSE
0.4 MVA 10/0.4 kV | 0.2375 | 0.95 | 1.325 | 0.4 | 0.4 | 10 | 4 | 150 | Dyn5 | hv | 0 | -2 | 2 | 0 | 2.5 | FALSE
0.63 MVA 10/0.4 kV | 0.1873 | 1.18 | 1.0794 | 0.63 | 0.4 | 10 | 4 | 150 | Dyn5 | hv | 0 | -2 | 2 | 0 | 2.5 | FALSE

## trafo3w_std_types
| sn_hv_mva | sn_mv_mva | sn_lv_mva | vn_hv_kv | vn_mv_kv | vn_lv_kv | vk_hv_percent | vk_mv_percent | vk_lv_percent | vkr_hv_percent | vkr_mv_percent | vkr_lv_percent | pfe_kw | i0_percent | shift_mv_degree | shift_lv_degree | vector_group | tap_side | tap_neutral | tap_min | tap_max | tap_step_percent
63/25/38 MVA 110/20/10 kV | 63 | 25 | 38 | 110 | 20 | 10 | 10.4 | 10.4 | 10.4 | 0.28 | 0.32 | 0.35 | 35 | 0.89 | 0 | 0 | YN0yn0yn0 | hv | 0 | -10 | 10 | 1.2
63/25/38 MVA 110/10/10 kV | 63 | 25 | 38 | 110 | 10 | 10 | 10.4 | 10.4 | 10.4 | 0.28 | 0.32 | 0.35 | 35 | 0.89 | 0 | 0 | YN0yn0yn0 | hv | 0 | -10 | 10 | 1.2

## fuse_std_types
| fuse_type | i_rated_a | t_avg | t_min | t_total | x_avg | x_min | x_total
HV 100A | HV 100A | 100 | 0 | [10.0, 3.64, 0.854, 0.281, 0.1, 0.0531, 0.022, 0.01] | [10.0, 4.267, 1.21, 0.403, 0.1, 0.058, 0.022, 0.01] | 0 | [300.0, 350.0, 450.0, 550.0, 700.0, 850.0, 1200.0, 1752.0] | [600.0, 700.0, 900.0, 1150.0, 1665.0, 2000.0, 3000.0, 4313.0]
HV 10A | HV 10A | 10 | 0 | [10.0, 1675.0, 0.344, 0.156, 0.1, 0.0417, 0.0171, 0.01] | [10.0, 1.3, 0.3, 0.155, 0.1, 0.0555, 0.023, 0.01] | 0 | [30.0, 32.0, 35.0, 37.0, 39.0, 50.0, 70.0, 88.0] | [60.0, 70.0, 80.0, 87.0, 94.0, 110.0, 150.0, 216.0]
HV 125A | HV 125A | 125 | 0 | [10.0, 1.82, 0.344, 0.1, 0.0467, 0.0269, 0.01] | [10.0, 2.478, 0.426, 0.1, 0.0427, 0.0211, 0.01] | 0 | [375.0, 500.0, 700.0, 925.0, 1200.0, 1500.0, 2341.0] | [750.0, 1000.0, 1500.0, 2200.0, 3000.0, 4000.0, 5765.0]
HV 160A | HV 160A | 160 | 0 | [10.0, 4.15, 1.03, 0.198, 0.1, 0.051, 0.0172, 0.01] | [10.0, 2.3, 0.734, 0.274, 0.1, 0.046, 0.0177, 0.01] | 0 | [480.0, 550.0, 700.0, 1000.0, 1260.0, 1600.0, 2500.0, 3227.0] | [960.0, 1300.0, 1700.0, 2200.0, 2996.0, 4000.0, 6000.0, 7946.0]
HV 16A | HV 16A | 16 | 0 | [10.0, 0.352, 0.164, 0.1, 0.0649, 0.0342, 0.01] | [10.0, 2.34, 0.722, 0.181, 0.1, 0.055, 0.0296, 0.01] | 0 | [48.0, 60.0, 65.0, 71.0, 80.0, 100.0, 162.0] | [96.0, 110.0, 125.0, 150.0, 168.0, 200.0, 250.0, 398.0]
HV 200A | HV 200A | 200 | 0 | [10.0, 4.267, 1.21, 0.403, 0.1, 0.058, 0.022, 0.01] | [10.0, 3.73, 1.654, 0.328, 0.1, 0.0531, 0.019, 0.01] | 0 | [600.0, 700.0, 900.0, 1150.0, 1665.0, 2000.0, 3000.0, 4313.0] | [1200.0, 1500.0, 1800.0, 2700.0, 3960.0, 5000.0, 7500.0, 10620.0]
HV 20A | HV 20A | 20 | 0 | [10.0, 1.3, 0.3, 0.155, 0.1, 0.0555, 0.023, 0.01] | [10.0, 1.3, 0.161, 0.1, 0.0611, 0.0399, 0.0141, 0.01] | 0 | [60.0, 70.0, 80.0, 87.0, 94.0, 110.0, 150.0, 216.0] | [120.0, 150.0, 200.0, 223.0, 260.0, 300.0, 450.0, 532.0]
HV 25A | HV 25A | 25 | 0 | [10.0, 2.512, 0.833, 0.299, 0.1, 0.0372, 0.0223, 0.01] | [10.0, 3.125, 0.597, 0.198, 0.1, 0.0378, 0.022, 0.01] | 0 | [75.0, 82.0, 90.0, 100.0, 124.0, 170.0, 200.0, 289.0] | [150.0, 170.0, 210.0, 250.0, 294.0, 400.0, 500.0, 711.0]
HV 31.5A | HV 31.5A | 31.5 | 0 | [10.0, 2.34, 0.722, 0.181, 0.1, 0.055, 0.0296, 0.01] | [10.0, 2.84, 0.368, 0.164, 0.1, 0.0621, 0.0378, 0.0195, 0.01] | 0 | [95.0, 110.0, 125.0, 150.0, 165.0, 200.0, 250.0, 390.0] | [189.0, 220.0, 300.0, 350.0, 393.0, 450.0, 530.0, 700.0, 960.0]
HV 40A | HV 40A | 40 | 0 | [10.0, 1.3, 0.161, 0.1, 0.0611, 0.0399, 0.0141, 0.01] | [10.0, 2.05, 0.369, 0.198, 0.1, 0.051, 0.0298, 0.01] | 0 | [120.0, 150.0, 200.0, 223.0, 260.0, 300.0, 450.0, 532.0] | [240.0, 300.0, 400.0, 450.0, 530.0, 650.0, 800.0, 1311.0]
HV 50A | HV 50A | 50 | 0 | [10.0, 3.215, 0.597, 0.198, 0.1, 0.0378, 0.022, 0.01] | [10.0, 3.64, 0.854, 0.281, 0.1, 0.0531, 0.022, 0.01] | 0 | [150.0, 170.0, 210.0, 250.0, 294.0, 400.0, 500.0, 711.0] | [300.0, 350.0, 450.0, 550.0, 700.0, 850.0, 1200.0, 1752.0]
HV 6.3A | HV 6.3A | 6.3 | 0 | [10.0, 1.39, 0.344, 0.168, 0.1, 0.056, 0.0263, 0.01] | [10.0, 1.711, 0.516, 0.198, 0.1, 0.0634, 0.0303, 0.01] | 0 | [19.0, 19.5, 20.4, 20.8, 22.0, 25.0, 32.0, 48.0] | [38.0, 40.0, 43.0, 48.0, 53.0, 60.0, 75.0, 118.0]
HV 63A | HV 63A | 63 | 0 | [10.0, 2.84, 0.368, 0.164, 0.1, 0.0621, 0.0378, 0.0195, 0.01] | [10.0, 1.82, 0.344, 0.1, 0.0467, 0.0269, 0.01] | 0 | [189.0, 220.0, 300.0, 350.0, 393.0, 450.0, 530.0, 700.0, 961.0] | [378.0, 500.0, 700.0, 934.0, 1200.0, 1500.0, 2366.0]
HV 80A | HV 80A | 80 | 0 | [10.0, 2.05, 0.369, 0.198, 0.1, 0.051, 0.0298, 0.01] | [10.0, 4.15, 1.03, 0.198, 0.1, 0.051, 0.0172, 0.01] | 0 | [240.0, 300.0, 400.0, 450.0, 530.0, 650.0, 800.0, 1311.0] | [480.0, 550.0, 700.0, 1000.0, 1260.0, 1600.0, 2500.0, 3227.0]
Siemens NH-1-100 | Siemens NH-1-100 | 100 | [5400.0, 2000.0, 400.0, 20.0, 1.0, 0.2, 0.012, 0.004] | 0 | 0 | [150.0, 190.0, 250.0, 430.0, 900.0, 1250.0, 2700.0, 3600.0] | 0 | 0
Siemens NH-1-125 | Siemens NH-1-125 | 125 | [4800.0, 120.0, 7.0, 0.1, 0.004] | 0 | 0 | [180.0, 400.0, 740.0, 2000.0, 4250.0] | 0 | 0
Siemens NH-1-16 | Siemens NH-1-16 | 16 | [4000.0, 400.0, 2.0, 0.1, 0.04, 0.01] | 0 | 0 | [26.0, 35.0, 75.0, 150.0, 200.0, 300.0] | 0 | 0
Siemens NH-1-160 | Siemens NH-1-160 | 160 | [4800.0, 120.0, 7.0, 0.1, 0.004] | 0 | 0 | [210.0, 500.0, 900.0, 2300.0, 5000.0] | 0 | 0
Siemens NH-1-25 | Siemens NH-1-25 | 25 | [4000.0, 1000.0, 10.0, 0.2, 0.02, 0.01] | 0 | 0 | [40.0, 50.0, 100.0, 210.0, 400.0, 500.0] | 0 | 0
Siemens NH-1-50 | Siemens NH-1-50 | 50 | [4000.0, 40.0, 4.0, 1.0, 0.02, 0.01] | 0 | 0 | [86.0, 200.0, 300.0, 400.0, 1000.0, 1280.0] | 0 | 0
Siemens NH-1-63 | Siemens NH-1-63 | 63 | [4000.0, 100.0, 10.0, 2.0, 0.04, 0.01] | 0 | 0 | [100.0, 200.0, 300.0, 400.0, 1000.0, 1500.0] | 0 | 0
Siemens NH-1-80 | Siemens NH-1-80 | 80 | [4800.0, 120.0, 7.0, 0.1, 0.01] | 0 | 0 | [150.58, 250.0, 450.0, 1150.0, 2470.0] | 0 | 0
Siemens NH-2-1000 | Siemens NH-2-1000 | 1000 | [4800.0, 120.0, 7.0, 0.1, 0.004] | 0 | 0 | [1900.0, 3500.0, 8400.0, 24000.0, 52000.0] | 0 | 0
Siemens NH-2-200 | Siemens NH-2-200 | 200 | [4800.0, 120.0, 7.0, 0.1, 0.004] | 0 | 0 | [280.0, 650.0, 1200.0, 3000.0, 7000.0] | 0 | 0
Siemens NH-2-224 | Siemens NH-2-224 | 224 | [4800.0, 120.0, 7.0, 0.2, 0.04, 0.004] | 0 | 0 | [400.0, 750.0, 1453.0, 3025.0, 4315.0, 7600.0] | 0 | 0
Siemens NH-2-250 | Siemens NH-2-250 | 250 | [4800.0, 120.0, 7.0, 0.1, 0.004] | 0 | 0 | [450.0, 800.0, 1650.0, 4000.0, 8500.0] | 0 | 0
Siemens NH-2-315 | Siemens NH-2-315 | 315 | [4800.0, 120.0, 7.0, 0.1, 0.004] | 0 | 0 | [550.0, 920.0, 1900.0, 5000.0, 11000.0] | 0 | 0
Siemens NH-2-355 | Siemens NH-2-355 | 355 | [4800.0, 120.0, 6.0, 0.1, 0.004] | 0 | 0 | [650.0, 1116.27, 2350.0, 5840.0, 12790.0] | 0 | 0
Siemens NH-2-400 | Siemens NH-2-400 | 400 | [4800.0, 120.0, 7.0, 0.1, 0.004] | 0 | 0 | [720.0, 1350.0, 2800.0, 6500.0, 15000.0] | 0 | 0
Siemens NH-2-425 | Siemens NH-2-425 | 425 | [4800.0, 120.0, 7.0, 0.1, 0.004] | 0 | 0 | [850.0, 1500.0, 3050.0, 7500.0, 16500.0] | 0 | 0
Siemens NH-2-630 | Siemens NH-2-630 | 630 | [4800.0, 120.0, 7.0, 0.1, 0.004] | 0 | 0 | [1200.0, 2000.0, 4800.0, 12000.0, 26000.0] | 0 | 0

## dtypes
| element | column | dtype
0 | bus | name | object
1 | bus | vn_kv | float64
2 | bus | type | object
3 | bus | zone | object
4 | bus | in_service | bool
5 | load | name | object
6 | load | bus | uint32
7 | load | p_mw | float64
8 | load | q_mvar | float64
9 | load | const_z_percent | float64
10 | load | const_i_percent | float64
11 | load | sn_mva | float64
12 | load | scaling | float64
13 | load | in_service | bool
14 | load | type | object
15 | ext_grid | name | object
16 | ext_grid | bus | uint32
17 | ext_grid | vm_pu | float64
18 | ext_grid | va_degree | float64
19 | ext_grid | slack_weight | float64
20 | ext_grid | in_service | bool
21 | line | name | object
22 | line | std_type | object
23 | line | from_bus | uint32
24 | line | to_bus | uint32
25 | line | length_km | float64
26 | line | r_ohm_per_km | float64
27 | line | x_ohm_per_km | float64
28 | line | c_nf_per_km | float64
29 | line | g_us_per_km | float64
30 | line | max_i_ka | float64
31 | line | df | float64
32 | line | parallel | uint32
33 | line | type | object
34 | line | in_service | bool
35 | trafo | name | object
36 | trafo | std_type | object
37 | trafo | hv_bus | uint32
38 | trafo | lv_bus | uint32
39 | trafo | sn_mva | float64
40 | trafo | vn_hv_kv | float64
41 | trafo | vn_lv_kv | float64
42 | trafo | vk_percent | float64
43 | trafo | vkr_percent | float64
44 | trafo | pfe_kw | float64
45 | trafo | i0_percent | float64
46 | trafo | shift_degree | float64
47 | trafo | tap_side | object
48 | trafo | tap_neutral | int32
49 | trafo | tap_min | int32
50 | trafo | tap_max | int32
51 | trafo | tap_step_percent | float64
52 | trafo | tap_step_degree | float64
53 | trafo | tap_pos | int32
54 | trafo | tap_phase_shifter | bool
55 | trafo | parallel | uint32
56 | trafo | df | float64
57 | trafo | in_service | bool
58 | line_geodata | coords | object
59 | bus_geodata | x | float64
60 | bus_geodata | y | float64
61 | bus_geodata | coords | object

## parameters
| version | format_version | converged | OPF_converged | name | f_hz | sn_mva
0 | 2.14.6 | 2.14.0 | FALSE | FALSE |  | 50 | 1