## bus
| name | vn_kv | type | zone | in_service
0 | bus_LV_2763-12_0_6_node_0 | 0.4 | n |  | TRUE
1 | bus_LV_2763-12_0_6_node_1 | 0.4 | n |  | TRUE
2 | bus_LV_2763-12_0_6_node_2 | 0.4 | n |  | TRUE
3 | bus_LV_2763-12_0_6_node_180 | 0.4 | n |  | TRUE
4 | bus_LV_2763-12_0_6_node_3 | 0.4 | n |  | TRUE
5 | bus_LV_2763-12_0_6_node_178 | 0.4 | n |  | TRUE
6 | bus_LV_2763-12_0_6_node_176 | 0.4 | n |  | TRUE
7 | bus_LV_2763-12_0_6_node_175 | 0.4 | n |  | TRUE
8 | bus_LV_2763-12_0_6_node_5 | 0.4 | n |  | TRUE
9 | bus_LV_2763-12_0_6_node_6 | 0.4 | n |  | TRUE
10 | bus_LV_2763-12_0_6_node_8 | 0.4 | n |  | TRUE
11 | bus_LV_2763-12_0_6_node_15 | 0.4 | n |  | TRUE
12 | bus_LV_2763-12_0_6_node_16 | 0.4 | n |  | TRUE
13 | bus_LV_2763-12_0_6_node_17 | 0.4 | n |  | TRUE
14 | bus_LV_2763-12_0_6_node_9 | 0.4 | n |  | TRUE
15 | bus_LV_2763-12_0_6_node_10 | 0.4 | n |  | TRUE
16 | bus_LV_2763-12_0_6_node_11 | 0.4 | n |  | TRUE
17 | bus_LV_2763-12_0_6_node_13 | 0.4 | n |  | TRUE
18 | bus_LV_2763-12_0_6_node_14 | 0.4 | n |  | TRUE
19 | bus_LV_2763-12_0_6_node_57 | 0.4 | n |  | TRUE
20 | bus_LV_2763-12_0_6_node_158 | 0.4 | n |  | TRUE
21 | bus_LV_2763-12_0_6_node_43 | 0.4 | n |  | TRUE
22 | bus_LV_2763-12_0_6_node_81 | 0.4 | n |  | TRUE
23 | bus_LV_2763-12_0_6_node_24 | 0.4 | n |  | TRUE
24 | bus_LV_2763-12_0_6_node_23 | 0.4 | n |  | TRUE
25 | bus_LV_2763-12_0_6_node_25 | 0.4 | n |  | TRUE
26 | bus_LV_2763-12_0_6_node_27 | 0.4 | n |  | TRUE
27 | bus_LV_2763-12_0_6_node_22 | 0.4 | n |  | TRUE
28 | bus_LV_2763-12_0_6_node_18 | 0.4 | n |  | TRUE
29 | bus_LV_2763-12_0_6_node_19 | 0.4 | n |  | TRUE
30 | bus_LV_2763-12_0_6_node_20 | 0.4 | n |  | TRUE
31 | bus_LV_2763-12_0_6_node_21 | 0.4 | n |  | TRUE
32 | bus_LV_2763-12_0_6_node_30 | 0.4 | n |  | TRUE
33 | bus_LV_2763-12_0_6_node_31 | 0.4 | n |  | TRUE
34 | bus_LV_2763-12_0_6_node_28 | 0.4 | n |  | TRUE
35 | bus_LV_2763-12_0_6_node_29 | 0.4 | n |  | TRUE
36 | bus_LV_2763-12_0_6_node_59 | 0.4 | n |  | TRUE
37 | bus_LV_2763-12_0_6_node_42 | 0.4 | n |  | TRUE
38 | bus_LV_2763-12_0_6_node_44 | 0.4 | n |  | TRUE
39 | bus_LV_2763-12_0_6_node_60 | 0.4 | n |  | TRUE
40 | bus_LV_2763-12_0_6_node_32 | 0.4 | n |  | TRUE
41 | bus_LV_2763-12_0_6_node_33 | 0.4 | n |  | TRUE
42 | bus_LV_2763-12_0_6_node_34 | 0.4 | n |  | TRUE
43 | bus_LV_2763-12_0_6_node_37 | 0.4 | n |  | TRUE
44 | bus_LV_2763-12_0_6_node_38 | 0.4 | n |  | TRUE
45 | bus_LV_2763-12_0_6_node_35 | 0.4 | n |  | TRUE
46 | bus_LV_2763-12_0_6_node_39 | 0.4 | n |  | TRUE
47 | bus_LV_2763-12_0_6_node_40 | 0.4 | n |  | TRUE
48 | bus_LV_2763-12_0_6_node_41 | 0.4 | n |  | TRUE
49 | bus_LV_2763-12_0_6_node_169 | 0.4 | n |  | TRUE
50 | bus_LV_2763-12_0_6_node_152 | 0.4 | n |  | TRUE
51 | bus_LV_2763-12_0_6_node_53 | 0.4 | n |  | TRUE
52 | bus_LV_2763-12_0_6_node_168 | 0.4 | n |  | TRUE
53 | bus_LV_2763-12_0_6_node_200 | 0.4 | n |  | TRUE
54 | bus_LV_2763-12_0_6_node_202 | 0.4 | n |  | TRUE
55 | bus_LV_2763-12_0_6_node_172 | 0.4 | n |  | TRUE
56 | bus_LV_2763-12_0_6_node_201 | 0.4 | n |  | TRUE
57 | bus_LV_2763-12_0_6_node_151 | 0.4 | n |  | TRUE
58 | bus_LV_2763-12_0_6_node_52 | 0.4 | n |  | TRUE
59 | bus_LV_2763-12_0_6_node_58 | 0.4 | n |  | TRUE
60 | bus_LV_2763-12_0_6_node_56 | 0.4 | n |  | TRUE
61 | bus_LV_2763-12_0_6_node_157 | 0.4 | n |  | TRUE
62 | bus_LV_2763-12_0_6_node_48 | 0.4 | n |  | TRUE
63 | bus_LV_2763-12_0_6_node_45 | 0.4 | n |  | TRUE
64 | bus_LV_2763-12_0_6_node_47 | 0.4 | n |  | TRUE
65 | bus_LV_2763-12_0_6_node_46 | 0.4 | n |  | TRUE
66 | bus_LV_2763-12_0_6_node_49 | 0.4 | n |  | TRUE
67 | bus_LV_2763-12_0_6_node_50 | 0.4 | n |  | TRUE
68 | bus_LV_2763-12_0_6_node_51 | 0.4 | n |  | TRUE
69 | bus_LV_2763-12_0_6_node_155 | 0.4 | n |  | TRUE
70 | bus_LV_2763-12_0_6_node_55 | 0.4 | n |  | TRUE
71 | bus_LV_2763-12_0_6_node_54 | 0.4 | n |  | TRUE
72 | bus_LV_2763-12_0_6_node_154 | 0.4 | n |  | TRUE
73 | bus_LV_2763-12_0_6_node_61 | 0.4 | n |  | TRUE
74 | bus_LV_2763-12_0_6_node_62 | 0.4 | n |  | TRUE
75 | bus_LV_2763-12_0_6_node_65 | 0.4 | n |  | TRUE
76 | bus_LV_2763-12_0_6_node_66 | 0.4 | n |  | TRUE
77 | bus_LV_2763-12_0_6_node_210 | 0.4 | n |  | TRUE
78 | bus_LV_2763-12_0_6_node_69 | 0.4 | n |  | TRUE
79 | bus_LV_2763-12_0_6_node_64 | 0.4 | n |  | TRUE
80 | bus_LV_2763-12_0_6_node_159 | 0.4 | n |  | TRUE
81 | bus_LV_2763-12_0_6_node_74 | 0.4 | n |  | TRUE
82 | bus_LV_2763-12_0_6_node_71 | 0.4 | n |  | TRUE
83 | bus_LV_2763-12_0_6_node_67 | 0.4 | n |  | TRUE
84 | bus_LV_2763-12_0_6_node_68 | 0.4 | n |  | TRUE
85 | bus_LV_2763-12_0_6_node_70 | 0.4 | n |  | TRUE
86 | bus_LV_2763-12_0_6_node_72 | 0.4 | n |  | TRUE
87 | bus_LV_2763-12_0_6_node_87 | 0.4 | n |  | TRUE
88 | bus_LV_2763-12_0_6_node_73 | 0.4 | n |  | TRUE
89 | bus_LV_2763-12_0_6_node_88 | 0.4 | n |  | TRUE
90 | bus_LV_2763-12_0_6_node_80 | 0.4 | n |  | TRUE
91 | bus_LV_2763-12_0_6_node_77 | 0.4 | n |  | TRUE
92 | bus_LV_2763-12_0_6_node_75 | 0.4 | n |  | TRUE
93 | bus_LV_2763-12_0_6_node_76 | 0.4 | n |  | TRUE
94 | bus_LV_2763-12_0_6_node_78 | 0.4 | n |  | TRUE
95 | bus_LV_2763-12_0_6_node_79 | 0.4 | n |  | TRUE
96 | bus_LV_2763-12_0_6_node_82 | 0.4 | n |  | TRUE
97 | bus_LV_2763-12_0_6_node_102 | 0.4 | n |  | TRUE
98 | bus_LV_2763-12_0_6_node_83 | 0.4 | n |  | TRUE
99 | bus_LV_2763-12_0_6_node_101 | 0.4 | n |  | TRUE
100 | bus_LV_2763-12_0_6_node_84 | 0.4 | n |  | TRUE
101 | bus_LV_2763-12_0_6_node_85 | 0.4 | n |  | TRUE
102 | bus_LV_2763-12_0_6_node_86 | 0.4 | n |  | TRUE
103 | bus_LV_2763-12_0_6_node_141 | 0.4 | n |  | TRUE
104 | bus_LV_2763-12_0_6_node_139 | 0.4 | n |  | TRUE
105 | bus_LV_2763-12_0_6_node_89 | 0.4 | n |  | TRUE
106 | bus_LV_2763-12_0_6_node_90 | 0.4 | n |  | TRUE
107 | bus_LV_2763-12_0_6_node_91 | 0.4 | n |  | TRUE
108 | bus_LV_2763-12_0_6_node_92 | 0.4 | n |  | TRUE
109 | bus_LV_2763-12_0_6_node_93 | 0.4 | n |  | TRUE
110 | bus_LV_2763-12_0_6_node_94 | 0.4 | n |  | TRUE
111 | bus_LV_2763-12_0_6_node_95 | 0.4 | n |  | TRUE
112 | bus_LV_2763-12_0_6_node_96 | 0.4 | n |  | TRUE
113 | bus_LV_2763-12_0_6_node_97 | 0.4 | n |  | TRUE
114 | bus_LV_2763-12_0_6_node_142 | 0.4 | n |  | TRUE
115 | bus_LV_2763-12_0_6_node_125 | 0.4 | n |  | TRUE
116 | bus_LV_2763-12_0_6_node_98 | 0.4 | n |  | TRUE
117 | bus_LV_2763-12_0_6_node_99 | 0.4 | n |  | TRUE
118 | bus_LV_2763-12_0_6_node_140 | 0.4 | n |  | TRUE
119 | bus_LV_2763-12_0_6_node_124 | 0.4 | n |  | TRUE
120 | bus_LV_2763-12_0_6_node_100 | 0.4 | n |  | TRUE
121 | bus_LV_2763-12_0_6_node_108 | 0.4 | n |  | TRUE
122 | bus_LV_2763-12_0_6_node_109 | 0.4 | n |  | TRUE
123 | bus_LV_2763-12_0_6_node_103 | 0.4 | n |  | TRUE
124 | bus_LV_2763-12_0_6_node_104 | 0.4 | n |  | TRUE
125 | bus_LV_2763-12_0_6_node_105 | 0.4 | n |  | TRUE
126 | bus_LV_2763-12_0_6_node_156 | 0.4 | n |  | TRUE
127 | bus_LV_2763-12_0_6_node_106 | 0.4 | n |  | TRUE
128 | bus_LV_2763-12_0_6_node_107 | 0.4 | n |  | TRUE
129 | bus_LV_2763-12_0_6_node_111 | 0.4 | n |  | TRUE
130 | bus_LV_2763-12_0_6_node_147 | 0.4 | n |  | TRUE
131 | bus_LV_2763-12_0_6_node_112 | 0.4 | n |  | TRUE
132 | bus_LV_2763-12_0_6_node_148 | 0.4 | n |  | TRUE
133 | bus_LV_2763-12_0_6_node_110 | 0.4 | n |  | TRUE
134 | bus_LV_2763-12_0_6_node_117 | 0.4 | n |  | TRUE
135 | bus_LV_2763-12_0_6_node_115 | 0.4 | n |  | TRUE
136 | bus_LV_2763-12_0_6_node_113 | 0.4 | n |  | TRUE
137 | bus_LV_2763-12_0_6_node_143 | 0.4 | n |  | TRUE
138 | bus_LV_2763-12_0_6_node_129 | 0.4 | n |  | TRUE
139 | bus_LV_2763-12_0_6_node_144 | 0.4 | n |  | TRUE
140 | bus_LV_2763-12_0_6_node_114 | 0.4 | n |  | TRUE
141 | bus_LV_2763-12_0_6_node_116 | 0.4 | n |  | TRUE
142 | bus_LV_2763-12_0_6_node_128 | 0.4 | n |  | TRUE
143 | bus_LV_2763-12_0_6_node_209 | 0.4 | n |  | TRUE
144 | bus_LV_2763-12_0_6_node_126 | 0.4 | n |  | TRUE
145 | bus_LV_2763-12_0_6_node_119 | 0.4 | n |  | TRUE
146 | bus_LV_2763-12_0_6_node_120 | 0.4 | n |  | TRUE
147 | bus_LV_2763-12_0_6_node_121 | 0.4 | n |  | TRUE
148 | bus_LV_2763-12_0_6_node_122 | 0.4 | n |  | TRUE
149 | bus_LV_2763-12_0_6_node_123 | 0.4 | n |  | TRUE
150 | bus_LV_2763-12_0_6_node_127 | 0.4 | n |  | TRUE
151 | bus_LV_2763-12_0_6_node_134 | 0.4 | n |  | TRUE
152 | bus_LV_2763-12_0_6_node_181 | 0.4 | n |  | TRUE
153 | bus_LV_2763-12_0_6_node_132 | 0.4 | n |  | TRUE
154 | bus_LV_2763-12_0_6_node_179 | 0.4 | n |  | TRUE
155 | bus_LV_2763-12_0_6_node_130 | 0.4 | n |  | TRUE
156 | bus_LV_2763-12_0_6_node_131 | 0.4 | n |  | TRUE
157 | bus_LV_2763-12_0_6_node_133 | 0.4 | n |  | TRUE
158 | bus_LV_2763-12_0_6_node_135 | 0.4 | n |  | TRUE
159 | bus_LV_2763-12_0_6_node_136 | 0.4 | n |  | TRUE
160 | bus_LV_2763-12_0_6_node_137 | 0.4 | n |  | TRUE
161 | bus_LV_2763-12_0_6_node_138 | 0.4 | n |  | TRUE
162 | bus_LV_2763-12_0_6_node_145 | 0.4 | n |  | TRUE
163 | bus_LV_2763-12_0_6_node_146 | 0.4 | n |  | TRUE
164 | bus_LV_2763-12_0_6_node_149 | 0.4 | n |  | TRUE
165 | bus_LV_2763-12_0_6_node_150 | 0.4 | n |  | TRUE
166 | bus_LV_2763-12_0_6_node_153 | 0.4 | n |  | TRUE
167 | bus_LV_2763-12_0_6_node_160 | 0.4 | n |  | TRUE
168 | bus_LV_2763-12_0_6_node_161 | 0.4 | n |  | TRUE
169 | bus_LV_2763-12_0_6_node_162 | 0.4 | n |  | TRUE
170 | bus_LV_2763-12_0_6_node_163 | 0.4 | n |  | TRUE
171 | bus_LV_2763-12_0_6_node_164 | 0.4 | n |  | TRUE
172 | bus_LV_2763-12_0_6_node_165 | 0.4 | n |  | TRUE
173 | bus_LV_2763-12_0_6_node_171 | 0.4 | n |  | TRUE
174 | bus_LV_2763-12_0_6_node_166 | 0.4 | n |  | TRUE
175 | bus_LV_2763-12_0_6_node_170 | 0.4 | n |  | TRUE
176 | bus_LV_2763-12_0_6_node_167 | 0.4 | n |  | TRUE
177 | bus_LV_2763-12_0_6_node_177 | 0.4 | n |  | TRUE
178 | bus_LV_2763-12_0_6_node_199 | 0.4 | n |  | TRUE
179 | bus_LV_2763-12_0_6_node_203 | 0.4 | n |  | TRUE
180 | bus_LV_2763-12_0_6_node_173 | 0.4 | n |  | TRUE
181 | bus_LV_2763-12_0_6_node_174 | 0.4 | n |  | TRUE
182 | bus_LV_2763-12_0_6_node_208 | 0.4 | n |  | TRUE
183 | bus_LV_2763-12_0_6_node_207 | 0.4 | n |  | TRUE
184 | bus_LV_2763-12_0_6_node_206 | 0.4 | n |  | TRUE
185 | bus_LV_2763-12_0_6_node_185 | 0.4 | n |  | TRUE
186 | bus_LV_2763-12_0_6_node_186 | 0.4 | n |  | TRUE
187 | bus_LV_2763-12_0_6_node_187 | 0.4 | n |  | TRUE
188 | bus_LV_2763-12_0_6_node_195 | 0.4 | n |  | TRUE
189 | bus_LV_2763-12_0_6_node_193 | 0.4 | n |  | TRUE
190 | bus_LV_2763-12_0_6_node_188 | 0.4 | n |  | TRUE
191 | bus_LV_2763-12_0_6_node_189 | 0.4 | n |  | TRUE
192 | bus_LV_2763-12_0_6_node_190 | 0.4 | n |  | TRUE
193 | bus_LV_2763-12_0_6_node_191 | 0.4 | n |  | TRUE
194 | bus_LV_2763-12_0_6_node_192 | 0.4 | n |  | TRUE
195 | bus_LV_2763-12_0_6_node_194 | 0.4 | n |  | TRUE
196 | bus_LV_2763-12_0_6_node_196 | 0.4 | n |  | TRUE
197 | bus_LV_2763-12_0_6_node_197 | 0.4 | n |  | TRUE
198 | bus_LV_2763-12_0_6_node_198 | 0.4 | n |  | TRUE
199 | bus_LV_2763-12_0_6_node_204 | 0.4 | n |  | TRUE
200 | bus_LV_2763-12_0_6_node_205 | 0.4 | n |  | TRUE
201 | bus_MV_520_0_node_7 | 20 | n |  | TRUE

## load
| name | bus | p_mw | q_mvar | const_z_percent | const_i_percent | sn_mva | scaling | in_service | type
0 | LV_2763-12_0_6_load_0 | 0 | 0.0052842 | 0.0013243 | 0 | 0 |  | 1 | TRUE | wye
1 | LV_2763-12_0_6_load_180 | 3 | 0.010541 | 0.0026417 | 0 | 0 |  | 1 | TRUE | wye
2 | LV_2763-12_0_6_load_3 | 4 | 0.014884 | 0.0037304 | 0 | 0 |  | 1 | TRUE | wye
3 | LV_2763-12_0_6_load_176 | 6 | 0.036231 | 0.0090804 | 0 | 0 |  | 1 | TRUE | wye
4 | LV_2763-12_0_6_load_175 | 7 | 0.0077635 | 0.0019457 | 0 | 0 |  | 1 | TRUE | wye
5 | LV_2763-12_0_6_load_5 | 8 | 0.00071068 | 0.00017811 | 0 | 0 |  | 1 | TRUE | wye
6 | LV_2763-12_0_6_load_6 | 9 | 0.0014158 | 0.00035484 | 0 | 0 |  | 1 | TRUE | wye
7 | LV_2763-12_0_6_load_8 | 10 | 0.0028099 | 0.00070423 | 0 | 0 |  | 1 | TRUE | wye
8 | LV_2763-12_0_6_load_17 | 13 | 0.0016192 | 0.00040581 | 0 | 0 |  | 1 | TRUE | wye
9 | LV_2763-12_0_6_load_9 | 14 | 0.0021046 | 0.00052745 | 0 | 0 |  | 1 | TRUE | wye
10 | LV_2763-12_0_6_load_10 | 15 | 0.002561 | 0.00064185 | 0 | 0 |  | 1 | TRUE | wye
11 | LV_2763-12_0_6_load_13 | 17 | 0.0032863 | 0.00082363 | 0 | 0 |  | 1 | TRUE | wye
12 | LV_2763-12_0_6_load_14 | 18 | 0.004517 | 0.0011321 | 0 | 0 |  | 1 | TRUE | wye
13 | LV_2763-12_0_6_load_57 | 19 | 0.0017294 | 0.00043343 | 0 | 0 |  | 1 | TRUE | wye
14 | LV_2763-12_0_6_load_158 | 20 | 0.0017471 | 0.00043788 | 0 | 0 |  | 1 | TRUE | wye
15 | LV_2763-12_0_6_load_81 | 22 | 0.0030351 | 0.00076066 | 0 | 0 |  | 1 | TRUE | wye
16 | LV_2763-12_0_6_load_24 | 23 | 0.0016868 | 0.00042275 | 0 | 0 |  | 1 | TRUE | wye
17 | LV_2763-12_0_6_load_23 | 24 | 0.0014162 | 0.00035492 | 0 | 0 |  | 1 | TRUE | wye
18 | LV_2763-12_0_6_load_25 | 25 | 0.0020844 | 0.00052241 | 0 | 0 |  | 1 | TRUE | wye
19 | LV_2763-12_0_6_load_27 | 26 | 0.002314 | 0.00057995 | 0 | 0 |  | 1 | TRUE | wye
20 | LV_2763-12_0_6_load_22 | 27 | 0.0013451 | 0.00033711 | 0 | 0 |  | 1 | TRUE | wye
21 | LV_2763-12_0_6_load_18 | 28 | 0.0039669 | 0.00099419 | 0 | 0 |  | 1 | TRUE | wye
22 | LV_2763-12_0_6_load_19 | 29 | 0.0073444 | 0.0018407 | 0 | 0 |  | 1 | TRUE | wye
23 | LV_2763-12_0_6_load_20 | 30 | 0.0011097 | 0.00027811 | 0 | 0 |  | 1 | TRUE | wye
24 | LV_2763-12_0_6_load_21 | 31 | 0.0036491 | 0.00091454 | 0 | 0 |  | 1 | TRUE | wye
25 | LV_2763-12_0_6_load_30 | 32 | 0.0030364 | 0.00076099 | 0 | 0 |  | 1 | TRUE | wye
26 | LV_2763-12_0_6_load_31 | 33 | 0.004278 | 0.0010722 | 0 | 0 |  | 1 | TRUE | wye
27 | LV_2763-12_0_6_load_28 | 34 | 0.0017363 | 0.00043515 | 0 | 0 |  | 1 | TRUE | wye
28 | LV_2763-12_0_6_load_29 | 35 | 0.0019098 | 0.00047863 | 0 | 0 |  | 1 | TRUE | wye
29 | LV_2763-12_0_6_load_59 | 36 | 0.0021069 | 0.00052803 | 0 | 0 |  | 1 | TRUE | wye
30 | LV_2763-12_0_6_load_44 | 38 | 0.00069238 | 0.00017353 | 0 | 0 |  | 1 | TRUE | wye
31 | LV_2763-12_0_6_load_60 | 39 | 0.0014448 | 0.00036211 | 0 | 0 |  | 1 | TRUE | wye
32 | LV_2763-12_0_6_load_32 | 40 | 0.0035902 | 0.00089978 | 0 | 0 |  | 1 | TRUE | wye
33 | LV_2763-12_0_6_load_33 | 41 | 0.0042125 | 0.0010558 | 0 | 0 |  | 1 | TRUE | wye
34 | LV_2763-12_0_6_load_34 | 42 | 0.0024719 | 0.00061951 | 0 | 0 |  | 1 | TRUE | wye
35 | LV_2763-12_0_6_load_38 | 44 | 0.0043048 | 0.0010789 | 0 | 0 |  | 1 | TRUE | wye
36 | LV_2763-12_0_6_load_35 | 45 | 0.0021365 | 0.00053545 | 0 | 0 |  | 1 | TRUE | wye
37 | LV_2763-12_0_6_load_41 | 48 | 0.003916 | 0.00098145 | 0 | 0 |  | 1 | TRUE | wye
38 | LV_2763-12_0_6_load_152 | 50 | 0.00649 | 0.0016265 | 0 | 0 |  | 1 | TRUE | wye
39 | LV_2763-12_0_6_load_53 | 51 | 0.0045686 | 0.001145 | 0 | 0 |  | 1 | TRUE | wye
40 | LV_2763-12_0_6_load_202 | 54 | 0.0041239 | 0.0010335 | 0 | 0 |  | 1 | TRUE | wye
41 | LV_2763-12_0_6_load_201 | 56 | 0.0033425 | 0.0008377 | 0 | 0 |  | 1 | TRUE | wye
42 | LV_2763-12_0_6_load_151 | 57 | 0.0039957 | 0.0010014 | 0 | 0 |  | 1 | TRUE | wye
43 | LV_2763-12_0_6_load_52 | 58 | 0.0029364 | 0.00073594 | 0 | 0 |  | 1 | TRUE | wye
44 | LV_2763-12_0_6_load_58 | 59 | 0.0044824 | 0.0011234 | 0 | 0 |  | 1 | TRUE | wye
45 | LV_2763-12_0_6_load_56 | 60 | 0.0016421 | 0.00041155 | 0 | 0 |  | 1 | TRUE | wye
46 | LV_2763-12_0_6_load_157 | 61 | 0.0031714 | 0.00079482 | 0 | 0 |  | 1 | TRUE | wye
47 | LV_2763-12_0_6_load_48 | 62 | 0.0019243 | 0.00048228 | 0 | 0 |  | 1 | TRUE | wye
48 | LV_2763-12_0_6_load_45 | 63 | 0.0022144 | 0.00055498 | 0 | 0 |  | 1 | TRUE | wye
49 | LV_2763-12_0_6_load_49 | 66 | 0.0048507 | 0.0012157 | 0 | 0 |  | 1 | TRUE | wye
50 | LV_2763-12_0_6_load_50 | 67 | 0.0033852 | 0.00084842 | 0 | 0 |  | 1 | TRUE | wye
51 | LV_2763-12_0_6_load_51 | 68 | 0.0041342 | 0.0010361 | 0 | 0 |  | 1 | TRUE | wye
52 | LV_2763-12_0_6_load_155 | 69 | 0.0021622 | 0.0005419 | 0 | 0 |  | 1 | TRUE | wye
53 | LV_2763-12_0_6_load_55 | 70 | 0.0078493 | 0.0019672 | 0 | 0 |  | 1 | TRUE | wye
54 | LV_2763-12_0_6_load_54 | 71 | 0.0025756 | 0.00064551 | 0 | 0 |  | 1 | TRUE | wye
55 | LV_2763-12_0_6_load_154 | 72 | 0.0037825 | 0.000948 | 0 | 0 |  | 1 | TRUE | wye
56 | LV_2763-12_0_6_load_61 | 73 | 0.0031817 | 0.0007974 | 0 | 0 |  | 1 | TRUE | wye
57 | LV_2763-12_0_6_load_66 | 76 | 0.001664 | 0.00041703 | 0 | 0 |  | 1 | TRUE | wye
58 | LV_2763-12_0_6_load_210 | 77 | 0.0016727 | 0.00041922 | 0 | 0 |  | 1 | TRUE | wye
59 | LV_2763-12_0_6_load_64 | 79 | 0.0030638 | 0.00076786 | 0 | 0 |  | 1 | TRUE | wye
60 | LV_2763-12_0_6_load_159 | 80 | 0.0023734 | 0.00059484 | 0 | 0 |  | 1 | TRUE | wye
61 | LV_2763-12_0_6_load_74 | 81 | 0.0020437 | 0.00051219 | 0 | 0 |  | 1 | TRUE | wye
62 | LV_2763-12_0_6_load_71 | 82 | 0.0024621 | 0.00061706 | 0 | 0 |  | 1 | TRUE | wye
63 | LV_2763-12_0_6_load_67 | 83 | 0.0033283 | 0.00083416 | 0 | 0 |  | 1 | TRUE | wye
64 | LV_2763-12_0_6_load_68 | 84 | 0.001407 | 0.00035263 | 0 | 0 |  | 1 | TRUE | wye
65 | LV_2763-12_0_6_load_70 | 85 | 0.0052424 | 0.0013139 | 0 | 0 |  | 1 | TRUE | wye
66 | LV_2763-12_0_6_load_87 | 87 | 0.0020107 | 0.00050393 | 0 | 0 |  | 1 | TRUE | wye
67 | LV_2763-12_0_6_load_73 | 88 | 0.0031168 | 0.00078113 | 0 | 0 |  | 1 | TRUE | wye
68 | LV_2763-12_0_6_load_88 | 89 | 0.0020452 | 0.00051258 | 0 | 0 |  | 1 | TRUE | wye
69 | LV_2763-12_0_6_load_80 | 90 | 0.0038145 | 0.00095601 | 0 | 0 |  | 1 | TRUE | wye
70 | LV_2763-12_0_6_load_75 | 92 | 0.002494 | 0.00062506 | 0 | 0 |  | 1 | TRUE | wye
71 | LV_2763-12_0_6_load_76 | 93 | 0.0025353 | 0.00063541 | 0 | 0 |  | 1 | TRUE | wye
72 | LV_2763-12_0_6_load_78 | 94 | 0.0015567 | 0.00039015 | 0 | 0 |  | 1 | TRUE | wye
73 | LV_2763-12_0_6_load_79 | 95 | 0.0043383 | 0.0010873 | 0 | 0 |  | 1 | TRUE | wye
74 | LV_2763-12_0_6_load_82 | 96 | 0.0030724 | 0.00077001 | 0 | 0 |  | 1 | TRUE | wye
75 | LV_2763-12_0_6_load_102 | 97 | 0.0028617 | 0.0007172 | 0 | 0 |  | 1 | TRUE | wye
76 | LV_2763-12_0_6_load_83 | 98 | 0.0013673 | 0.00034267 | 0 | 0 |  | 1 | TRUE | wye
77 | LV_2763-12_0_6_load_84 | 100 | 0.0013815 | 0.00034624 | 0 | 0 |  | 1 | TRUE | wye
78 | LV_2763-12_0_6_load_85 | 101 | 0.0038107 | 0.00095505 | 0 | 0 |  | 1 | TRUE | wye
79 | LV_2763-12_0_6_load_86 | 102 | 0.0040522 | 0.0010156 | 0 | 0 |  | 1 | TRUE | wye
80 | LV_2763-12_0_6_load_141 | 103 | 0.0017804 | 0.00044621 | 0 | 0 |  | 1 | TRUE | wye
81 | LV_2763-12_0_6_load_89 | 105 | 0.0030947 | 0.0007756 | 0 | 0 |  | 1 | TRUE | wye
82 | LV_2763-12_0_6_load_90 | 106 | 0.0025093 | 0.00062889 | 0 | 0 |  | 1 | TRUE | wye
83 | LV_2763-12_0_6_load_91 | 107 | 0.0014173 | 0.00035521 | 0 | 0 |  | 1 | TRUE | wye
84 | LV_2763-12_0_6_load_92 | 108 | 0.0012066 | 0.00030241 | 0 | 0 |  | 1 | TRUE | wye
85 | LV_2763-12_0_6_load_94 | 110 | 0.0014114 | 0.00035373 | 0 | 0 |  | 1 | TRUE | wye
86 | LV_2763-12_0_6_load_95 | 111 | 0.0020491 | 0.00051355 | 0 | 0 |  | 1 | TRUE | wye
87 | LV_2763-12_0_6_load_96 | 112 | 0.0035306 | 0.00088485 | 0 | 0 |  | 1 | TRUE | wye
88 | LV_2763-12_0_6_load_142 | 114 | 0.0025965 | 0.00065075 | 0 | 0 |  | 1 | TRUE | wye
89 | LV_2763-12_0_6_load_125 | 115 | 0.001552 | 0.00038896 | 0 | 0 |  | 1 | TRUE | wye
90 | LV_2763-12_0_6_load_98 | 116 | 0.002114 | 0.00052981 | 0 | 0 |  | 1 | TRUE | wye
91 | LV_2763-12_0_6_load_99 | 117 | 0.0021462 | 0.00053789 | 0 | 0 |  | 1 | TRUE | wye
92 | LV_2763-12_0_6_load_140 | 118 | 0.0019172 | 0.0004805 | 0 | 0 |  | 1 | TRUE | wye
93 | LV_2763-12_0_6_load_124 | 119 | 0.0018574 | 0.00046551 | 0 | 0 |  | 1 | TRUE | wye
94 | LV_2763-12_0_6_load_100 | 120 | 0.0023747 | 0.00059516 | 0 | 0 |  | 1 | TRUE | wye
95 | LV_2763-12_0_6_load_108 | 121 | 0.0022067 | 0.00055305 | 0 | 0 |  | 1 | TRUE | wye
96 | LV_2763-12_0_6_load_109 | 122 | 0.0019856 | 0.00049763 | 0 | 0 |  | 1 | TRUE | wye
97 | LV_2763-12_0_6_load_103 | 123 | 0.0028166 | 0.00070592 | 0 | 0 |  | 1 | TRUE | wye
98 | LV_2763-12_0_6_load_104 | 124 | 0.0041162 | 0.0010316 | 0 | 0 |  | 1 | TRUE | wye
99 | LV_2763-12_0_6_load_156 | 126 | 0.0072481 | 0.0018165 | 0 | 0 |  | 1 | TRUE | wye
100 | LV_2763-12_0_6_load_106 | 127 | 0.003073 | 0.00077017 | 0 | 0 |  | 1 | TRUE | wye
101 | LV_2763-12_0_6_load_107 | 128 | 0.0056404 | 0.0014136 | 0 | 0 |  | 1 | TRUE | wye
102 | LV_2763-12_0_6_load_111 | 129 | 0.011032 | 0.0027648 | 0 | 0 |  | 1 | TRUE | wye
103 | LV_2763-12_0_6_load_147 | 130 | 0.0056456 | 0.0014149 | 0 | 0 |  | 1 | TRUE | wye
104 | LV_2763-12_0_6_load_112 | 131 | 0.0069653 | 0.0017457 | 0 | 0 |  | 1 | TRUE | wye
105 | LV_2763-12_0_6_load_148 | 132 | 0.0056542 | 0.0014171 | 0 | 0 |  | 1 | TRUE | wye
106 | LV_2763-12_0_6_load_110 | 133 | 0.0017794 | 0.00044595 | 0 | 0 |  | 1 | TRUE | wye
107 | LV_2763-12_0_6_load_117 | 134 | 0.00099882 | 0.00025033 | 0 | 0 |  | 1 | TRUE | wye
108 | LV_2763-12_0_6_load_115 | 135 | 0.00101 | 0.00025313 | 0 | 0 |  | 1 | TRUE | wye
109 | LV_2763-12_0_6_load_143 | 137 | 0.0097618 | 0.0024465 | 0 | 0 |  | 1 | TRUE | wye
110 | LV_2763-12_0_6_load_129 | 138 | 0.0035336 | 0.00088561 | 0 | 0 |  | 1 | TRUE | wye
111 | LV_2763-12_0_6_load_144 | 139 | 0.0061138 | 0.0015323 | 0 | 0 |  | 1 | TRUE | wye
112 | LV_2763-12_0_6_load_114 | 140 | 0.0010009 | 0.00025085 | 0 | 0 |  | 1 | TRUE | wye
113 | LV_2763-12_0_6_load_116 | 141 | 0.0015221 | 0.00038147 | 0 | 0 |  | 1 | TRUE | wye
114 | LV_2763-12_0_6_load_209 | 143 | 0.001259 | 0.00031554 | 0 | 0 |  | 1 | TRUE | wye
115 | LV_2763-12_0_6_load_119 | 145 | 0.0011929 | 0.00029898 | 0 | 0 |  | 1 | TRUE | wye
116 | LV_2763-12_0_6_load_120 | 146 | 0.0014832 | 0.00037172 | 0 | 0 |  | 1 | TRUE | wye
117 | LV_2763-12_0_6_load_121 | 147 | 0.001415 | 0.00035464 | 0 | 0 |  | 1 | TRUE | wye
118 | LV_2763-12_0_6_load_122 | 148 | 0.0017815 | 0.00044648 | 0 | 0 |  | 1 | TRUE | wye
119 | LV_2763-12_0_6_load_123 | 149 | 0.001823 | 0.0004569 | 0 | 0 |  | 1 | TRUE | wye
120 | LV_2763-12_0_6_load_127 | 150 | 0.0047686 | 0.0011951 | 0 | 0 |  | 1 | TRUE | wye
121 | LV_2763-12_0_6_load_181 | 152 | 0.0021365 | 0.00053546 | 0 | 0 |  | 1 | TRUE | wye
122 | LV_2763-12_0_6_load_130 | 155 | 0.0014729 | 0.00036916 | 0 | 0 |  | 1 | TRUE | wye
123 | LV_2763-12_0_6_load_131 | 156 | 0.0022279 | 0.00055837 | 0 | 0 |  | 1 | TRUE | wye
124 | LV_2763-12_0_6_load_133 | 157 | 0.0012005 | 0.00030086 | 0 | 0 |  | 1 | TRUE | wye
125 | LV_2763-12_0_6_load_135 | 158 | 0.0022851 | 0.00057269 | 0 | 0 |  | 1 | TRUE | wye
126 | LV_2763-12_0_6_load_136 | 159 | 0.0030875 | 0.00077381 | 0 | 0 |  | 1 | TRUE | wye
127 | LV_2763-12_0_6_load_138 | 161 | 0.002108 | 0.00052831 | 0 | 0 |  | 1 | TRUE | wye
128 | LV_2763-12_0_6_load_145 | 162 | 0.0067939 | 0.0017027 | 0 | 0 |  | 1 | TRUE | wye
129 | LV_2763-12_0_6_load_146 | 163 | 0.0049663 | 0.0012447 | 0 | 0 |  | 1 | TRUE | wye
130 | LV_2763-12_0_6_load_149 | 164 | 0.0036589 | 0.00091702 | 0 | 0 |  | 1 | TRUE | wye
131 | LV_2763-12_0_6_load_150 | 165 | 0.0065379 | 0.0016386 | 0 | 0 |  | 1 | TRUE | wye
132 | LV_2763-12_0_6_load_153 | 166 | 0.0040786 | 0.0010222 | 0 | 0 |  | 1 | TRUE | wye
133 | LV_2763-12_0_6_load_160 | 167 | 0.0061291 | 0.0015361 | 0 | 0 |  | 1 | TRUE | wye
134 | LV_2763-12_0_6_load_161 | 168 | 0.0057721 | 0.0014466 | 0 | 0 |  | 1 | TRUE | wye
135 | LV_2763-12_0_6_load_164 | 171 | 0.0047269 | 0.0011847 | 0 | 0 |  | 1 | TRUE | wye
136 | LV_2763-12_0_6_load_165 | 172 | 0.0080614 | 0.0020204 | 0 | 0 |  | 1 | TRUE | wye
137 | LV_2763-12_0_6_load_171 | 173 | 0.0028928 | 0.000725 | 0 | 0 |  | 1 | TRUE | wye
138 | LV_2763-12_0_6_load_166 | 174 | 0.0035836 | 0.00089814 | 0 | 0 |  | 1 | TRUE | wye
139 | LV_2763-12_0_6_load_170 | 175 | 0.0039785 | 0.00099711 | 0 | 0 |  | 1 | TRUE | wye
140 | LV_2763-12_0_6_load_167 | 176 | 0.0034873 | 0.00087401 | 0 | 0 |  | 1 | TRUE | wye
141 | LV_2763-12_0_6_load_177 | 177 | 0.011335 | 0.0028409 | 0 | 0 |  | 1 | TRUE | wye
142 | LV_2763-12_0_6_load_199 | 178 | 0.0016819 | 0.00042153 | 0 | 0 |  | 1 | TRUE | wye
143 | LV_2763-12_0_6_load_203 | 179 | 0.0059822 | 0.0014993 | 0 | 0 |  | 1 | TRUE | wye
144 | LV_2763-12_0_6_load_173 | 180 | 0.00324 | 0.00081202 | 0 | 0 |  | 1 | TRUE | wye
145 | LV_2763-12_0_6_load_174 | 181 | 0.010335 | 0.0025901 | 0 | 0 |  | 1 | TRUE | wye
146 | LV_2763-12_0_6_load_208 | 182 | 0.0034207 | 0.0008573 | 0 | 0 |  | 1 | TRUE | wye
147 | LV_2763-12_0_6_load_207 | 183 | 0.0029724 | 0.00074496 | 0 | 0 |  | 1 | TRUE | wye
148 | LV_2763-12_0_6_load_206 | 184 | 0.0063139 | 0.0015824 | 0 | 0 |  | 1 | TRUE | wye
149 | LV_2763-12_0_6_load_185 | 185 | 0.0041379 | 0.0010371 | 0 | 0 |  | 1 | TRUE | wye
150 | LV_2763-12_0_6_load_186 | 186 | 0.0021093 | 0.00052864 | 0 | 0 |  | 1 | TRUE | wye
151 | LV_2763-12_0_6_load_187 | 187 | 0.0053465 | 0.00134 | 0 | 0 |  | 1 | TRUE | wye
152 | LV_2763-12_0_6_load_195 | 188 | 0.0031083 | 0.00077901 | 0 | 0 |  | 1 | TRUE | wye
153 | LV_2763-12_0_6_load_188 | 190 | 0.0044076 | 0.0011046 | 0 | 0 |  | 1 | TRUE | wye
154 | LV_2763-12_0_6_load_189 | 191 | 0.0018851 | 0.00047246 | 0 | 0 |  | 1 | TRUE | wye
155 | LV_2763-12_0_6_load_190 | 192 | 0.0024293 | 0.00060885 | 0 | 0 |  | 1 | TRUE | wye
156 | LV_2763-12_0_6_load_191 | 193 | 0.011217 | 0.0028112 | 0 | 0 |  | 1 | TRUE | wye
157 | LV_2763-12_0_6_load_194 | 195 | 0.0033214 | 0.00083241 | 0 | 0 |  | 1 | TRUE | wye
158 | LV_2763-12_0_6_load_196 | 196 | 0.0020151 | 0.00050502 | 0 | 0 |  | 1 | TRUE | wye
159 | LV_2763-12_0_6_load_197 | 197 | 0.0031825 | 0.00079761 | 0 | 0 |  | 1 | TRUE | wye
160 | LV_2763-12_0_6_load_198 | 198 | 0.0028825 | 0.00072242 | 0 | 0 |  | 1 | TRUE | wye
161 | LV_2763-12_0_6_load_204 | 199 | 0.0024067 | 0.00060319 | 0 | 0 |  | 1 | TRUE | wye
162 | LV_2763-12_0_6_load_205 | 200 | 0.0016798 | 0.00042099 | 0 | 0 |  | 1 | TRUE | wye

## ext_grid
| name | bus | vm_pu | va_degree | slack_weight | in_service
0 |  | 139 | 1 | 0 | 1 | TRUE

## line
| name | std_type | from_bus | to_bus | length_km | r_ohm_per_km | x_ohm_per_km | c_nf_per_km | g_us_per_km | max_i_ka | df | parallel | type | in_service
0 | LV_2763-12_0_6_line_0 |  | 0 | 1 | 0.033712 | 0.125 | 0.08 | 261 | 0 | 0.364 | 1 | 1 | cs | TRUE
1 | LV_2763-12_0_6_line_1 |  | 0 | 2 | 0.019985 | 0.125 | 0.08 | 261 | 0 | 0.364 | 1 | 1 | cs | TRUE
2 | LV_2763-12_0_6_line_2 |  | 1 | 3 | 0.087879 | 0.125 | 0.08 | 261 | 0 | 0.364 | 1 | 1 | cs | TRUE
3 | LV_2763-12_0_6_line_3 |  | 2 | 4 | 0.029264 | 0.125 | 0.08 | 261 | 0 | 0.364 | 1 | 1 | cs | TRUE
4 | LV_2763-12_0_6_line_4 |  | 3 | 5 | 0.035401 | 0.125 | 0.08 | 261 | 0 | 0.364 | 1 | 1 | cs | TRUE
5 | LV_2763-12_0_6_line_5 |  | 5 | 154 | 0.019888 | 0.125 | 0.08 | 261 | 0 | 0.364 | 1 | 1 | cs | TRUE
6 | LV_2763-12_0_6_line_6 |  | 5 | 177 | 0.039876 | 0.125 | 0.08 | 261 | 0 | 0.364 | 1 | 1 | cs | TRUE
7 | LV_2763-12_0_6_line_7 |  | 6 | 7 | 0.016866 | 0.125 | 0.08 | 261 | 0 | 0.364 | 1 | 1 | cs | TRUE
8 | LV_2763-12_0_6_line_8 |  | 7 | 172 | 0.01029 | 0.125 | 0.08 | 261 | 0 | 0.364 | 1 | 1 | cs | TRUE
9 | LV_2763-12_0_6_line_9 |  | 8 | 9 | 0.025199 | 0.125 | 0.08 | 261 | 0 | 0.364 | 1 | 1 | cs | TRUE
10 | LV_2763-12_0_6_line_10 |  | 9 | 10 | 0.0054337 | 0.125 | 0.08 | 261 | 0 | 0.364 | 1 | 1 | cs | TRUE
11 | LV_2763-12_0_6_line_11 |  | 10 | 11 | 0.016645 | 0.125 | 0.08 | 261 | 0 | 0.364 | 1 | 1 | cs | TRUE
12 | LV_2763-12_0_6_line_12 |  | 11 | 12 | 0.00809 | 0.125 | 0.08 | 261 | 0 | 0.364 | 1 | 1 | cs | TRUE
13 | LV_2763-12_0_6_line_13 |  | 11 | 13 | 0.0085808 | 0.125 | 0.08 | 261 | 0 | 0.364 | 1 | 1 | cs | TRUE
14 | LV_2763-12_0_6_line_14 |  | 12 | 23 | 0.01502 | 0.125 | 0.08 | 261 | 0 | 0.364 | 1 | 1 | cs | TRUE
15 | LV_2763-12_0_6_line_15 |  | 12 | 24 | 0.03333 | 0.125 | 0.08 | 261 | 0 | 0.364 | 1 | 1 | cs | TRUE
16 | LV_2763-12_0_6_line_16 |  | 13 | 25 | 0.020141 | 0.125 | 0.08 | 261 | 0 | 0.364 | 1 | 1 | cs | TRUE
17 | LV_2763-12_0_6_line_17 |  | 14 | 15 | 0.019358 | 0.125 | 0.08 | 261 | 0 | 0.364 | 1 | 1 | cs | TRUE
18 | LV_2763-12_0_6_line_18 |  | 14 | 16 | 0.015435 | 0.125 | 0.08 | 261 | 0 | 0.364 | 1 | 1 | cs | TRUE
19 | LV_2763-12_0_6_line_19 |  | 16 | 17 | 0.013783 | 0.125 | 0.08 | 261 | 0 | 0.364 | 1 | 1 | cs | TRUE
20 | LV_2763-12_0_6_line_20 |  | 16 | 18 | 0.0064419 | 0.125 | 0.08 | 261 | 0 | 0.364 | 1 | 1 | cs | TRUE
21 | LV_2763-12_0_6_line_21 |  | 17 | 19 | 0.046806 | 0.125 | 0.08 | 261 | 0 | 0.364 | 1 | 1 | cs | TRUE
22 | LV_2763-12_0_6_line_22 |  | 18 | 20 | 0.028098 | 0.125 | 0.08 | 261 | 0 | 0.364 | 1 | 1 | cs | TRUE
23 | LV_2763-12_0_6_line_23 |  | 19 | 21 | 0.013471 | 0.125 | 0.08 | 261 | 0 | 0.364 | 1 | 1 | cs | TRUE
24 | LV_2763-12_0_6_line_24 |  | 20 | 22 | 0.027482 | 0.125 | 0.08 | 261 | 0 | 0.364 | 1 | 1 | cs | TRUE
25 | LV_2763-12_0_6_line_25 |  | 21 | 59 | 0.023424 | 0.125 | 0.08 | 261 | 0 | 0.364 | 1 | 1 | cs | TRUE
26 | LV_2763-12_0_6_line_26 |  | 21 | 37 | 0.005389 | 0.125 | 0.08 | 261 | 0 | 0.364 | 1 | 1 | cs | TRUE
27 | LV_2763-12_0_6_line_27 |  | 23 | 26 | 0.02735 | 0.125 | 0.08 | 261 | 0 | 0.364 | 1 | 1 | cs | TRUE
28 | LV_2763-12_0_6_line_28 |  | 24 | 27 | 0.0014448 | 0.125 | 0.08 | 261 | 0 | 0.364 | 1 | 1 | cs | TRUE
29 | LV_2763-12_0_6_line_29 |  | 26 | 34 | 0.0099127 | 0.125 | 0.08 | 261 | 0 | 0.364 | 1 | 1 | cs | TRUE
30 | LV_2763-12_0_6_line_30 |  | 26 | 35 | 0.018739 | 0.125 | 0.08 | 261 | 0 | 0.364 | 1 | 1 | cs | TRUE
31 | LV_2763-12_0_6_line_31 |  | 27 | 30 | 0.0023751 | 0.125 | 0.08 | 261 | 0 | 0.364 | 1 | 1 | cs | TRUE
32 | LV_2763-12_0_6_line_32 |  | 28 | 29 | 0.0055461 | 0.125 | 0.08 | 261 | 0 | 0.364 | 1 | 1 | cs | TRUE
33 | LV_2763-12_0_6_line_33 |  | 28 | 30 | 0.018167 | 0.125 | 0.08 | 261 | 0 | 0.364 | 1 | 1 | cs | TRUE
34 | LV_2763-12_0_6_line_34 |  | 29 | 31 | 0.012248 | 0.125 | 0.08 | 261 | 0 | 0.364 | 1 | 1 | cs | TRUE
35 | LV_2763-12_0_6_line_35 |  | 31 | 32 | 0.017562 | 0.125 | 0.08 | 261 | 0 | 0.364 | 1 | 1 | cs | TRUE
36 | LV_2763-12_0_6_line_36 |  | 32 | 33 | 0.0055513 | 0.125 | 0.08 | 261 | 0 | 0.364 | 1 | 1 | cs | TRUE
37 | LV_2763-12_0_6_line_37 |  | 33 | 40 | 0.002692 | 0.125 | 0.08 | 261 | 0 | 0.364 | 1 | 1 | cs | TRUE
38 | LV_2763-12_0_6_line_38 |  | 35 | 36 | 0.012273 | 0.125 | 0.08 | 261 | 0 | 0.364 | 1 | 1 | cs | TRUE
39 | LV_2763-12_0_6_line_39 |  | 36 | 39 | 0.0033183 | 0.125 | 0.08 | 261 | 0 | 0.364 | 1 | 1 | cs | TRUE
40 | LV_2763-12_0_6_line_40 |  | 37 | 38 | 0.012134 | 0.125 | 0.08 | 261 | 0 | 0.364 | 1 | 1 | cs | TRUE
41 | LV_2763-12_0_6_line_41 |  | 38 | 60 | 0.0025857 | 0.125 | 0.08 | 261 | 0 | 0.364 | 1 | 1 | cs | TRUE
42 | LV_2763-12_0_6_line_42 |  | 40 | 41 | 0.026354 | 0.125 | 0.08 | 261 | 0 | 0.364 | 1 | 1 | cs | TRUE
43 | LV_2763-12_0_6_line_43 |  | 41 | 42 | 0.0015455 | 0.125 | 0.08 | 261 | 0 | 0.364 | 1 | 1 | cs | TRUE
44 | LV_2763-12_0_6_line_44 |  | 42 | 43 | 0.022511 | 0.125 | 0.08 | 261 | 0 | 0.364 | 1 | 1 | cs | TRUE
45 | LV_2763-12_0_6_line_45 |  | 43 | 44 | 0.044998 | 0.125 | 0.08 | 261 | 0 | 0.364 | 1 | 1 | cs | TRUE
46 | LV_2763-12_0_6_line_46 |  | 43 | 45 | 0.036539 | 0.125 | 0.08 | 261 | 0 | 0.364 | 1 | 1 | cs | TRUE
47 | LV_2763-12_0_6_line_47 |  | 44 | 46 | 0.034492 | 0.125 | 0.08 | 261 | 0 | 0.364 | 1 | 1 | cs | TRUE
48 | LV_2763-12_0_6_line_48 |  | 46 | 47 | 0.010272 | 0.125 | 0.08 | 261 | 0 | 0.364 | 1 | 1 | cs | TRUE
49 | LV_2763-12_0_6_line_49 |  | 46 | 48 | 0.016774 | 0.125 | 0.08 | 261 | 0 | 0.364 | 1 | 1 | cs | TRUE
50 | LV_2763-12_0_6_line_50 |  | 47 | 49 | 0.026861 | 0.125 | 0.08 | 261 | 0 | 0.364 | 1 | 2 | cs | TRUE
51 | LV_2763-12_0_6_line_51 |  | 47 | 50 | 0.028355 | 0.125 | 0.08 | 261 | 0 | 0.364 | 1 | 3 | cs | TRUE
52 | LV_2763-12_0_6_line_52 |  | 48 | 51 | 0.017568 | 0.125 | 0.08 | 261 | 0 | 0.364 | 1 | 1 | cs | TRUE
53 | LV_2763-12_0_6_line_53 |  | 49 | 55 | 0.010864 | 0.125 | 0.08 | 261 | 0 | 0.364 | 1 | 1 | cs | TRUE
54 | LV_2763-12_0_6_line_54 |  | 49 | 56 | 0.0018985 | 0.125 | 0.08 | 261 | 0 | 0.364 | 1 | 1 | cs | TRUE
55 | LV_2763-12_0_6_line_55 |  | 50 | 57 | 0.018381 | 0.125 | 0.08 | 261 | 0 | 0.364 | 1 | 3 | cs | TRUE
56 | LV_2763-12_0_6_line_56 |  | 51 | 58 | 0.011231 | 0.125 | 0.08 | 261 | 0 | 0.364 | 1 | 1 | cs | TRUE
57 | LV_2763-12_0_6_line_57 |  | 52 | 53 | 0.00453 | 0.125 | 0.08 | 261 | 0 | 0.364 | 1 | 1 | cs | TRUE
58 | LV_2763-12_0_6_line_58 |  | 52 | 54 | 0.0094711 | 0.125 | 0.08 | 261 | 0 | 0.364 | 1 | 1 | cs | TRUE
59 | LV_2763-12_0_6_line_59 |  | 53 | 56 | 0.018018 | 0.125 | 0.08 | 261 | 0 | 0.364 | 1 | 1 | cs | TRUE
60 | LV_2763-12_0_6_line_60 |  | 53 | 178 | 0.032678 | 0.125 | 0.08 | 261 | 0 | 0.364 | 1 | 1 | cs | TRUE
61 | LV_2763-12_0_6_line_61 |  | 54 | 179 | 0.024991 | 0.125 | 0.08 | 261 | 0 | 0.364 | 1 | 1 | cs | TRUE
62 | LV_2763-12_0_6_line_62 |  | 55 | 180 | 0.038704 | 0.125 | 0.08 | 261 | 0 | 0.364 | 1 | 1 | cs | TRUE
63 | LV_2763-12_0_6_line_63 |  | 55 | 175 | 0.025796 | 0.125 | 0.08 | 261 | 0 | 0.364 | 1 | 1 | cs | TRUE
64 | LV_2763-12_0_6_line_64 |  | 57 | 163 | 0.021489 | 0.125 | 0.08 | 261 | 0 | 0.364 | 1 | 3 | cs | TRUE
65 | LV_2763-12_0_6_line_65 |  | 58 | 71 | 0.013502 | 0.125 | 0.08 | 261 | 0 | 0.364 | 1 | 1 | cs | TRUE
66 | LV_2763-12_0_6_line_66 |  | 59 | 61 | 0.0069402 | 0.125 | 0.08 | 261 | 0 | 0.364 | 1 | 1 | cs | TRUE
67 | LV_2763-12_0_6_line_67 |  | 60 | 62 | 0.020922 | 0.125 | 0.08 | 261 | 0 | 0.364 | 1 | 1 | cs | TRUE
68 | LV_2763-12_0_6_line_68 |  | 62 | 65 | 0.024099 | 0.125 | 0.08 | 261 | 0 | 0.364 | 1 | 1 | cs | TRUE
69 | LV_2763-12_0_6_line_69 |  | 63 | 64 | 0.018008 | 0.125 | 0.08 | 261 | 0 | 0.364 | 1 | 1 | cs | TRUE
70 | LV_2763-12_0_6_line_70 |  | 64 | 67 | 0.034118 | 0.125 | 0.08 | 261 | 0 | 0.364 | 1 | 1 | cs | TRUE
71 | LV_2763-12_0_6_line_71 |  | 64 | 68 | 0.0026942 | 0.125 | 0.08 | 261 | 0 | 0.364 | 1 | 1 | cs | TRUE
72 | LV_2763-12_0_6_line_72 |  | 65 | 66 | 0.00059564 | 0.125 | 0.08 | 261 | 0 | 0.364 | 1 | 1 | cs | TRUE
73 | LV_2763-12_0_6_line_73 |  | 66 | 69 | 0.027447 | 0.125 | 0.08 | 261 | 0 | 0.364 | 1 | 1 | cs | TRUE
74 | LV_2763-12_0_6_line_74 |  | 67 | 70 | 0.0085438 | 0.125 | 0.08 | 261 | 0 | 0.364 | 1 | 1 | cs | TRUE
75 | LV_2763-12_0_6_line_75 |  | 68 | 71 | 0.00023028 | 0.125 | 0.08 | 261 | 0 | 0.364 | 1 | 1 | cs | TRUE
76 | LV_2763-12_0_6_line_76 |  | 69 | 72 | 0.00023392 | 0.125 | 0.08 | 261 | 0 | 0.364 | 1 | 1 | cs | TRUE
77 | LV_2763-12_0_6_line_77 |  | 72 | 166 | 0.021278 | 0.125 | 0.08 | 261 | 0 | 0.364 | 1 | 1 | cs | TRUE
78 | LV_2763-12_0_6_line_78 |  | 73 | 74 | 0.037708 | 0.125 | 0.08 | 261 | 0 | 0.364 | 1 | 1 | cs | TRUE
79 | LV_2763-12_0_6_line_79 |  | 74 | 75 | 0.007446 | 0.125 | 0.08 | 261 | 0 | 0.364 | 1 | 1 | cs | TRUE
80 | LV_2763-12_0_6_line_80 |  | 74 | 76 | 0.058574 | 0.125 | 0.08 | 261 | 0 | 0.364 | 1 | 1 | cs | TRUE
81 | LV_2763-12_0_6_line_81 |  | 75 | 77 | 0.014456 | 0.125 | 0.08 | 261 | 0 | 0.364 | 1 | 1 | cs | TRUE
82 | LV_2763-12_0_6_line_82 |  | 76 | 78 | 0.026655 | 0.125 | 0.08 | 261 | 0 | 0.364 | 1 | 1 | cs | TRUE
83 | LV_2763-12_0_6_line_83 |  | 78 | 82 | 0.018224 | 0.125 | 0.08 | 261 | 0 | 0.364 | 1 | 1 | cs | TRUE
84 | LV_2763-12_0_6_line_84 |  | 78 | 83 | 0.037272 | 0.125 | 0.08 | 261 | 0 | 0.364 | 1 | 1 | cs | TRUE
85 | LV_2763-12_0_6_line_85 |  | 79 | 80 | 0.0026071 | 0.125 | 0.08 | 261 | 0 | 0.364 | 1 | 1 | cs | TRUE
86 | LV_2763-12_0_6_line_86 |  | 80 | 81 | 0.010675 | 0.125 | 0.08 | 261 | 0 | 0.364 | 1 | 1 | cs | TRUE
87 | LV_2763-12_0_6_line_87 |  | 81 | 86 | 0.018893 | 0.125 | 0.08 | 261 | 0 | 0.364 | 1 | 1 | cs | TRUE
88 | LV_2763-12_0_6_line_88 |  | 82 | 87 | 0.022808 | 0.125 | 0.08 | 261 | 0 | 0.364 | 1 | 1 | cs | TRUE
89 | LV_2763-12_0_6_line_89 |  | 83 | 84 | 0.015582 | 0.125 | 0.08 | 261 | 0 | 0.364 | 1 | 1 | cs | TRUE
90 | LV_2763-12_0_6_line_90 |  | 84 | 85 | 0.019321 | 0.125 | 0.08 | 261 | 0 | 0.364 | 1 | 1 | cs | TRUE
91 | LV_2763-12_0_6_line_91 |  | 85 | 86 | 0.035964 | 0.125 | 0.08 | 261 | 0 | 0.364 | 1 | 1 | cs | TRUE
92 | LV_2763-12_0_6_line_92 |  | 86 | 88 | 0.0058135 | 0.125 | 0.08 | 261 | 0 | 0.364 | 1 | 1 | cs | TRUE
93 | LV_2763-12_0_6_line_93 |  | 87 | 89 | 0.036876 | 0.125 | 0.08 | 261 | 0 | 0.364 | 1 | 1 | cs | TRUE
94 | LV_2763-12_0_6_line_94 |  | 88 | 90 | 0.032977 | 0.125 | 0.08 | 261 | 0 | 0.364 | 1 | 1 | cs | TRUE
95 | LV_2763-12_0_6_line_95 |  | 89 | 105 | 0.045071 | 0.125 | 0.08 | 261 | 0 | 0.364 | 1 | 1 | cs | TRUE
96 | LV_2763-12_0_6_line_96 |  | 90 | 91 | 0.024127 | 0.125 | 0.08 | 261 | 0 | 0.364 | 1 | 1 | cs | TRUE
97 | LV_2763-12_0_6_line_97 |  | 91 | 95 | 0.033 | 0.125 | 0.08 | 261 | 0 | 0.364 | 1 | 1 | cs | TRUE
98 | LV_2763-12_0_6_line_98 |  | 91 | 92 | 0.018648 | 0.125 | 0.08 | 261 | 0 | 0.364 | 1 | 1 | cs | TRUE
99 | LV_2763-12_0_6_line_99 |  | 92 | 93 | 0.003288 | 0.125 | 0.08 | 261 | 0 | 0.364 | 1 | 1 | cs | TRUE
100 | LV_2763-12_0_6_line_100 |  | 93 | 94 | 0.022015 | 0.125 | 0.08 | 261 | 0 | 0.364 | 1 | 1 | cs | TRUE
101 | LV_2763-12_0_6_line_101 |  | 94 | 96 | 0.013731 | 0.125 | 0.08 | 261 | 0 | 0.364 | 1 | 1 | cs | TRUE
102 | LV_2763-12_0_6_line_102 |  | 95 | 97 | 0.0079593 | 0.125 | 0.08 | 261 | 0 | 0.364 | 1 | 1 | cs | TRUE
103 | LV_2763-12_0_6_line_103 |  | 96 | 98 | 0.012496 | 0.125 | 0.08 | 261 | 0 | 0.364 | 1 | 1 | cs | TRUE
104 | LV_2763-12_0_6_line_104 |  | 97 | 99 | 0.017281 | 0.125 | 0.08 | 261 | 0 | 0.364 | 1 | 1 | cs | TRUE
105 | LV_2763-12_0_6_line_105 |  | 98 | 100 | 0.024053 | 0.125 | 0.08 | 261 | 0 | 0.364 | 1 | 1 | cs | TRUE
106 | LV_2763-12_0_6_line_106 |  | 99 | 123 | 0.037016 | 0.125 | 0.08 | 261 | 0 | 0.364 | 1 | 3 | cs | TRUE
107 | LV_2763-12_0_6_line_107 |  | 99 | 124 | 0.015274 | 0.125 | 0.08 | 261 | 0 | 0.364 | 1 | 1 | cs | TRUE
108 | LV_2763-12_0_6_line_108 |  | 99 | 120 | 0.016518 | 0.125 | 0.08 | 261 | 0 | 0.364 | 1 | 3 | cs | TRUE
109 | LV_2763-12_0_6_line_109 |  | 100 | 101 | 0.021937 | 0.125 | 0.08 | 261 | 0 | 0.364 | 1 | 1 | cs | TRUE
110 | LV_2763-12_0_6_line_110 |  | 101 | 102 | 0.0068913 | 0.125 | 0.08 | 261 | 0 | 0.364 | 1 | 1 | cs | TRUE
111 | LV_2763-12_0_6_line_111 |  | 103 | 104 | 0.011295 | 0.125 | 0.08 | 261 | 0 | 0.364 | 1 | 1 | cs | TRUE
112 | LV_2763-12_0_6_line_112 |  | 104 | 118 | 0.020624 | 0.125 | 0.08 | 261 | 0 | 0.364 | 1 | 1 | cs | TRUE
113 | LV_2763-12_0_6_line_113 |  | 104 | 161 | 0.014993 | 0.125 | 0.08 | 261 | 0 | 0.364 | 1 | 1 | cs | TRUE
114 | LV_2763-12_0_6_line_114 |  | 105 | 106 | 0.035551 | 0.125 | 0.08 | 261 | 0 | 0.364 | 1 | 1 | cs | TRUE
115 | LV_2763-12_0_6_line_115 |  | 107 | 108 | 0.019373 | 0.125 | 0.08 | 261 | 0 | 0.364 | 1 | 3 | cs | TRUE
116 | LV_2763-12_0_6_line_116 |  | 107 | 109 | 0.0097187 | 0.125 | 0.08 | 261 | 0 | 0.364 | 1 | 3 | cs | TRUE
117 | LV_2763-12_0_6_line_117 |  | 108 | 110 | 0.012397 | 0.125 | 0.08 | 261 | 0 | 0.364 | 1 | 3 | cs | TRUE
118 | LV_2763-12_0_6_line_118 |  | 109 | 111 | 0.012719 | 0.125 | 0.08 | 261 | 0 | 0.364 | 1 | 1 | cs | TRUE
119 | LV_2763-12_0_6_line_119 |  | 109 | 112 | 0.013917 | 0.125 | 0.08 | 261 | 0 | 0.364 | 1 | 3 | cs | TRUE
120 | LV_2763-12_0_6_line_120 |  | 110 | 113 | 0.001384 | 0.125 | 0.08 | 261 | 0 | 0.364 | 1 | 3 | cs | TRUE
121 | LV_2763-12_0_6_line_121 |  | 111 | 114 | 0.015785 | 0.125 | 0.08 | 261 | 0 | 0.364 | 1 | 1 | cs | TRUE
122 | LV_2763-12_0_6_line_122 |  | 112 | 115 | 0.015069 | 0.125 | 0.08 | 261 | 0 | 0.364 | 1 | 2 | cs | TRUE
123 | LV_2763-12_0_6_line_123 |  | 113 | 116 | 0.013967 | 0.125 | 0.08 | 261 | 0 | 0.364 | 1 | 3 | cs | TRUE
124 | LV_2763-12_0_6_line_124 |  | 113 | 117 | 0.0099157 | 0.125 | 0.08 | 261 | 0 | 0.364 | 1 | 1 | cs | TRUE
125 | LV_2763-12_0_6_line_125 |  | 114 | 118 | 0.0022496 | 0.125 | 0.08 | 261 | 0 | 0.364 | 1 | 1 | cs | TRUE
126 | LV_2763-12_0_6_line_126 |  | 115 | 119 | 0.013385 | 0.125 | 0.08 | 261 | 0 | 0.364 | 1 | 1 | cs | TRUE
127 | LV_2763-12_0_6_line_127 |  | 116 | 120 | 0.017333 | 0.125 | 0.08 | 261 | 0 | 0.364 | 1 | 3 | cs | TRUE
128 | LV_2763-12_0_6_line_128 |  | 117 | 121 | 0.025202 | 0.125 | 0.08 | 261 | 0 | 0.364 | 1 | 1 | cs | TRUE
129 | LV_2763-12_0_6_line_129 |  | 119 | 149 | 0.0025022 | 0.125 | 0.08 | 261 | 0 | 0.364 | 1 | 1 | cs | TRUE
130 | LV_2763-12_0_6_line_130 |  | 121 | 122 | 0.0063398 | 0.125 | 0.08 | 261 | 0 | 0.364 | 1 | 1 | cs | TRUE
131 | LV_2763-12_0_6_line_131 |  | 122 | 133 | 0.012393 | 0.125 | 0.08 | 261 | 0 | 0.364 | 1 | 1 | cs | TRUE
132 | LV_2763-12_0_6_line_132 |  | 123 | 125 | 0.016017 | 0.125 | 0.08 | 261 | 0 | 0.364 | 1 | 3 | cs | TRUE
133 | LV_2763-12_0_6_line_133 |  | 124 | 126 | 0.030188 | 0.125 | 0.08 | 261 | 0 | 0.364 | 1 | 1 | cs | TRUE
134 | LV_2763-12_0_6_line_134 |  | 125 | 127 | 0.0049147 | 0.125 | 0.08 | 261 | 0 | 0.364 | 1 | 3 | cs | TRUE
135 | LV_2763-12_0_6_line_135 |  | 125 | 128 | 0.019378 | 0.125 | 0.08 | 261 | 0 | 0.364 | 1 | 1 | cs | TRUE
136 | LV_2763-12_0_6_line_136 |  | 127 | 129 | 0.026004 | 0.125 | 0.08 | 261 | 0 | 0.364 | 1 | 3 | cs | TRUE
137 | LV_2763-12_0_6_line_137 |  | 128 | 130 | 0.0017167 | 0.125 | 0.08 | 261 | 0 | 0.364 | 1 | 1 | cs | TRUE
138 | LV_2763-12_0_6_line_138 |  | 129 | 131 | 0.013273 | 0.125 | 0.08 | 261 | 0 | 0.364 | 1 | 3 | cs | TRUE
139 | LV_2763-12_0_6_line_139 |  | 130 | 132 | 0.018605 | 0.125 | 0.08 | 261 | 0 | 0.364 | 1 | 1 | cs | TRUE
140 | LV_2763-12_0_6_line_140 |  | 131 | 136 | 0.021774 | 0.125 | 0.08 | 261 | 0 | 0.364 | 1 | 3 | cs | TRUE
141 | LV_2763-12_0_6_line_141 |  | 132 | 164 | 0.019031 | 0.125 | 0.08 | 261 | 0 | 0.364 | 1 | 1 | cs | TRUE
142 | LV_2763-12_0_6_line_142 |  | 133 | 134 | 0.0046527 | 0.125 | 0.08 | 261 | 0 | 0.364 | 1 | 1 | cs | TRUE
143 | LV_2763-12_0_6_line_143 |  | 134 | 135 | 0.018212 | 0.125 | 0.08 | 261 | 0 | 0.364 | 1 | 1 | cs | TRUE
144 | LV_2763-12_0_6_line_144 |  | 135 | 140 | 0.0061731 | 0.125 | 0.08 | 261 | 0 | 0.364 | 1 | 1 | cs | TRUE
145 | LV_2763-12_0_6_line_145 |  | 136 | 137 | 0.015555 | 0.125 | 0.08 | 261 | 0 | 0.364 | 1 | 3 | cs | TRUE
146 | LV_2763-12_0_6_line_146 |  | 136 | 138 | 0.015854 | 0.125 | 0.08 | 261 | 0 | 0.364 | 1 | 1 | cs | TRUE
147 | LV_2763-12_0_6_line_147 |  | 137 | 139 | 0.019512 | 0.125 | 0.08 | 261 | 0 | 0.364 | 1 | 3 | cs | TRUE
148 | LV_2763-12_0_6_line_148 |  | 139 | 162 | 0.011597 | 0.125 | 0.08 | 261 | 0 | 0.364 | 1 | 3 | cs | TRUE
149 | LV_2763-12_0_6_line_149 |  | 140 | 141 | 0.021551 | 0.125 | 0.08 | 261 | 0 | 0.364 | 1 | 1 | cs | TRUE
150 | LV_2763-12_0_6_line_150 |  | 142 | 143 | 0.028925 | 0.125 | 0.08 | 261 | 0 | 0.364 | 1 | 1 | cs | TRUE
151 | LV_2763-12_0_6_line_151 |  | 142 | 144 | 0.008353 | 0.125 | 0.08 | 261 | 0 | 0.364 | 1 | 1 | cs | TRUE
152 | LV_2763-12_0_6_line_152 |  | 143 | 154 | 0.036018 | 0.125 | 0.08 | 261 | 0 | 0.364 | 1 | 1 | cs | TRUE
153 | LV_2763-12_0_6_line_153 |  | 144 | 150 | 0.018032 | 0.125 | 0.08 | 261 | 0 | 0.364 | 1 | 1 | cs | TRUE
154 | LV_2763-12_0_6_line_154 |  | 144 | 148 | 0.022508 | 0.125 | 0.08 | 261 | 0 | 0.364 | 1 | 1 | cs | TRUE
155 | LV_2763-12_0_6_line_155 |  | 145 | 146 | 0.016579 | 0.125 | 0.08 | 261 | 0 | 0.364 | 1 | 1 | cs | TRUE
156 | LV_2763-12_0_6_line_156 |  | 145 | 147 | 0.0058108 | 0.125 | 0.08 | 261 | 0 | 0.364 | 1 | 1 | cs | TRUE
157 | LV_2763-12_0_6_line_157 |  | 146 | 148 | 0.0074705 | 0.125 | 0.08 | 261 | 0 | 0.364 | 1 | 1 | cs | TRUE
158 | LV_2763-12_0_6_line_158 |  | 147 | 149 | 0.015733 | 0.125 | 0.08 | 261 | 0 | 0.364 | 1 | 1 | cs | TRUE
159 | LV_2763-12_0_6_line_159 |  | 151 | 152 | 0.017666 | 0.125 | 0.08 | 261 | 0 | 0.364 | 1 | 1 | cs | TRUE
160 | LV_2763-12_0_6_line_160 |  | 151 | 153 | 0.014761 | 0.125 | 0.08 | 261 | 0 | 0.364 | 1 | 1 | cs | TRUE
161 | LV_2763-12_0_6_line_161 |  | 153 | 155 | 0.020456 | 0.125 | 0.08 | 261 | 0 | 0.364 | 1 | 1 | cs | TRUE
162 | LV_2763-12_0_6_line_162 |  | 154 | 182 | 0.069957 | 0.125 | 0.08 | 261 | 0 | 0.364 | 1 | 1 | cs | TRUE
163 | LV_2763-12_0_6_line_163 |  | 154 | 183 | 0.019293 | 0.125 | 0.08 | 261 | 0 | 0.364 | 1 | 1 | cs | TRUE
164 | LV_2763-12_0_6_line_164 |  | 155 | 156 | 0.018814 | 0.125 | 0.08 | 261 | 0 | 0.364 | 1 | 1 | cs | TRUE
165 | LV_2763-12_0_6_line_165 |  | 156 | 157 | 0.017619 | 0.125 | 0.08 | 261 | 0 | 0.364 | 1 | 1 | cs | TRUE
166 | LV_2763-12_0_6_line_166 |  | 157 | 158 | 0.016053 | 0.125 | 0.08 | 261 | 0 | 0.364 | 1 | 1 | cs | TRUE
167 | LV_2763-12_0_6_line_167 |  | 158 | 159 | 0.0015062 | 0.125 | 0.08 | 261 | 0 | 0.364 | 1 | 1 | cs | TRUE
168 | LV_2763-12_0_6_line_168 |  | 159 | 160 | 0.020185 | 0.125 | 0.08 | 261 | 0 | 0.364 | 1 | 1 | cs | TRUE
169 | LV_2763-12_0_6_line_169 |  | 160 | 161 | 0.0013639 | 0.125 | 0.08 | 261 | 0 | 0.364 | 1 | 1 | cs | TRUE
170 | LV_2763-12_0_6_line_170 |  | 162 | 163 | 0.0075807 | 0.125 | 0.08 | 261 | 0 | 0.364 | 1 | 3 | cs | TRUE
171 | LV_2763-12_0_6_line_171 |  | 164 | 165 | 0.0025637 | 0.125 | 0.08 | 261 | 0 | 0.364 | 1 | 1 | cs | TRUE
172 | LV_2763-12_0_6_line_172 |  | 165 | 166 | 0.0036789 | 0.125 | 0.08 | 261 | 0 | 0.364 | 1 | 1 | cs | TRUE
173 | LV_2763-12_0_6_line_173 |  | 167 | 168 | 0.00028629 | 0.125 | 0.08 | 261 | 0 | 0.364 | 1 | 1 | cs | TRUE
174 | LV_2763-12_0_6_line_174 |  | 167 | 169 | 0.016419 | 0.125 | 0.08 | 261 | 0 | 0.364 | 1 | 1 | cs | TRUE
175 | LV_2763-12_0_6_line_175 |  | 168 | 170 | 0.02125 | 0.125 | 0.08 | 261 | 0 | 0.364 | 1 | 1 | cs | TRUE
176 | LV_2763-12_0_6_line_176 |  | 169 | 171 | 0.016448 | 0.125 | 0.08 | 261 | 0 | 0.364 | 1 | 1 | cs | TRUE
177 | LV_2763-12_0_6_line_177 |  | 169 | 172 | 0.032457 | 0.125 | 0.08 | 261 | 0 | 0.364 | 1 | 1 | cs | TRUE
178 | LV_2763-12_0_6_line_178 |  | 170 | 173 | 0.0032878 | 0.125 | 0.08 | 261 | 0 | 0.364 | 1 | 1 | cs | TRUE
179 | LV_2763-12_0_6_line_179 |  | 171 | 174 | 0.0014924 | 0.125 | 0.08 | 261 | 0 | 0.364 | 1 | 1 | cs | TRUE
180 | LV_2763-12_0_6_line_180 |  | 173 | 175 | 0.017526 | 0.125 | 0.08 | 261 | 0 | 0.364 | 1 | 1 | cs | TRUE
181 | LV_2763-12_0_6_line_181 |  | 174 | 176 | 0.023468 | 0.125 | 0.08 | 261 | 0 | 0.364 | 1 | 1 | cs | TRUE
182 | LV_2763-12_0_6_line_182 |  | 178 | 198 | 0.0050331 | 0.125 | 0.08 | 261 | 0 | 0.364 | 1 | 1 | cs | TRUE
183 | LV_2763-12_0_6_line_183 |  | 179 | 199 | 0.023224 | 0.125 | 0.08 | 261 | 0 | 0.364 | 1 | 1 | cs | TRUE
184 | LV_2763-12_0_6_line_184 |  | 180 | 181 | 0.024116 | 0.125 | 0.08 | 261 | 0 | 0.364 | 1 | 1 | cs | TRUE
185 | LV_2763-12_0_6_line_185 |  | 183 | 184 | 0.015896 | 0.125 | 0.08 | 261 | 0 | 0.364 | 1 | 1 | cs | TRUE
186 | LV_2763-12_0_6_line_186 |  | 185 | 186 | 0.028819 | 0.125 | 0.08 | 261 | 0 | 0.364 | 1 | 1 | cs | TRUE
187 | LV_2763-12_0_6_line_187 |  | 186 | 187 | 0.013685 | 0.125 | 0.08 | 261 | 0 | 0.364 | 1 | 1 | cs | TRUE
188 | LV_2763-12_0_6_line_188 |  | 187 | 188 | 0.0086381 | 0.125 | 0.08 | 261 | 0 | 0.364 | 1 | 1 | cs | TRUE
189 | LV_2763-12_0_6_line_189 |  | 188 | 189 | 0.013177 | 0.125 | 0.08 | 261 | 0 | 0.364 | 1 | 1 | cs | TRUE
190 | LV_2763-12_0_6_line_190 |  | 189 | 196 | 0.0095913 | 0.125 | 0.08 | 261 | 0 | 0.364 | 1 | 1 | cs | TRUE
191 | LV_2763-12_0_6_line_191 |  | 189 | 194 | 0.0221 | 0.125 | 0.08 | 261 | 0 | 0.364 | 1 | 1 | cs | TRUE
192 | LV_2763-12_0_6_line_192 |  | 190 | 191 | 0.0007652 | 0.125 | 0.08 | 261 | 0 | 0.364 | 1 | 1 | cs | TRUE
193 | LV_2763-12_0_6_line_193 |  | 191 | 192 | 0.016262 | 0.125 | 0.08 | 261 | 0 | 0.364 | 1 | 1 | cs | TRUE
194 | LV_2763-12_0_6_line_194 |  | 192 | 193 | 0.019742 | 0.125 | 0.08 | 261 | 0 | 0.364 | 1 | 1 | cs | TRUE
195 | LV_2763-12_0_6_line_195 |  | 193 | 194 | 0.027001 | 0.125 | 0.08 | 261 | 0 | 0.364 | 1 | 1 | cs | TRUE
196 | LV_2763-12_0_6_line_196 |  | 194 | 195 | 0.021822 | 0.125 | 0.08 | 261 | 0 | 0.364 | 1 | 1 | cs | TRUE
197 | LV_2763-12_0_6_line_197 |  | 196 | 197 | 0.011195 | 0.125 | 0.08 | 261 | 0 | 0.364 | 1 | 1 | cs | TRUE
198 | LV_2763-12_0_6_line_198 |  | 197 | 198 | 0.011101 | 0.125 | 0.08 | 261 | 0 | 0.364 | 1 | 1 | cs | TRUE
199 | LV_2763-12_0_6_line_199 |  | 199 | 200 | 0.012343 | 0.125 | 0.08 | 261 | 0 | 0.364 | 1 | 1 | cs | TRUE

## trafo
| name | std_type | hv_bus | lv_bus | sn_mva | vn_hv_kv | vn_lv_kv | vk_percent | vkr_percent | pfe_kw | i0_percent | shift_degree | tap_side | tap_neutral | tap_min | tap_max | tap_step_percent | tap_step_degree | tap_pos | tap_phase_shifter | parallel | df | in_service
0 | LV_2763-12_0_6_trafo_144 | 0.63 MVA 20/0.4 kV | 201 | 139 | 0.63 | 20 | 0.4 | 6 | 1.206 | 1.65 | 0.2619 | 150 | hv | 0 | -2 | 2 | 2.5 | 0 | 0 | FALSE | 1 | 1 | TRUE

## line_geodata
| x0 | y0 | x1 | y1 | x2 | y2 | x3 | y3 | x4 | y4 | x5 | y5 | x6 | y6 | x7 | y7 | x8 | y8
0 | 2613429.1501 | 1261487.7624 | 2613421.0347 | 1261455.0415
1 | 2613416.4673 | 1261435.587 | 2613418.4361 | 1261444.5642 | 2613421.0347 | 1261455.0415
2 | 2613514.3435 | 1261466.2012 | 2613429.1501 | 1261487.7624
3 | 2613416.4673 | 1261435.587 | 2613410.2011 | 1261407.0017
4 | 2613548.8826 | 1261458.5253 | 2613533.6948 | 1261461.3037 | 2613514.3435 | 1261466.2012
5 | 2613548.8826 | 1261458.5253 | 2613558.2117 | 1261457.7905 | 2613560.9321 | 1261457.5855 | 2613568.7691 | 1261456.9696
6 | 2613548.8826 | 1261458.5253 | 2613556.3776 | 1261436.1493 | 2613558.4811 | 1261420.0076
7 | 2613512.0461 | 1261343.3184 | 2613528.496 | 1261339.5968
8 | 2613538.532 | 1261337.3262 | 2613528.496 | 1261339.5968
9 | 2613787.3876 | 1261125.0929 | 2613762.5259 | 1261129.2004
10 | 2613762.5259 | 1261129.2004 | 2613757.1649 | 1261130.0861
11 | 2613740.7425 | 1261132.7993 | 2613757.1649 | 1261130.0861
12 | 2613740.7425 | 1261132.7993 | 2613742.1632 | 1261140.7636
13 | 2613740.7425 | 1261132.7993 | 2613738.9292 | 1261124.4123
14 | 2613742.1632 | 1261140.7636 | 2613744.319 | 1261155.6283
15 | 2613742.1632 | 1261140.7636 | 2613709.0246 | 1261144.3305
16 | 2613734.6732 | 1261104.7265 | 2613738.9292 | 1261124.4123
17 | 2613841.3444 | 1261219.6923 | 2613840.4516 | 1261239.0293
18 | 2613838.3648 | 1261254.3198 | 2613840.4179 | 1261239.7591 | 2613840.4516 | 1261239.0293
19 | 2613838.3648 | 1261254.3198 | 2613824.6254 | 1261253.2218
20 | 2613838.3648 | 1261254.3198 | 2613836.9173 | 1261260.597
21 | 2613824.6254 | 1261253.2218 | 2613808.5562 | 1261251.9377 | 2613777.9902 | 1261249.232
22 | 2613830.6039 | 1261287.9767 | 2613836.9173 | 1261260.597
23 | 2613764.5712 | 1261248.0441 | 2613777.9902 | 1261249.232
24 | 2613830.6039 | 1261287.9767 | 2613824.4291 | 1261314.7558
25 | 2613764.5712 | 1261248.0441 | 2613766.5819 | 1261267.9846 | 2613766.4397 | 1261271.364
26 | 2613763.3101 | 1261242.8043 | 2613764.5712 | 1261248.0441
27 | 2613748.2445 | 1261182.6951 | 2613744.319 | 1261155.6283
28 | 2613709.0246 | 1261144.3305 | 2613707.5881 | 1261144.4851
29 | 2613748.2445 | 1261182.6951 | 2613750.6545 | 1261192.3104
30 | 2613748.2445 | 1261182.6951 | 2613766.7868 | 1261179.9888
31 | 2613705.2266 | 1261144.7393 | 2613707.5881 | 1261144.4851
32 | 2613681.6499 | 1261147.277 | 2613687.1641 | 1261146.6834
33 | 2613705.2266 | 1261144.7393 | 2613687.1641 | 1261146.6834
34 | 2613681.6499 | 1261147.277 | 2613669.4718 | 1261148.5878
35 | 2613669.4718 | 1261148.5878 | 2613652.011 | 1261150.4672
36 | 2613646.4915 | 1261151.0612 | 2613652.011 | 1261150.4672
37 | 2613643.815 | 1261151.3493 | 2613646.4915 | 1261151.0612
38 | 2613778.931 | 1261178.2163 | 2613766.7868 | 1261179.9888
39 | 2613782.2145 | 1261177.7371 | 2613778.931 | 1261178.2163
40 | 2613763.3101 | 1261242.8043 | 2613751.2347 | 1261243.9936
41 | 2613751.2347 | 1261243.9936 | 2613748.6614 | 1261244.247
42 | 2613643.815 | 1261151.3493 | 2613617.6121 | 1261154.1697
43 | 2613616.0755 | 1261154.3351 | 2613617.6121 | 1261154.1697
44 | 2613593.6939 | 1261156.7441 | 2613616.0755 | 1261154.3351
45 | 2613593.6939 | 1261156.7441 | 2613592.8282 | 1261182.7376 | 2613596.2641 | 1261201.414
46 | 2613593.6939 | 1261156.7441 | 2613599.861 | 1261120.7295
47 | 2613603.5733 | 1261235.0757 | 2613600.7774 | 1261225.4405 | 2613598.5248 | 1261215.4619 | 2613596.966 | 1261205.2291 | 2613596.2641 | 1261201.414
48 | 2613603.5733 | 1261235.0757 | 2613607.0773 | 1261244.7347
49 | 2613603.5733 | 1261235.0757 | 2613613.7752 | 1261234.999 | 2613620.3401 | 1261235.3014
50 | 2613583.4697 | 1261235.6968 | 2613586.4597 | 1261236.2151 | 2613588.3652 | 1261236.5308 | 2613590.7603 | 1261236.9476 | 2613592.6281 | 1261237.2632 | 2613595.2191 | 1261237.6361 | 2613596.9863 | 1261239.1523 | 2613598.1769 | 1261242.346 | 2613607.0773 | 1261244.7347
51 | 2613607.0773 | 1261244.7347 | 2613609.191 | 1261249.5539 | 2613618.3271 | 1261270.7626
52 | 2613637.69 | 1261237.6841 | 2613627.9989 | 1261235.6542 | 2613620.3401 | 1261235.3014
53 | 2613582.7367 | 1261246.5358 | 2613583.4697 | 1261235.6968
54 | 2613583.4697 | 1261235.6968 | 2613583.5976 | 1261233.8026
55 | 2613618.3271 | 1261270.7626 | 2613621.6995 | 1261278.5913 | 2613625.2493 | 1261287.7865
56 | 2613637.69 | 1261237.6841 | 2613648.6825 | 1261239.9864
57 | 2613581.7807 | 1261216.4687 | 2613584.2758 | 1261212.6829
58 | 2613584.2758 | 1261212.6829 | 2613584.2942 | 1261203.2119
59 | 2613581.7807 | 1261216.4687 | 2613584.4289 | 1261221.4893 | 2613583.5976 | 1261233.8026
60 | 2613581.7807 | 1261216.4687 | 2613575.3333 | 1261215.5089 | 2613550.142 | 1261222.5616
61 | 2613584.2942 | 1261203.2119 | 2613584.3428 | 1261178.2208
62 | 2613582.7367 | 1261246.5358 | 2613546.3796 | 1261259.8079
63 | 2613582.7367 | 1261246.5358 | 2613578.9088 | 1261272.0457
64 | 2613632.2216 | 1261308.1015 | 2613628.5303 | 1261296.2857 | 2613625.2493 | 1261287.7865
65 | 2613662.1258 | 1261240.1716 | 2613659.354 | 1261240.5073 | 2613650.3807 | 1261240.3421 | 2613648.6825 | 1261239.9864
66 | 2613766.148 | 1261278.2981 | 2613766.4397 | 1261271.364
67 | 2613727.8399 | 1261246.2977 | 2613748.6614 | 1261244.247
68 | 2613703.8567 | 1261248.6598 | 2613727.8399 | 1261246.2977
69 | 2613665.0291 | 1261239.8199 | 2613668.0437 | 1261239.4488 | 2613676.8058 | 1261236.4336 | 2613681.8397 | 1261233.7506
70 | 2613665.0291 | 1261239.8199 | 2613661.4616 | 1261205.8888
71 | 2613665.0291 | 1261239.8199 | 2613662.3544 | 1261240.1439
72 | 2613703.8567 | 1261248.6598 | 2613703.9469 | 1261249.2485
73 | 2613703.9469 | 1261249.2485 | 2613706.9668 | 1261268.9586 | 2613706.9519 | 1261276.4657
74 | 2613660.5683 | 1261197.3918 | 2613661.4616 | 1261205.8888
75 | 2613662.3544 | 1261240.1439 | 2613662.1258 | 1261240.1716
76 | 2613706.9519 | 1261276.4657 | 2613706.9515 | 1261276.6997
77 | 2613706.1096 | 1261297.9232 | 2613706.9214 | 1261291.8963 | 2613706.9515 | 1261276.6997
78 | 2613955.0291 | 1261395.3666 | 2613952.4169 | 1261381.6066 | 2613948.6181 | 1261358.2107
79 | 2613955.0291 | 1261395.3666 | 2613961.7421 | 1261398.629
80 | 2613955.0291 | 1261395.3666 | 2613920.8595 | 1261421.7044 | 2613908.2606 | 1261430.6155
81 | 2613961.7421 | 1261398.629 | 2613968.1973 | 1261405.7601 | 2613969.7907 | 1261410.3278
82 | 2613886.499 | 1261446.0072 | 2613908.2606 | 1261430.6155
83 | 2613886.499 | 1261446.0072 | 2613872.5295 | 1261457.7104
84 | 2613886.499 | 1261446.0072 | 2613879.9075 | 1261435.9294 | 2613874.5415 | 1261423.7196 | 2613873.9062 | 1261411.8434 | 2613873.9062 | 1261411.8434
85 | 2613894.2097 | 1261322.4228 | 2613892.3968 | 1261324.2965
86 | 2613884.9195 | 1261331.9145 | 2613889.8666 | 1261326.9116 | 2613892.3968 | 1261324.2965
87 | 2613871.6355 | 1261345.3483 | 2613884.9195 | 1261331.9145
88 | 2613855.0462 | 1261472.3573 | 2613872.5295 | 1261457.7104
89 | 2613876.3773 | 1261396.4584 | 2613873.9062 | 1261411.8434
90 | 2613876.3773 | 1261396.4584 | 2613879.4414 | 1261377.3817
91 | 2613871.6355 | 1261345.3483 | 2613879.9035 | 1261353.8067 | 2613881.462 | 1261357.5018 | 2613882.0182 | 1261361.339 | 2613879.4414 | 1261377.3817
92 | 2613871.6355 | 1261345.3483 | 2613866.9545 | 1261348.7958
93 | 2613855.0462 | 1261472.3573 | 2613826.7792 | 1261496.0384
94 | 2613866.9545 | 1261348.7958 | 2613856.6313 | 1261356.3986 | 2613845.6195 | 1261361.3986 | 2613837.5833 | 1261362.0492
95 | 2613794.4409 | 1261527.416 | 2613823.699 | 1261498.6189 | 2613826.7792 | 1261496.0384
96 | 2613813.4758 | 1261362.2577 | 2613832.1379 | 1261362.4901 | 2613837.5833 | 1261362.0492
97 | 2613813.4758 | 1261362.2577 | 2613780.4764 | 1261362.135
98 | 2613813.4758 | 1261362.2577 | 2613808.6803 | 1261373.5542 | 2613807.4391 | 1261379.8081
99 | 2613807.4391 | 1261379.8081 | 2613806.799 | 1261383.0332
100 | 2613802.5134 | 1261404.6271 | 2613806.799 | 1261383.0332
101 | 2613802.5134 | 1261404.6271 | 2613799.8403 | 1261418.0959
102 | 2613772.5172 | 1261362.1055 | 2613780.4764 | 1261362.135
103 | 2613797.4077 | 1261430.3529 | 2613799.8403 | 1261418.0959
104 | 2613755.2423 | 1261362.4338 | 2613765.6254 | 1261362.0798 | 2613772.5172 | 1261362.1055
105 | 2613797.4077 | 1261430.3529 | 2613792.7253 | 1261453.946
106 | 2613755.2423 | 1261362.4338 | 2613729.4049 | 1261363.2858 | 2613718.2427 | 1261363.0453
107 | 2613755.2423 | 1261362.4338 | 2613757.3122 | 1261347.3006
108 | 2613755.2423 | 1261362.4338 | 2613753.7493 | 1261378.8844
109 | 2613792.7253 | 1261453.946 | 2613788.4548 | 1261475.4633
110 | 2613787.1133 | 1261482.2227 | 2613787.1133 | 1261482.2227 | 2613788.4548 | 1261475.4633
111 | 2613742.7015 | 1261503.9458 | 2613752.8476 | 1261498.983
112 | 2613742.7015 | 1261503.9458 | 2613744.349 | 1261483.3873
113 | 2613742.7015 | 1261503.9458 | 2613729.3435 | 1261510.7534
114 | 2613769.1036 | 1261552.3543 | 2613794.4409 | 1261527.416
115 | 2613747.7384 | 1261443.0576 | 2613749.5977 | 1261423.774
116 | 2613746.8057 | 1261452.7314 | 2613747.7384 | 1261443.0576
117 | 2613749.5977 | 1261423.774 | 2613750.7874 | 1261411.4339
118 | 2613746.8057 | 1261452.7314 | 2613745.7897 | 1261465.4102
119 | 2613746.8057 | 1261452.7314 | 2613745.3814 | 1261452.8616 | 2613732.9453 | 1261453.9842
120 | 2613750.9203 | 1261410.0563 | 2613750.7874 | 1261411.4339
121 | 2613744.5287 | 1261481.1449 | 2613745.7897 | 1261465.4102
122 | 2613732.9453 | 1261453.9842 | 2613717.9371 | 1261455.339
123 | 2613750.9203 | 1261410.0563 | 2613752.1826 | 1261396.1465
124 | 2613750.9203 | 1261410.0563 | 2613741.0543 | 1261411.0479
125 | 2613744.349 | 1261483.3873 | 2613744.5287 | 1261481.1449
126 | 2613704.6063 | 1261456.5425 | 2613717.9371 | 1261455.339
127 | 2613752.1826 | 1261396.1465 | 2613753.7493 | 1261378.8844
128 | 2613741.0543 | 1261411.0479 | 2613715.9791 | 1261413.5681
129 | 2613702.1142 | 1261456.7674 | 2613704.6063 | 1261456.5425
130 | 2613715.9791 | 1261413.5681 | 2613709.6711 | 1261414.202
131 | 2613697.34 | 1261415.4414 | 2613709.6711 | 1261414.202
132 | 2613702.2298 | 1261362.7004 | 2613718.2427 | 1261363.0453
133 | 2613761.4033 | 1261317.3916 | 2613757.3122 | 1261347.3006
134 | 2613702.2298 | 1261362.7004 | 2613697.3155 | 1261362.6434
135 | 2613702.2298 | 1261362.7004 | 2613702.7437 | 1261343.3292
136 | 2613697.3155 | 1261362.6434 | 2613671.3129 | 1261362.3417
137 | 2613702.7437 | 1261343.3292 | 2613702.7892 | 1261341.613
138 | 2613671.3129 | 1261362.3417 | 2613658.0409 | 1261362.1878
139 | 2613702.7892 | 1261341.613 | 2613703.2826 | 1261323.0142
140 | 2613636.2681 | 1261361.9371 | 2613640.0578 | 1261361.9791 | 2613658.0409 | 1261362.1878
141 | 2613703.2826 | 1261323.0142 | 2613703.4181 | 1261317.906 | 2613705.2763 | 1261304.11
142 | 2613697.34 | 1261415.4414 | 2613692.7107 | 1261415.9066
143 | 2613674.5905 | 1261417.7278 | 2613692.7107 | 1261415.9066
144 | 2613668.4483 | 1261418.3451 | 2613674.5905 | 1261417.7278
145 | 2613636.2681 | 1261361.9371 | 2613636.8414 | 1261348.5404 | 2613636.7364 | 1261346.3968
146 | 2613636.2681 | 1261361.9371 | 2613635.7569 | 1261377.7828
147 | 2613636.7364 | 1261346.3968 | 2613635.7978 | 1261327.2234 | 2613635.7507 | 1261326.9111
148 | 2613634.0198 | 1261315.4437 | 2613635.7507 | 1261326.9111
149 | 2613668.4483 | 1261418.3451 | 2613647.0053 | 1261420.5003
150 | 2613633.6671 | 1261454.5609 | 2613604.762 | 1261455.6337
151 | 2613633.6671 | 1261454.5609 | 2613634.2884 | 1261462.8903
152 | 2613568.7691 | 1261456.9696 | 2613604.762 | 1261455.6337
153 | 2613634.2884 | 1261462.8903 | 2613634.7087 | 1261480.9172
154 | 2613634.2884 | 1261462.8903 | 2613656.7054 | 1261460.8666
155 | 2613680.6576 | 1261458.7044 | 2613664.1456 | 1261460.195
156 | 2613680.6576 | 1261458.7044 | 2613686.4448 | 1261458.1819
157 | 2613656.7054 | 1261460.8666 | 2613664.1456 | 1261460.195
158 | 2613702.1142 | 1261456.7674 | 2613686.4448 | 1261458.1819
159 | 2613635.5573 | 1261517.3081 | 2613617.9948 | 1261519.2212
160 | 2613635.9076 | 1261532.0634 | 2613635.5573 | 1261517.3081
161 | 2613635.9076 | 1261532.0634 | 2613656.0556 | 1261528.5267
162 | 2613568.7691 | 1261456.9696 | 2613570.9692 | 1261453.6168 | 2613568.5089 | 1261438.9456 | 2613574.2906 | 1261388.202
163 | 2613568.7691 | 1261456.9696 | 2613565.0707 | 1261463.1543 | 2613564.1409 | 1261475.2053
164 | 2613656.0556 | 1261528.5267 | 2613671.9204 | 1261525.7418 | 2613674.5602 | 1261525.1432
165 | 2613674.5602 | 1261525.1432 | 2613691.7429 | 1261521.247
166 | 2613691.7429 | 1261521.247 | 2613707.3983 | 1261517.6971
167 | 2613708.8672 | 1261517.364 | 2613707.3983 | 1261517.6971
168 | 2613728.1283 | 1261511.3727 | 2613712.3548 | 1261516.5732 | 2613708.8672 | 1261517.364
169 | 2613728.1283 | 1261511.3727 | 2613729.3435 | 1261510.7534
170 | 2613634.0198 | 1261315.4437 | 2613633.5565 | 1261312.3748 | 2613632.2216 | 1261308.1015
171 | 2613705.2763 | 1261304.11 | 2613705.6185 | 1261301.5692
172 | 2613706.1096 | 1261297.9232 | 2613705.6185 | 1261301.5692
173 | 2613572.6249 | 1261313.9272 | 2613572.6674 | 1261313.6441
174 | 2613570.189 | 1261330.1641 | 2613572.6249 | 1261313.9272
175 | 2613575.8201 | 1261292.6292 | 2613572.6674 | 1261313.6441
176 | 2613570.189 | 1261330.1641 | 2613568.0635 | 1261346.4746
177 | 2613570.189 | 1261330.1641 | 2613538.532 | 1261337.3262
178 | 2613575.8201 | 1261292.6292 | 2613576.308 | 1261289.3778
179 | 2613568.0635 | 1261346.4746 | 2613567.8706 | 1261347.9544
180 | 2613578.9088 | 1261272.0457 | 2613576.308 | 1261289.3778
181 | 2613567.8706 | 1261347.9544 | 2613564.8381 | 1261371.2253
182 | 2613545.2953 | 1261223.9185 | 2613550.142 | 1261222.5616
183 | 2613584.3428 | 1261178.2208 | 2613584.3615 | 1261168.6198 | 2613585.1279 | 1261155.018
184 | 2613527.8989 | 1261273.6848 | 2613535.2146 | 1261263.8837 | 2613546.3796 | 1261259.8079
185 | 2613562.9181 | 1261491.0543 | 2613564.1409 | 1261475.2053
186 | 2613452.9564 | 1261250.8232 | 2613463.7658 | 1261246.8987 | 2613480.4307 | 1261242.1824
187 | 2613480.4307 | 1261242.1824 | 2613493.5983 | 1261238.4558
188 | 2613501.9099 | 1261236.1036 | 2613493.5983 | 1261238.4558
189 | 2613514.5887 | 1261232.5153 | 2613501.9099 | 1261236.1036
190 | 2613514.5887 | 1261232.5153 | 2613523.8249 | 1261229.9295
191 | 2613514.5887 | 1261232.5153 | 2613515.5054 | 1261210.4357
192 | 2613518.1244 | 1261147.485 | 2613518.1562 | 1261146.7205
193 | 2613517.4484 | 1261163.7332 | 2613518.1244 | 1261147.485
194 | 2613516.6278 | 1261183.458 | 2613517.4484 | 1261163.7332
195 | 2613515.5054 | 1261210.4357 | 2613516.6278 | 1261183.458
196 | 2613515.5054 | 1261210.4357 | 2613536.0739 | 1261203.1459
197 | 2613523.8249 | 1261229.9295 | 2613534.6049 | 1261226.9115
198 | 2613534.6049 | 1261226.9115 | 2613545.2953 | 1261223.9185
199 | 2613585.1279 | 1261155.018 | 2613585.8223 | 1261142.6943

## bus_geodata
| x | y | coords
0 | 2613421.0347 | 1261455.0415
1 | 2613429.1501 | 1261487.7624
2 | 2613416.4673 | 1261435.587
3 | 2613514.3435 | 1261466.2012
4 | 2613410.2011 | 1261407.0017
5 | 2613548.8826 | 1261458.5253
6 | 2613512.0461 | 1261343.3184
7 | 2613528.496 | 1261339.5968
8 | 2613787.3876 | 1261125.0929
9 | 2613762.5259 | 1261129.2004
10 | 2613757.1649 | 1261130.0861
11 | 2613740.7425 | 1261132.7993
12 | 2613742.1632 | 1261140.7636
13 | 2613738.9292 | 1261124.4123
14 | 2613840.4516 | 1261239.0293
15 | 2613841.3444 | 1261219.6923
16 | 2613838.3648 | 1261254.3198
17 | 2613824.6254 | 1261253.2218
18 | 2613836.9173 | 1261260.597
19 | 2613777.9902 | 1261249.232
20 | 2613830.6039 | 1261287.9767
21 | 2613764.5712 | 1261248.0441
22 | 2613824.4291 | 1261314.7558
23 | 2613744.319 | 1261155.6283
24 | 2613709.0246 | 1261144.3305
25 | 2613734.6732 | 1261104.7265
26 | 2613748.2445 | 1261182.6951
27 | 2613707.5881 | 1261144.4851
28 | 2613687.1641 | 1261146.6834
29 | 2613681.6499 | 1261147.277
30 | 2613705.2266 | 1261144.7393
31 | 2613669.4718 | 1261148.5878
32 | 2613652.011 | 1261150.4672
33 | 2613646.4915 | 1261151.0612
34 | 2613750.6545 | 1261192.3104
35 | 2613766.7868 | 1261179.9888
36 | 2613778.931 | 1261178.2163
37 | 2613763.3101 | 1261242.8043
38 | 2613751.2347 | 1261243.9936
39 | 2613782.2145 | 1261177.7371
40 | 2613643.815 | 1261151.3493
41 | 2613617.6121 | 1261154.1697
42 | 2613616.0755 | 1261154.3351
43 | 2613593.6939 | 1261156.7441
44 | 2613596.2641 | 1261201.414
45 | 2613599.861 | 1261120.7295
46 | 2613603.5733 | 1261235.0757
47 | 2613607.0773 | 1261244.7347
48 | 2613620.3401 | 1261235.3014
49 | 2613583.4697 | 1261235.6968
50 | 2613618.3271 | 1261270.7626
51 | 2613637.69 | 1261237.6841
52 | 2613584.2758 | 1261212.6829
53 | 2613581.7807 | 1261216.4687
54 | 2613584.2942 | 1261203.2119
55 | 2613582.7367 | 1261246.5358
56 | 2613583.5976 | 1261233.8026
57 | 2613625.2493 | 1261287.7865
58 | 2613648.6825 | 1261239.9864
59 | 2613766.4397 | 1261271.364
60 | 2613748.6614 | 1261244.247
61 | 2613766.148 | 1261278.2981
62 | 2613727.8399 | 1261246.2977
63 | 2613681.8397 | 1261233.7506
64 | 2613665.0291 | 1261239.8199
65 | 2613703.8567 | 1261248.6598
66 | 2613703.9469 | 1261249.2485
67 | 2613661.4616 | 1261205.8888
68 | 2613662.3544 | 1261240.1439
69 | 2613706.9519 | 1261276.4657
70 | 2613660.5683 | 1261197.3918
71 | 2613662.1258 | 1261240.1716
72 | 2613706.9515 | 1261276.6997
73 | 2613948.6181 | 1261358.2107
74 | 2613955.0291 | 1261395.3666
75 | 2613961.7421 | 1261398.629
76 | 2613908.2606 | 1261430.6155
77 | 2613969.7907 | 1261410.3278
78 | 2613886.499 | 1261446.0072
79 | 2613894.2097 | 1261322.4228
80 | 2613892.3968 | 1261324.2965
81 | 2613884.9195 | 1261331.9145
82 | 2613872.5295 | 1261457.7104
83 | 2613873.9062 | 1261411.8434
84 | 2613876.3773 | 1261396.4584
85 | 2613879.4414 | 1261377.3817
86 | 2613871.6355 | 1261345.3483
87 | 2613855.0462 | 1261472.3573
88 | 2613866.9545 | 1261348.7958
89 | 2613826.7792 | 1261496.0384
90 | 2613837.5833 | 1261362.0492
91 | 2613813.4758 | 1261362.2577
92 | 2613807.4391 | 1261379.8081
93 | 2613806.799 | 1261383.0332
94 | 2613802.5134 | 1261404.6271
95 | 2613780.4764 | 1261362.135
96 | 2613799.8403 | 1261418.0959
97 | 2613772.5172 | 1261362.1055
98 | 2613797.4077 | 1261430.3529
99 | 2613755.2423 | 1261362.4338
100 | 2613792.7253 | 1261453.946
101 | 2613788.4548 | 1261475.4633
102 | 2613787.1133 | 1261482.2227
103 | 2613752.8476 | 1261498.983
104 | 2613742.7015 | 1261503.9458
105 | 2613794.4409 | 1261527.416
106 | 2613769.1036 | 1261552.3543
107 | 2613747.7384 | 1261443.0576
108 | 2613749.5977 | 1261423.774
109 | 2613746.8057 | 1261452.7314
110 | 2613750.7874 | 1261411.4339
111 | 2613745.7897 | 1261465.4102
112 | 2613732.9453 | 1261453.9842
113 | 2613750.9203 | 1261410.0563
114 | 2613744.5287 | 1261481.1449
115 | 2613717.9371 | 1261455.339
116 | 2613752.1826 | 1261396.1465
117 | 2613741.0543 | 1261411.0479
118 | 2613744.349 | 1261483.3873
119 | 2613704.6063 | 1261456.5425
120 | 2613753.7493 | 1261378.8844
121 | 2613715.9791 | 1261413.5681
122 | 2613709.6711 | 1261414.202
123 | 2613718.2427 | 1261363.0453
124 | 2613757.3122 | 1261347.3006
125 | 2613702.2298 | 1261362.7004
126 | 2613761.4033 | 1261317.3916
127 | 2613697.3155 | 1261362.6434
128 | 2613702.7437 | 1261343.3292
129 | 2613671.3129 | 1261362.3417
130 | 2613702.7892 | 1261341.613
131 | 2613658.0409 | 1261362.1878
132 | 2613703.2826 | 1261323.0142
133 | 2613697.34 | 1261415.4414
134 | 2613692.7107 | 1261415.9066
135 | 2613674.5905 | 1261417.7278
136 | 2613636.2681 | 1261361.9371
137 | 2613636.7364 | 1261346.3968
138 | 2613635.7569 | 1261377.7828
139 | 2613635.7507 | 1261326.9111
140 | 2613668.4483 | 1261418.3451
141 | 2613647.0053 | 1261420.5003
142 | 2613633.6671 | 1261454.5609
143 | 2613604.762 | 1261455.6337
144 | 2613634.2884 | 1261462.8903
145 | 2613680.6576 | 1261458.7044
146 | 2613664.1456 | 1261460.195
147 | 2613686.4448 | 1261458.1819
148 | 2613656.7054 | 1261460.8666
149 | 2613702.1142 | 1261456.7674
150 | 2613634.7087 | 1261480.9172
151 | 2613635.5573 | 1261517.3081
152 | 2613617.9948 | 1261519.2212
153 | 2613635.9076 | 1261532.0634
154 | 2613568.7691 | 1261456.9696
155 | 2613656.0556 | 1261528.5267
156 | 2613674.5602 | 1261525.1432
157 | 2613691.7429 | 1261521.247
158 | 2613707.3983 | 1261517.6971
159 | 2613708.8672 | 1261517.364
160 | 2613728.1283 | 1261511.3727
161 | 2613729.3435 | 1261510.7534
162 | 2613634.0198 | 1261315.4437
163 | 2613632.2216 | 1261308.1015
164 | 2613705.2763 | 1261304.11
165 | 2613705.6185 | 1261301.5692
166 | 2613706.1096 | 1261297.9232
167 | 2613572.6249 | 1261313.9272
168 | 2613572.6674 | 1261313.6441
169 | 2613570.189 | 1261330.1641
170 | 2613575.8201 | 1261292.6292
171 | 2613568.0635 | 1261346.4746
172 | 2613538.532 | 1261337.3262
173 | 2613576.308 | 1261289.3778
174 | 2613567.8706 | 1261347.9544
175 | 2613578.9088 | 1261272.0457
176 | 2613564.8381 | 1261371.2253
177 | 2613558.4811 | 1261420.0076
178 | 2613550.142 | 1261222.5616
179 | 2613584.3428 | 1261178.2208
180 | 2613546.3796 | 1261259.8079
181 | 2613527.8989 | 1261273.6848
182 | 2613574.2906 | 1261388.202
183 | 2613564.1409 | 1261475.2053
184 | 2613562.9181 | 1261491.0543
185 | 2613452.9564 | 1261250.8232
186 | 2613480.4307 | 1261242.1824
187 | 2613493.5983 | 1261238.4558
188 | 2613501.9099 | 1261236.1036
189 | 2613514.5887 | 1261232.5153
190 | 2613518.1562 | 1261146.7205
191 | 2613518.1244 | 1261147.485
192 | 2613517.4484 | 1261163.7332
193 | 2613516.6278 | 1261183.458
194 | 2613515.5054 | 1261210.4357
195 | 2613536.0739 | 1261203.1459
196 | 2613523.8249 | 1261229.9295
197 | 2613534.6049 | 1261226.9115
198 | 2613545.2953 | 1261223.9185
199 | 2613585.1279 | 1261155.018
200 | 2613585.8223 | 1261142.6943
201 | 2613636.2681 | 1261361.9371

## line_std_types
| c_nf_per_km | r_ohm_per_km | x_ohm_per_km | max_i_ka | type | q_mm2 | alpha | voltage_rating
NAYY 4x50 SE | 210 | 0.642 | 0.083 | 0.142 | cs | 50 | 0.00403 | LV
NAYY 4x120 SE | 264 | 0.225 | 0.08 | 0.242 | cs | 120 | 0.00403 | LV
NAYY 4x150 SE | 261 | 0.208 | 0.08 | 0.27 | cs | 150 | 0.00403 | LV
NA2XS2Y 1x95 RM/25 12/20 kV | 216 | 0.313 | 0.132 | 0.252 | cs | 95 | 0.00403 | MV
NA2XS2Y 1x185 RM/25 12/20 kV | 273 | 0.161 | 0.117 | 0.362 | cs | 185 | 0.00403 | MV
NA2XS2Y 1x240 RM/25 12/20 kV | 304 | 0.122 | 0.112 | 0.421 | cs | 240 | 0.00403 | MV
NA2XS2Y 1x95 RM/25 6/10 kV | 315 | 0.313 | 0.123 | 0.249 | cs | 95 | 0.00403 | MV
NA2XS2Y 1x185 RM/25 6/10 kV | 406 | 0.161 | 0.11 | 0.358 | cs | 185 | 0.00403 | MV
NA2XS2Y 1x240 RM/25 6/10 kV | 456 | 0.122 | 0.105 | 0.416 | cs | 240 | 0.00403 | MV
NA2XS2Y 1x150 RM/25 12/20 kV | 250 | 0.206 | 0.116 | 0.319 | cs | 150 | 0.00403 | MV
NA2XS2Y 1x120 RM/25 12/20 kV | 230 | 0.253 | 0.119 | 0.283 | cs | 120 | 0.00403 | MV
NA2XS2Y 1x70 RM/25 12/20 kV | 190 | 0.443 | 0.132 | 0.22 | cs | 70 | 0.00403 | MV
NA2XS2Y 1x150 RM/25 6/10 kV | 360 | 0.206 | 0.11 | 0.315 | cs | 150 | 0.00403 | MV
NA2XS2Y 1x120 RM/25 6/10 kV | 340 | 0.253 | 0.113 | 0.28 | cs | 120 | 0.00403 | MV
NA2XS2Y 1x70 RM/25 6/10 kV | 280 | 0.443 | 0.123 | 0.217 | cs | 70 | 0.00403 | MV
N2XS(FL)2Y 1x120 RM/35 64/110 kV | 112 | 0.153 | 0.166 | 0.366 | cs | 120 | 0.00393 | HV
N2XS(FL)2Y 1x185 RM/35 64/110 kV | 125 | 0.099 | 0.156 | 0.457 | cs | 185 | 0.00393 | HV
N2XS(FL)2Y 1x240 RM/35 64/110 kV | 135 | 0.075 | 0.149 | 0.526 | cs | 240 | 0.00393 | HV
N2XS(FL)2Y 1x300 RM/35 64/110 kV | 144 | 0.06 | 0.144 | 0.588 | cs | 300 | 0.00393 | HV
15-AL1/3-ST1A 0.4 | 11 | 1.8769 | 0.35 | 0.105 | ol | 16 | 0.00403 | LV
24-AL1/4-ST1A 0.4 | 11.25 | 1.2012 | 0.335 | 0.14 | ol | 24 | 0.00403 | LV
48-AL1/8-ST1A 0.4 | 12.2 | 0.5939 | 0.3 | 0.21 | ol | 48 | 0.00403 | LV
94-AL1/15-ST1A 0.4 | 13.2 | 0.306 | 0.29 | 0.35 | ol | 94 | 0.00403 | LV
34-AL1/6-ST1A 10.0 | 9.7 | 0.8342 | 0.36 | 0.17 | ol | 34 | 0.00403 | MV
48-AL1/8-ST1A 10.0 | 10.1 | 0.5939 | 0.35 | 0.21 | ol | 48 | 0.00403 | MV
70-AL1/11-ST1A 10.0 | 10.4 | 0.4132 | 0.339 | 0.29 | ol | 70 | 0.00403 | MV
94-AL1/15-ST1A 10.0 | 10.75 | 0.306 | 0.33 | 0.35 | ol | 94 | 0.00403 | MV
122-AL1/20-ST1A 10.0 | 11.1 | 0.2376 | 0.323 | 0.41 | ol | 122 | 0.00403 | MV
149-AL1/24-ST1A 10.0 | 11.25 | 0.194 | 0.315 | 0.47 | ol | 149 | 0.00403 | MV
34-AL1/6-ST1A 20.0 | 9.15 | 0.8342 | 0.382 | 0.17 | ol | 34 | 0.00403 | MV
48-AL1/8-ST1A 20.0 | 9.5 | 0.5939 | 0.372 | 0.21 | ol | 48 | 0.00403 | MV
70-AL1/11-ST1A 20.0 | 9.7 | 0.4132 | 0.36 | 0.29 | ol | 70 | 0.00403 | MV
94-AL1/15-ST1A 20.0 | 10 | 0.306 | 0.35 | 0.35 | ol | 94 | 0.00403 | MV
122-AL1/20-ST1A 20.0 | 10.3 | 0.2376 | 0.344 | 0.41 | ol | 122 | 0.00403 | MV
149-AL1/24-ST1A 20.0 | 10.5 | 0.194 | 0.337 | 0.47 | ol | 149 | 0.00403 | MV
184-AL1/30-ST1A 20.0 | 10.75 | 0.1571 | 0.33 | 0.535 | ol | 184 | 0.00403 | MV
243-AL1/39-ST1A 20.0 | 11 | 0.1188 | 0.32 | 0.645 | ol | 243 | 0.00403 | MV
48-AL1/8-ST1A 110.0 | 8 | 0.5939 | 0.46 | 0.21 | ol | 48 | 0.00403 | HV
70-AL1/11-ST1A 110.0 | 8.4 | 0.4132 | 0.45 | 0.29 | ol | 70 | 0.00403 | HV
94-AL1/15-ST1A 110.0 | 8.65 | 0.306 | 0.44 | 0.35 | ol | 94 | 0.00403 | HV
122-AL1/20-ST1A 110.0 | 8.5 | 0.2376 | 0.43 | 0.41 | ol | 122 | 0.00403 | HV
149-AL1/24-ST1A 110.0 | 8.75 | 0.194 | 0.41 | 0.47 | ol | 149 | 0.00403 | HV
184-AL1/30-ST1A 110.0 | 8.8 | 0.1571 | 0.4 | 0.535 | ol | 184 | 0.00403 | HV
243-AL1/39-ST1A 110.0 | 9 | 0.1188 | 0.39 | 0.645 | ol | 243 | 0.00403 | HV
305-AL1/39-ST1A 110.0 | 9.2 | 0.0949 | 0.38 | 0.74 | ol | 305 | 0.00403 | HV
490-AL1/64-ST1A 110.0 | 9.75 | 0.059 | 0.37 | 0.96 | ol | 490 | 0.00403 | HV
679-AL1/86-ST1A 110.0 | 9.95 | 0.042 | 0.36 | 1.15 | ol | 679 | 0.00403 | HV
490-AL1/64-ST1A 220.0 | 10 | 0.059 | 0.285 | 0.96 | ol | 490 | 0.00403 | HV
679-AL1/86-ST1A 220.0 | 11.7 | 0.042 | 0.275 | 1.15 | ol | 679 | 0.00403 | HV
490-AL1/64-ST1A 380.0 | 11 | 0.059 | 0.253 | 0.96 | ol | 490 | 0.00403 | HV
679-AL1/86-ST1A 380.0 | 14.6 | 0.042 | 0.25 | 1.15 | ol | 679 | 0.00403 | HV

## trafo_std_types
| i0_percent | pfe_kw | vkr_percent | sn_mva | vn_lv_kv | vn_hv_kv | vk_percent | shift_degree | vector_group | tap_side | tap_neutral | tap_min | tap_max | tap_step_degree | tap_step_percent | tap_phase_shifter
160 MVA 380/110 kV | 0.06 | 60 | 0.25 | 160 | 110 | 380 | 12.2 | 0 | Yy0 | hv | 0 | -9 | 9 | 0 | 1.5 | FALSE
100 MVA 220/110 kV | 0.06 | 55 | 0.26 | 100 | 110 | 220 | 12 | 0 | Yy0 | hv | 0 | -9 | 9 | 0 | 1.5 | FALSE
63 MVA 110/20 kV | 0.04 | 22 | 0.32 | 63 | 20 | 110 | 18 | 150 | YNd5 | hv | 0 | -9 | 9 | 0 | 1.5 | FALSE
40 MVA 110/20 kV | 0.05 | 18 | 0.34 | 40 | 20 | 110 | 16.2 | 150 | YNd5 | hv | 0 | -9 | 9 | 0 | 1.5 | FALSE
25 MVA 110/20 kV | 0.07 | 14 | 0.41 | 25 | 20 | 110 | 12 | 150 | YNd5 | hv | 0 | -9 | 9 | 0 | 1.5 | FALSE
63 MVA 110/10 kV | 0.04 | 22 | 0.32 | 63 | 10 | 110 | 18 | 150 | YNd5 | hv | 0 | -9 | 9 | 0 | 1.5 | FALSE
40 MVA 110/10 kV | 0.05 | 18 | 0.34 | 40 | 10 | 110 | 16.2 | 150 | YNd5 | hv | 0 | -9 | 9 | 0 | 1.5 | FALSE
25 MVA 110/10 kV | 0.07 | 14 | 0.41 | 25 | 10 | 110 | 12 | 150 | YNd5 | hv | 0 | -9 | 9 | 0 | 1.5 | FALSE
0.25 MVA 20/0.4 kV | 0.32 | 0.8 | 1.44 | 0.25 | 0.4 | 20 | 6 | 150 | Yzn5 | hv | 0 | -2 | 2 | 0 | 2.5 | FALSE
0.4 MVA 20/0.4 kV | 0.3375 | 1.35 | 1.425 | 0.4 | 0.4 | 20 | 6 | 150 | Dyn5 | hv | 0 | -2 | 2 | 0 | 2.5 | FALSE
0.63 MVA 20/0.4 kV | 0.2619 | 1.65 | 1.206 | 0.63 | 0.4 | 20 | 6 | 150 | Dyn5 | hv | 0 | -2 | 2 | 0 | 2.5 | FALSE
0.25 MVA 10/0.4 kV | 0.24 | 0.6 | 1.2 | 0.25 | 0.4 | 10 | 4 | 150 | Dyn5 | hv | 0 | -2 | 2 | 0 | 2.5 | FALSE
0.4 MVA 10/0.4 kV | 0.2375 | 0.95 | 1.325 | 0.4 | 0.4 | 10 | 4 | 150 | Dyn5 | hv | 0 | -2 | 2 | 0 | 2.5 | FALSE
0.63 MVA 10/0.4 kV | 0.1873 | 1.18 | 1.0794 | 0.63 | 0.4 | 10 | 4 | 150 | Dyn5 | hv | 0 | -2 | 2 | 0 | 2.5 | FALSE

## trafo3w_std_types
| sn_hv_mva | sn_mv_mva | sn_lv_mva | vn_hv_kv | vn_mv_kv | vn_lv_kv | vk_hv_percent | vk_mv_percent | vk_lv_percent | vkr_hv_percent | vkr_mv_percent | vkr_lv_percent | pfe_kw | i0_percent | shift_mv_degree | shift_lv_degree | vector_group | tap_side | tap_neutral | tap_min | tap_max | tap_step_percent
63/25/38 MVA 110/20/10 kV | 63 | 25 | 38 | 110 | 20 | 10 | 10.4 | 10.4 | 10.4 | 0.28 | 0.32 | 0.35 | 35 | 0.89 | 0 | 0 | YN0yn0yn0 | hv | 0 | -10 | 10 | 1.2
63/25/38 MVA 110/10/10 kV | 63 | 25 | 38 | 110 | 10 | 10 | 10.4 | 10.4 | 10.4 | 0.28 | 0.32 | 0.35 | 35 | 0.89 | 0 | 0 | YN0yn0yn0 | hv | 0 | -10 | 10 | 1.2

## fuse_std_types
| fuse_type | i_rated_a | t_avg | t_min | t_total | x_avg | x_min | x_total
HV 100A | HV 100A | 100 | 0 | [10.0, 3.64, 0.854, 0.281, 0.1, 0.0531, 0.022, 0.01] | [10.0, 4.267, 1.21, 0.403, 0.1, 0.058, 0.022, 0.01] | 0 | [300.0, 350.0, 450.0, 550.0, 700.0, 850.0, 1200.0, 1752.0] | [600.0, 700.0, 900.0, 1150.0, 1665.0, 2000.0, 3000.0, 4313.0]
HV 10A | HV 10A | 10 | 0 | [10.0, 1675.0, 0.344, 0.156, 0.1, 0.0417, 0.0171, 0.01] | [10.0, 1.3, 0.3, 0.155, 0.1, 0.0555, 0.023, 0.01] | 0 | [30.0, 32.0, 35.0, 37.0, 39.0, 50.0, 70.0, 88.0] | [60.0, 70.0, 80.0, 87.0, 94.0, 110.0, 150.0, 216.0]
HV 125A | HV 125A | 125 | 0 | [10.0, 1.82, 0.344, 0.1, 0.0467, 0.0269, 0.01] | [10.0, 2.478, 0.426, 0.1, 0.0427, 0.0211, 0.01] | 0 | [375.0, 500.0, 700.0, 925.0, 1200.0, 1500.0, 2341.0] | [750.0, 1000.0, 1500.0, 2200.0, 3000.0, 4000.0, 5765.0]
HV 160A | HV 160A | 160 | 0 | [10.0, 4.15, 1.03, 0.198, 0.1, 0.051, 0.0172, 0.01] | [10.0, 2.3, 0.734, 0.274, 0.1, 0.046, 0.0177, 0.01] | 0 | [480.0, 550.0, 700.0, 1000.0, 1260.0, 1600.0, 2500.0, 3227.0] | [960.0, 1300.0, 1700.0, 2200.0, 2996.0, 4000.0, 6000.0, 7946.0]
HV 16A | HV 16A | 16 | 0 | [10.0, 0.352, 0.164, 0.1, 0.0649, 0.0342, 0.01] | [10.0, 2.34, 0.722, 0.181, 0.1, 0.055, 0.0296, 0.01] | 0 | [48.0, 60.0, 65.0, 71.0, 80.0, 100.0, 162.0] | [96.0, 110.0, 125.0, 150.0, 168.0, 200.0, 250.0, 398.0]
HV 200A | HV 200A | 200 | 0 | [10.0, 4.267, 1.21, 0.403, 0.1, 0.058, 0.022, 0.01] | [10.0, 3.73, 1.654, 0.328, 0.1, 0.0531, 0.019, 0.01] | 0 | [600.0, 700.0, 900.0, 1150.0, 1665.0, 2000.0, 3000.0, 4313.0] | [1200.0, 1500.0, 1800.0, 2700.0, 3960.0, 5000.0, 7500.0, 10620.0]
HV 20A | HV 20A | 20 | 0 | [10.0, 1.3, 0.3, 0.155, 0.1, 0.0555, 0.023, 0.01] | [10.0, 1.3, 0.161, 0.1, 0.0611, 0.0399, 0.0141, 0.01] | 0 | [60.0, 70.0, 80.0, 87.0, 94.0, 110.0, 150.0, 216.0] | [120.0, 150.0, 200.0, 223.0, 260.0, 300.0, 450.0, 532.0]
HV 25A | HV 25A | 25 | 0 | [10.0, 2.512, 0.833, 0.299, 0.1, 0.0372, 0.0223, 0.01] | [10.0, 3.125, 0.597, 0.198, 0.1, 0.0378, 0.022, 0.01] | 0 | [75.0, 82.0, 90.0, 100.0, 124.0, 170.0, 200.0, 289.0] | [150.0, 170.0, 210.0, 250.0, 294.0, 400.0, 500.0, 711.0]
HV 31.5A | HV 31.5A | 31.5 | 0 | [10.0, 2.34, 0.722, 0.181, 0.1, 0.055, 0.0296, 0.01] | [10.0, 2.84, 0.368, 0.164, 0.1, 0.0621, 0.0378, 0.0195, 0.01] | 0 | [95.0, 110.0, 125.0, 150.0, 165.0, 200.0, 250.0, 390.0] | [189.0, 220.0, 300.0, 350.0, 393.0, 450.0, 530.0, 700.0, 960.0]
HV 40A | HV 40A | 40 | 0 | [10.0, 1.3, 0.161, 0.1, 0.0611, 0.0399, 0.0141, 0.01] | [10.0, 2.05, 0.369, 0.198, 0.1, 0.051, 0.0298, 0.01] | 0 | [120.0, 150.0, 200.0, 223.0, 260.0, 300.0, 450.0, 532.0] | [240.0, 300.0, 400.0, 450.0, 530.0, 650.0, 800.0, 1311.0]
HV 50A | HV 50A | 50 | 0 | [10.0, 3.215, 0.597, 0.198, 0.1, 0.0378, 0.022, 0.01] | [10.0, 3.64, 0.854, 0.281, 0.1, 0.0531, 0.022, 0.01] | 0 | [150.0, 170.0, 210.0, 250.0, 294.0, 400.0, 500.0, 711.0] | [300.0, 350.0, 450.0, 550.0, 700.0, 850.0, 1200.0, 1752.0]
HV 6.3A | HV 6.3A | 6.3 | 0 | [10.0, 1.39, 0.344, 0.168, 0.1, 0.056, 0.0263, 0.01] | [10.0, 1.711, 0.516, 0.198, 0.1, 0.0634, 0.0303, 0.01] | 0 | [19.0, 19.5, 20.4, 20.8, 22.0, 25.0, 32.0, 48.0] | [38.0, 40.0, 43.0, 48.0, 53.0, 60.0, 75.0, 118.0]
HV 63A | HV 63A | 63 | 0 | [10.0, 2.84, 0.368, 0.164, 0.1, 0.0621, 0.0378, 0.0195, 0.01] | [10.0, 1.82, 0.344, 0.1, 0.0467, 0.0269, 0.01] | 0 | [189.0, 220.0, 300.0, 350.0, 393.0, 450.0, 530.0, 700.0, 961.0] | [378.0, 500.0, 700.0, 934.0, 1200.0, 1500.0, 2366.0]
HV 80A | HV 80A | 80 | 0 | [10.0, 2.05, 0.369, 0.198, 0.1, 0.051, 0.0298, 0.01] | [10.0, 4.15, 1.03, 0.198, 0.1, 0.051, 0.0172, 0.01] | 0 | [240.0, 300.0, 400.0, 450.0, 530.0, 650.0, 800.0, 1311.0] | [480.0, 550.0, 700.0, 1000.0, 1260.0, 1600.0, 2500.0, 3227.0]
Siemens NH-1-100 | Siemens NH-1-100 | 100 | [5400.0, 2000.0, 400.0, 20.0, 1.0, 0.2, 0.012, 0.004] | 0 | 0 | [150.0, 190.0, 250.0, 430.0, 900.0, 1250.0, 2700.0, 3600.0] | 0 | 0
Siemens NH-1-125 | Siemens NH-1-125 | 125 | [4800.0, 120.0, 7.0, 0.1, 0.004] | 0 | 0 | [180.0, 400.0, 740.0, 2000.0, 4250.0] | 0 | 0
Siemens NH-1-16 | Siemens NH-1-16 | 16 | [4000.0, 400.0, 2.0, 0.1, 0.04, 0.01] | 0 | 0 | [26.0, 35.0, 75.0, 150.0, 200.0, 300.0] | 0 | 0
Siemens NH-1-160 | Siemens NH-1-160 | 160 | [4800.0, 120.0, 7.0, 0.1, 0.004] | 0 | 0 | [210.0, 500.0, 900.0, 2300.0, 5000.0] | 0 | 0
Siemens NH-1-25 | Siemens NH-1-25 | 25 | [4000.0, 1000.0, 10.0, 0.2, 0.02, 0.01] | 0 | 0 | [40.0, 50.0, 100.0, 210.0, 400.0, 500.0] | 0 | 0
Siemens NH-1-50 | Siemens NH-1-50 | 50 | [4000.0, 40.0, 4.0, 1.0, 0.02, 0.01] | 0 | 0 | [86.0, 200.0, 300.0, 400.0, 1000.0, 1280.0] | 0 | 0
Siemens NH-1-63 | Siemens NH-1-63 | 63 | [4000.0, 100.0, 10.0, 2.0, 0.04, 0.01] | 0 | 0 | [100.0, 200.0, 300.0, 400.0, 1000.0, 1500.0] | 0 | 0
Siemens NH-1-80 | Siemens NH-1-80 | 80 | [4800.0, 120.0, 7.0, 0.1, 0.01] | 0 | 0 | [150.58, 250.0, 450.0, 1150.0, 2470.0] | 0 | 0
Siemens NH-2-1000 | Siemens NH-2-1000 | 1000 | [4800.0, 120.0, 7.0, 0.1, 0.004] | 0 | 0 | [1900.0, 3500.0, 8400.0, 24000.0, 52000.0] | 0 | 0
Siemens NH-2-200 | Siemens NH-2-200 | 200 | [4800.0, 120.0, 7.0, 0.1, 0.004] | 0 | 0 | [280.0, 650.0, 1200.0, 3000.0, 7000.0] | 0 | 0
Siemens NH-2-224 | Siemens NH-2-224 | 224 | [4800.0, 120.0, 7.0, 0.2, 0.04, 0.004] | 0 | 0 | [400.0, 750.0, 1453.0, 3025.0, 4315.0, 7600.0] | 0 | 0
Siemens NH-2-250 | Siemens NH-2-250 | 250 | [4800.0, 120.0, 7.0, 0.1, 0.004] | 0 | 0 | [450.0, 800.0, 1650.0, 4000.0, 8500.0] | 0 | 0
Siemens NH-2-315 | Siemens NH-2-315 | 315 | [4800.0, 120.0, 7.0, 0.1, 0.004] | 0 | 0 | [550.0, 920.0, 1900.0, 5000.0, 11000.0] | 0 | 0
Siemens NH-2-355 | Siemens NH-2-355 | 355 | [4800.0, 120.0, 6.0, 0.1, 0.004] | 0 | 0 | [650.0, 1116.27, 2350.0, 5840.0, 12790.0] | 0 | 0
Siemens NH-2-400 | Siemens NH-2-400 | 400 | [4800.0, 120.0, 7.0, 0.1, 0.004] | 0 | 0 | [720.0, 1350.0, 2800.0, 6500.0, 15000.0] | 0 | 0
Siemens NH-2-425 | Siemens NH-2-425 | 425 | [4800.0, 120.0, 7.0, 0.1, 0.004] | 0 | 0 | [850.0, 1500.0, 3050.0, 7500.0, 16500.0] | 0 | 0
Siemens NH-2-630 | Siemens NH-2-630 | 630 | [4800.0, 120.0, 7.0, 0.1, 0.004] | 0 | 0 | [1200.0, 2000.0, 4800.0, 12000.0, 26000.0] | 0 | 0

## dtypes
| element | column | dtype
0 | bus | name | object
1 | bus | vn_kv | float64
2 | bus | type | object
3 | bus | zone | object
4 | bus | in_service | bool
5 | load | name | object
6 | load | bus | uint32
7 | load | p_mw | float64
8 | load | q_mvar | float64
9 | load | const_z_percent | float64
10 | load | const_i_percent | float64
11 | load | sn_mva | float64
12 | load | scaling | float64
13 | load | in_service | bool
14 | load | type | object
15 | ext_grid | name | object
16 | ext_grid | bus | uint32
17 | ext_grid | vm_pu | float64
18 | ext_grid | va_degree | float64
19 | ext_grid | slack_weight | float64
20 | ext_grid | in_service | bool
21 | line | name | object
22 | line | std_type | object
23 | line | from_bus | uint32
24 | line | to_bus | uint32
25 | line | length_km | float64
26 | line | r_ohm_per_km | float64
27 | line | x_ohm_per_km | float64
28 | line | c_nf_per_km | float64
29 | line | g_us_per_km | float64
30 | line | max_i_ka | float64
31 | line | df | float64
32 | line | parallel | uint32
33 | line | type | object
34 | line | in_service | bool
35 | trafo | name | object
36 | trafo | std_type | object
37 | trafo | hv_bus | uint32
38 | trafo | lv_bus | uint32
39 | trafo | sn_mva | float64
40 | trafo | vn_hv_kv | float64
41 | trafo | vn_lv_kv | float64
42 | trafo | vk_percent | float64
43 | trafo | vkr_percent | float64
44 | trafo | pfe_kw | float64
45 | trafo | i0_percent | float64
46 | trafo | shift_degree | float64
47 | trafo | tap_side | object
48 | trafo | tap_neutral | int32
49 | trafo | tap_min | int32
50 | trafo | tap_max | int32
51 | trafo | tap_step_percent | float64
52 | trafo | tap_step_degree | float64
53 | trafo | tap_pos | int32
54 | trafo | tap_phase_shifter | bool
55 | trafo | parallel | uint32
56 | trafo | df | float64
57 | trafo | in_service | bool
58 | line_geodata | coords | object
59 | bus_geodata | x | float64
60 | bus_geodata | y | float64
61 | bus_geodata | coords | object

## parameters
| version | format_version | converged | OPF_converged | name | f_hz | sn_mva
0 | 2.14.6 | 2.14.0 | FALSE | FALSE |  | 50 | 1