## bus
| name | vn_kv | type | zone | in_service
0 | bus_LV_2763-4_0_5_node_0 | 0.4 | n |  | TRUE
1 | bus_LV_2763-4_0_5_node_1 | 0.4 | n |  | TRUE
2 | bus_LV_2763-4_0_5_node_2 | 0.4 | n |  | TRUE
3 | bus_LV_2763-4_0_5_node_3 | 0.4 | n |  | TRUE
4 | bus_LV_2763-4_0_5_node_4 | 0.4 | n |  | TRUE
5 | bus_LV_2763-4_0_5_node_9 | 0.4 | n |  | TRUE
6 | bus_LV_2763-4_0_5_node_84 | 0.4 | n |  | TRUE
7 | bus_LV_2763-4_0_5_node_7 | 0.4 | n |  | TRUE
8 | bus_LV_2763-4_0_5_node_85 | 0.4 | n |  | TRUE
9 | bus_LV_2763-4_0_5_node_5 | 0.4 | n |  | TRUE
10 | bus_LV_2763-4_0_5_node_6 | 0.4 | n |  | TRUE
11 | bus_LV_2763-4_0_5_node_8 | 0.4 | n |  | TRUE
12 | bus_LV_2763-4_0_5_node_10 | 0.4 | n |  | TRUE
13 | bus_LV_2763-4_0_5_node_11 | 0.4 | n |  | TRUE
14 | bus_LV_2763-4_0_5_node_12 | 0.4 | n |  | TRUE
15 | bus_LV_2763-4_0_5_node_13 | 0.4 | n |  | TRUE
16 | bus_LV_2763-4_0_5_node_22 | 0.4 | n |  | TRUE
17 | bus_LV_2763-4_0_5_node_23 | 0.4 | n |  | TRUE
18 | bus_LV_2763-4_0_5_node_18 | 0.4 | n |  | TRUE
19 | bus_LV_2763-4_0_5_node_14 | 0.4 | n |  | TRUE
20 | bus_LV_2763-4_0_5_node_15 | 0.4 | n |  | TRUE
21 | bus_LV_2763-4_0_5_node_16 | 0.4 | n |  | TRUE
22 | bus_LV_2763-4_0_5_node_17 | 0.4 | n |  | TRUE
23 | bus_LV_2763-4_0_5_node_19 | 0.4 | n |  | TRUE
24 | bus_LV_2763-4_0_5_node_20 | 0.4 | n |  | TRUE
25 | bus_LV_2763-4_0_5_node_21 | 0.4 | n |  | TRUE
26 | bus_LV_2763-4_0_5_node_25 | 0.4 | n |  | TRUE
27 | bus_LV_2763-4_0_5_node_24 | 0.4 | n |  | TRUE
28 | bus_LV_2763-4_0_5_node_38 | 0.4 | n |  | TRUE
29 | bus_LV_2763-4_0_5_node_39 | 0.4 | n |  | TRUE
30 | bus_LV_2763-4_0_5_node_28 | 0.4 | n |  | TRUE
31 | bus_LV_2763-4_0_5_node_26 | 0.4 | n |  | TRUE
32 | bus_LV_2763-4_0_5_node_27 | 0.4 | n |  | TRUE
33 | bus_LV_2763-4_0_5_node_66 | 0.4 | n |  | TRUE
34 | bus_LV_2763-4_0_5_node_64 | 0.4 | n |  | TRUE
35 | bus_LV_2763-4_0_5_node_29 | 0.4 | n |  | TRUE
36 | bus_LV_2763-4_0_5_node_30 | 0.4 | n |  | TRUE
37 | bus_LV_2763-4_0_5_node_31 | 0.4 | n |  | TRUE
38 | bus_LV_2763-4_0_5_node_129 | 0.4 | n |  | TRUE
39 | bus_LV_2763-4_0_5_node_207 | 0.4 | n |  | TRUE
40 | bus_LV_2763-4_0_5_node_126 | 0.4 | n |  | TRUE
41 | bus_LV_2763-4_0_5_node_130 | 0.4 | n |  | TRUE
42 | bus_LV_2763-4_0_5_node_127 | 0.4 | n |  | TRUE
43 | bus_LV_2763-4_0_5_node_125 | 0.4 | n |  | TRUE
44 | bus_LV_2763-4_0_5_node_32 | 0.4 | n |  | TRUE
45 | bus_LV_2763-4_0_5_node_33 | 0.4 | n |  | TRUE
46 | bus_LV_2763-4_0_5_node_34 | 0.4 | n |  | TRUE
47 | bus_LV_2763-4_0_5_node_35 | 0.4 | n |  | TRUE
48 | bus_LV_2763-4_0_5_node_36 | 0.4 | n |  | TRUE
49 | bus_LV_2763-4_0_5_node_37 | 0.4 | n |  | TRUE
50 | bus_LV_2763-4_0_5_node_65 | 0.4 | n |  | TRUE
51 | bus_LV_2763-4_0_5_node_63 | 0.4 | n |  | TRUE
52 | bus_LV_2763-4_0_5_node_40 | 0.4 | n |  | TRUE
53 | bus_LV_2763-4_0_5_node_41 | 0.4 | n |  | TRUE
54 | bus_LV_2763-4_0_5_node_42 | 0.4 | n |  | TRUE
55 | bus_LV_2763-4_0_5_node_43 | 0.4 | n |  | TRUE
56 | bus_LV_2763-4_0_5_node_44 | 0.4 | n |  | TRUE
57 | bus_LV_2763-4_0_5_node_48 | 0.4 | n |  | TRUE
58 | bus_LV_2763-4_0_5_node_45 | 0.4 | n |  | TRUE
59 | bus_LV_2763-4_0_5_node_50 | 0.4 | n |  | TRUE
60 | bus_LV_2763-4_0_5_node_46 | 0.4 | n |  | TRUE
61 | bus_LV_2763-4_0_5_node_47 | 0.4 | n |  | TRUE
62 | bus_LV_2763-4_0_5_node_49 | 0.4 | n |  | TRUE
63 | bus_LV_2763-4_0_5_node_69 | 0.4 | n |  | TRUE
64 | bus_LV_2763-4_0_5_node_67 | 0.4 | n |  | TRUE
65 | bus_LV_2763-4_0_5_node_51 | 0.4 | n |  | TRUE
66 | bus_LV_2763-4_0_5_node_52 | 0.4 | n |  | TRUE
67 | bus_LV_2763-4_0_5_node_70 | 0.4 | n |  | TRUE
68 | bus_LV_2763-4_0_5_node_68 | 0.4 | n |  | TRUE
69 | bus_LV_2763-4_0_5_node_56 | 0.4 | n |  | TRUE
70 | bus_LV_2763-4_0_5_node_53 | 0.4 | n |  | TRUE
71 | bus_LV_2763-4_0_5_node_60 | 0.4 | n |  | TRUE
72 | bus_LV_2763-4_0_5_node_57 | 0.4 | n |  | TRUE
73 | bus_LV_2763-4_0_5_node_54 | 0.4 | n |  | TRUE
74 | bus_LV_2763-4_0_5_node_105 | 0.4 | n |  | TRUE
75 | bus_LV_2763-4_0_5_node_58 | 0.4 | n |  | TRUE
76 | bus_LV_2763-4_0_5_node_55 | 0.4 | n |  | TRUE
77 | bus_LV_2763-4_0_5_node_61 | 0.4 | n |  | TRUE
78 | bus_LV_2763-4_0_5_node_62 | 0.4 | n |  | TRUE
79 | bus_LV_2763-4_0_5_node_109 | 0.4 | n |  | TRUE
80 | bus_LV_2763-4_0_5_node_59 | 0.4 | n |  | TRUE
81 | bus_LV_2763-4_0_5_node_106 | 0.4 | n |  | TRUE
82 | bus_LV_2763-4_0_5_node_107 | 0.4 | n |  | TRUE
83 | bus_LV_2763-4_0_5_node_75 | 0.4 | n |  | TRUE
84 | bus_LV_2763-4_0_5_node_104 | 0.4 | n |  | TRUE
85 | bus_LV_2763-4_0_5_node_110 | 0.4 | n |  | TRUE
86 | bus_LV_2763-4_0_5_node_71 | 0.4 | n |  | TRUE
87 | bus_LV_2763-4_0_5_node_72 | 0.4 | n |  | TRUE
88 | bus_LV_2763-4_0_5_node_73 | 0.4 | n |  | TRUE
89 | bus_LV_2763-4_0_5_node_74 | 0.4 | n |  | TRUE
90 | bus_LV_2763-4_0_5_node_76 | 0.4 | n |  | TRUE
91 | bus_LV_2763-4_0_5_node_77 | 0.4 | n |  | TRUE
92 | bus_LV_2763-4_0_5_node_78 | 0.4 | n |  | TRUE
93 | bus_LV_2763-4_0_5_node_83 | 0.4 | n |  | TRUE
94 | bus_LV_2763-4_0_5_node_87 | 0.4 | n |  | TRUE
95 | bus_LV_2763-4_0_5_node_79 | 0.4 | n |  | TRUE
96 | bus_LV_2763-4_0_5_node_80 | 0.4 | n |  | TRUE
97 | bus_LV_2763-4_0_5_node_81 | 0.4 | n |  | TRUE
98 | bus_LV_2763-4_0_5_node_82 | 0.4 | n |  | TRUE
99 | bus_LV_2763-4_0_5_node_90 | 0.4 | n |  | TRUE
100 | bus_LV_2763-4_0_5_node_91 | 0.4 | n |  | TRUE
101 | bus_LV_2763-4_0_5_node_88 | 0.4 | n |  | TRUE
102 | bus_LV_2763-4_0_5_node_86 | 0.4 | n |  | TRUE
103 | bus_LV_2763-4_0_5_node_96 | 0.4 | n |  | TRUE
104 | bus_LV_2763-4_0_5_node_102 | 0.4 | n |  | TRUE
105 | bus_LV_2763-4_0_5_node_95 | 0.4 | n |  | TRUE
106 | bus_LV_2763-4_0_5_node_89 | 0.4 | n |  | TRUE
107 | bus_LV_2763-4_0_5_node_93 | 0.4 | n |  | TRUE
108 | bus_LV_2763-4_0_5_node_94 | 0.4 | n |  | TRUE
109 | bus_LV_2763-4_0_5_node_92 | 0.4 | n |  | TRUE
110 | bus_LV_2763-4_0_5_node_191 | 0.4 | n |  | TRUE
111 | bus_LV_2763-4_0_5_node_181 | 0.4 | n |  | TRUE
112 | bus_LV_2763-4_0_5_node_179 | 0.4 | n |  | TRUE
113 | bus_LV_2763-4_0_5_node_100 | 0.4 | n |  | TRUE
114 | bus_LV_2763-4_0_5_node_97 | 0.4 | n |  | TRUE
115 | bus_LV_2763-4_0_5_node_98 | 0.4 | n |  | TRUE
116 | bus_LV_2763-4_0_5_node_99 | 0.4 | n |  | TRUE
117 | bus_LV_2763-4_0_5_node_101 | 0.4 | n |  | TRUE
118 | bus_LV_2763-4_0_5_node_103 | 0.4 | n |  | TRUE
119 | bus_LV_2763-4_0_5_node_108 | 0.4 | n |  | TRUE
120 | bus_LV_2763-4_0_5_node_113 | 0.4 | n |  | TRUE
121 | bus_LV_2763-4_0_5_node_139 | 0.4 | n |  | TRUE
122 | bus_LV_2763-4_0_5_node_111 | 0.4 | n |  | TRUE
123 | bus_LV_2763-4_0_5_node_112 | 0.4 | n |  | TRUE
124 | bus_LV_2763-4_0_5_node_114 | 0.4 | n |  | TRUE
125 | bus_LV_2763-4_0_5_node_115 | 0.4 | n |  | TRUE
126 | bus_LV_2763-4_0_5_node_142 | 0.4 | n |  | TRUE
127 | bus_LV_2763-4_0_5_node_147 | 0.4 | n |  | TRUE
128 | bus_LV_2763-4_0_5_node_137 | 0.4 | n |  | TRUE
129 | bus_LV_2763-4_0_5_node_116 | 0.4 | n |  | TRUE
130 | bus_LV_2763-4_0_5_node_117 | 0.4 | n |  | TRUE
131 | bus_LV_2763-4_0_5_node_118 | 0.4 | n |  | TRUE
132 | bus_LV_2763-4_0_5_node_119 | 0.4 | n |  | TRUE
133 | bus_LV_2763-4_0_5_node_194 | 0.4 | n |  | TRUE
134 | bus_LV_2763-4_0_5_node_195 | 0.4 | n |  | TRUE
135 | bus_LV_2763-4_0_5_node_150 | 0.4 | n |  | TRUE
136 | bus_LV_2763-4_0_5_node_120 | 0.4 | n |  | TRUE
137 | bus_LV_2763-4_0_5_node_121 | 0.4 | n |  | TRUE
138 | bus_LV_2763-4_0_5_node_122 | 0.4 | n |  | TRUE
139 | bus_LV_2763-4_0_5_node_123 | 0.4 | n |  | TRUE
140 | bus_LV_2763-4_0_5_node_124 | 0.4 | n |  | TRUE
141 | bus_LV_2763-4_0_5_node_128 | 0.4 | n |  | TRUE
142 | bus_LV_2763-4_0_5_node_131 | 0.4 | n |  | TRUE
143 | bus_LV_2763-4_0_5_node_132 | 0.4 | n |  | TRUE
144 | bus_LV_2763-4_0_5_node_133 | 0.4 | n |  | TRUE
145 | bus_LV_2763-4_0_5_node_134 | 0.4 | n |  | TRUE
146 | bus_LV_2763-4_0_5_node_135 | 0.4 | n |  | TRUE
147 | bus_LV_2763-4_0_5_node_143 | 0.4 | n |  | TRUE
148 | bus_LV_2763-4_0_5_node_136 | 0.4 | n |  | TRUE
149 | bus_LV_2763-4_0_5_node_175 | 0.4 | n |  | TRUE
150 | bus_LV_2763-4_0_5_node_138 | 0.4 | n |  | TRUE
151 | bus_LV_2763-4_0_5_node_140 | 0.4 | n |  | TRUE
152 | bus_LV_2763-4_0_5_node_141 | 0.4 | n |  | TRUE
153 | bus_LV_2763-4_0_5_node_144 | 0.4 | n |  | TRUE
154 | bus_LV_2763-4_0_5_node_145 | 0.4 | n |  | TRUE
155 | bus_LV_2763-4_0_5_node_148 | 0.4 | n |  | TRUE
156 | bus_LV_2763-4_0_5_node_174 | 0.4 | n |  | TRUE
157 | bus_LV_2763-4_0_5_node_146 | 0.4 | n |  | TRUE
158 | bus_LV_2763-4_0_5_node_151 | 0.4 | n |  | TRUE
159 | bus_LV_2763-4_0_5_node_152 | 0.4 | n |  | TRUE
160 | bus_LV_2763-4_0_5_node_149 | 0.4 | n |  | TRUE
161 | bus_LV_2763-4_0_5_node_154 | 0.4 | n |  | TRUE
162 | bus_LV_2763-4_0_5_node_155 | 0.4 | n |  | TRUE
163 | bus_LV_2763-4_0_5_node_153 | 0.4 | n |  | TRUE
164 | bus_LV_2763-4_0_5_node_157 | 0.4 | n |  | TRUE
165 | bus_LV_2763-4_0_5_node_158 | 0.4 | n |  | TRUE
166 | bus_LV_2763-4_0_5_node_156 | 0.4 | n |  | TRUE
167 | bus_LV_2763-4_0_5_node_159 | 0.4 | n |  | TRUE
168 | bus_LV_2763-4_0_5_node_160 | 0.4 | n |  | TRUE
169 | bus_LV_2763-4_0_5_node_161 | 0.4 | n |  | TRUE
170 | bus_LV_2763-4_0_5_node_193 | 0.4 | n |  | TRUE
171 | bus_LV_2763-4_0_5_node_176 | 0.4 | n |  | TRUE
172 | bus_LV_2763-4_0_5_node_166 | 0.4 | n |  | TRUE
173 | bus_LV_2763-4_0_5_node_162 | 0.4 | n |  | TRUE
174 | bus_LV_2763-4_0_5_node_192 | 0.4 | n |  | TRUE
175 | bus_LV_2763-4_0_5_node_196 | 0.4 | n |  | TRUE
176 | bus_LV_2763-4_0_5_node_205 | 0.4 | n |  | TRUE
177 | bus_LV_2763-4_0_5_node_197 | 0.4 | n |  | TRUE
178 | bus_LV_2763-4_0_5_node_203 | 0.4 | n |  | TRUE
179 | bus_LV_2763-4_0_5_node_163 | 0.4 | n |  | TRUE
180 | bus_LV_2763-4_0_5_node_164 | 0.4 | n |  | TRUE
181 | bus_LV_2763-4_0_5_node_167 | 0.4 | n |  | TRUE
182 | bus_LV_2763-4_0_5_node_168 | 0.4 | n |  | TRUE
183 | bus_LV_2763-4_0_5_node_169 | 0.4 | n |  | TRUE
184 | bus_LV_2763-4_0_5_node_170 | 0.4 | n |  | TRUE
185 | bus_LV_2763-4_0_5_node_171 | 0.4 | n |  | TRUE
186 | bus_LV_2763-4_0_5_node_177 | 0.4 | n |  | TRUE
187 | bus_LV_2763-4_0_5_node_172 | 0.4 | n |  | TRUE
188 | bus_LV_2763-4_0_5_node_183 | 0.4 | n |  | TRUE
189 | bus_LV_2763-4_0_5_node_182 | 0.4 | n |  | TRUE
190 | bus_LV_2763-4_0_5_node_173 | 0.4 | n |  | TRUE
191 | bus_LV_2763-4_0_5_node_184 | 0.4 | n |  | TRUE
192 | bus_LV_2763-4_0_5_node_180 | 0.4 | n |  | TRUE
193 | bus_LV_2763-4_0_5_node_178 | 0.4 | n |  | TRUE
194 | bus_LV_2763-4_0_5_node_185 | 0.4 | n |  | TRUE
195 | bus_LV_2763-4_0_5_node_186 | 0.4 | n |  | TRUE
196 | bus_LV_2763-4_0_5_node_187 | 0.4 | n |  | TRUE
197 | bus_LV_2763-4_0_5_node_188 | 0.4 | n |  | TRUE
198 | bus_LV_2763-4_0_5_node_189 | 0.4 | n |  | TRUE
199 | bus_LV_2763-4_0_5_node_190 | 0.4 | n |  | TRUE
200 | bus_LV_2763-4_0_5_node_199 | 0.4 | n |  | TRUE
201 | bus_LV_2763-4_0_5_node_200 | 0.4 | n |  | TRUE
202 | bus_LV_2763-4_0_5_node_202 | 0.4 | n |  | TRUE
203 | bus_LV_2763-4_0_5_node_206 | 0.4 | n |  | TRUE
204 | bus_MV_286_0_node_73 | 20 | n |  | TRUE

## load
| name | bus | p_mw | q_mvar | const_z_percent | const_i_percent | sn_mva | scaling | in_service | type
0 | LV_2763-4_0_5_load_0 | 0 | 0.0013896 | 0.00034826 | 0 | 0 |  | 1 | TRUE | wye
1 | LV_2763-4_0_5_load_1 | 1 | 0.001388 | 0.00034787 | 0 | 0 |  | 1 | TRUE | wye
2 | LV_2763-4_0_5_load_2 | 2 | 0.0024911 | 0.00062433 | 0 | 0 |  | 1 | TRUE | wye
3 | LV_2763-4_0_5_load_3 | 3 | 0.0020057 | 0.00050268 | 0 | 0 |  | 1 | TRUE | wye
4 | LV_2763-4_0_5_load_4 | 4 | 0.00098646 | 0.00024723 | 0 | 0 |  | 1 | TRUE | wye
5 | LV_2763-4_0_5_load_9 | 5 | 0.0017865 | 0.00044773 | 0 | 0 |  | 1 | TRUE | wye
6 | LV_2763-4_0_5_load_84 | 6 | 0.00094161 | 0.00023599 | 0 | 0 |  | 1 | TRUE | wye
7 | LV_2763-4_0_5_load_85 | 8 | 0.002659 | 0.00066641 | 0 | 0 |  | 1 | TRUE | wye
8 | LV_2763-4_0_5_load_5 | 9 | 0.0014257 | 0.00035732 | 0 | 0 |  | 1 | TRUE | wye
9 | LV_2763-4_0_5_load_6 | 10 | 0.0016266 | 0.00040766 | 0 | 0 |  | 1 | TRUE | wye
10 | LV_2763-4_0_5_load_8 | 11 | 0.0010672 | 0.00026746 | 0 | 0 |  | 1 | TRUE | wye
11 | LV_2763-4_0_5_load_10 | 12 | 0.003297 | 0.00082631 | 0 | 0 |  | 1 | TRUE | wye
12 | LV_2763-4_0_5_load_11 | 13 | 0.0020906 | 0.00052395 | 0 | 0 |  | 1 | TRUE | wye
13 | LV_2763-4_0_5_load_12 | 14 | 0.0051877 | 0.0013001 | 0 | 0 |  | 1 | TRUE | wye
14 | LV_2763-4_0_5_load_13 | 15 | 0.0039303 | 0.00098503 | 0 | 0 |  | 1 | TRUE | wye
15 | LV_2763-4_0_5_load_23 | 17 | 0.0025978 | 0.00065108 | 0 | 0 |  | 1 | TRUE | wye
16 | LV_2763-4_0_5_load_18 | 18 | 0.0018482 | 0.00046321 | 0 | 0 |  | 1 | TRUE | wye
17 | LV_2763-4_0_5_load_14 | 19 | 0.0028119 | 0.00070472 | 0 | 0 |  | 1 | TRUE | wye
18 | LV_2763-4_0_5_load_15 | 20 | 0.0019892 | 0.00049854 | 0 | 0 |  | 1 | TRUE | wye
19 | LV_2763-4_0_5_load_16 | 21 | 0.0040076 | 0.0010044 | 0 | 0 |  | 1 | TRUE | wye
20 | LV_2763-4_0_5_load_17 | 22 | 0.0029019 | 0.00072729 | 0 | 0 |  | 1 | TRUE | wye
21 | LV_2763-4_0_5_load_19 | 23 | 0.0027716 | 0.00069462 | 0 | 0 |  | 1 | TRUE | wye
22 | LV_2763-4_0_5_load_20 | 24 | 0.0014654 | 0.00036727 | 0 | 0 |  | 1 | TRUE | wye
23 | LV_2763-4_0_5_load_21 | 25 | 0.0016546 | 0.00041468 | 0 | 0 |  | 1 | TRUE | wye
24 | LV_2763-4_0_5_load_25 | 26 | 0.00084279 | 0.00021122 | 0 | 0 |  | 1 | TRUE | wye
25 | LV_2763-4_0_5_load_24 | 27 | 0.001135 | 0.00028445 | 0 | 0 |  | 1 | TRUE | wye
26 | LV_2763-4_0_5_load_38 | 28 | 0.0020122 | 0.00050431 | 0 | 0 |  | 1 | TRUE | wye
27 | LV_2763-4_0_5_load_39 | 29 | 0.0036386 | 0.00091192 | 0 | 0 |  | 1 | TRUE | wye
28 | LV_2763-4_0_5_load_28 | 30 | 0.0016782 | 0.00042059 | 0 | 0 |  | 1 | TRUE | wye
29 | LV_2763-4_0_5_load_26 | 31 | 0.0012428 | 0.00031146 | 0 | 0 |  | 1 | TRUE | wye
30 | LV_2763-4_0_5_load_27 | 32 | 0.0024965 | 0.00062568 | 0 | 0 |  | 1 | TRUE | wye
31 | LV_2763-4_0_5_load_66 | 33 | 0.0023928 | 0.0005997 | 0 | 0 |  | 1 | TRUE | wye
32 | LV_2763-4_0_5_load_64 | 34 | 0.00227 | 0.00056891 | 0 | 0 |  | 1 | TRUE | wye
33 | LV_2763-4_0_5_load_30 | 36 | 0.0035662 | 0.00089377 | 0 | 0 |  | 1 | TRUE | wye
34 | LV_2763-4_0_5_load_129 | 38 | 0.0021057 | 0.00052773 | 0 | 0 |  | 1 | TRUE | wye
35 | LV_2763-4_0_5_load_207 | 39 | 0.0011068 | 0.00027739 | 0 | 0 |  | 1 | TRUE | wye
36 | LV_2763-4_0_5_load_130 | 41 | 0.0037786 | 0.000947 | 0 | 0 |  | 1 | TRUE | wye
37 | LV_2763-4_0_5_load_127 | 42 | 0.0058122 | 0.0014567 | 0 | 0 |  | 1 | TRUE | wye
38 | LV_2763-4_0_5_load_32 | 44 | 0.0030403 | 0.00076198 | 0 | 0 |  | 1 | TRUE | wye
39 | LV_2763-4_0_5_load_33 | 45 | 0.0032741 | 0.00082057 | 0 | 0 |  | 1 | TRUE | wye
40 | LV_2763-4_0_5_load_34 | 46 | 0.0026422 | 0.0006622 | 0 | 0 |  | 1 | TRUE | wye
41 | LV_2763-4_0_5_load_35 | 47 | 0.0022001 | 0.00055139 | 0 | 0 |  | 1 | TRUE | wye
42 | LV_2763-4_0_5_load_36 | 48 | 0.0046475 | 0.0011648 | 0 | 0 |  | 1 | TRUE | wye
43 | LV_2763-4_0_5_load_37 | 49 | 0.0019117 | 0.00047912 | 0 | 0 |  | 1 | TRUE | wye
44 | LV_2763-4_0_5_load_65 | 50 | 0.0018326 | 0.0004593 | 0 | 0 |  | 1 | TRUE | wye
45 | LV_2763-4_0_5_load_40 | 52 | 0.0011869 | 0.00029747 | 0 | 0 |  | 1 | TRUE | wye
46 | LV_2763-4_0_5_load_41 | 53 | 0.0013447 | 0.000337 | 0 | 0 |  | 1 | TRUE | wye
47 | LV_2763-4_0_5_load_42 | 54 | 0.001835 | 0.00045989 | 0 | 0 |  | 1 | TRUE | wye
48 | LV_2763-4_0_5_load_43 | 55 | 0.0035251 | 0.00088346 | 0 | 0 |  | 1 | TRUE | wye
49 | LV_2763-4_0_5_load_48 | 57 | 0.0020917 | 0.00052422 | 0 | 0 |  | 1 | TRUE | wye
50 | LV_2763-4_0_5_load_45 | 58 | 0.0018379 | 0.00046062 | 0 | 0 |  | 1 | TRUE | wye
51 | LV_2763-4_0_5_load_46 | 60 | 0.0020905 | 0.00052393 | 0 | 0 |  | 1 | TRUE | wye
52 | LV_2763-4_0_5_load_47 | 61 | 0.0011018 | 0.00027615 | 0 | 0 |  | 1 | TRUE | wye
53 | LV_2763-4_0_5_load_69 | 63 | 0.0036594 | 0.00091713 | 0 | 0 |  | 1 | TRUE | wye
54 | LV_2763-4_0_5_load_67 | 64 | 0.0022474 | 0.00056325 | 0 | 0 |  | 1 | TRUE | wye
55 | LV_2763-4_0_5_load_70 | 67 | 0.0012101 | 0.00030327 | 0 | 0 |  | 1 | TRUE | wye
56 | LV_2763-4_0_5_load_68 | 68 | 0.0030954 | 0.00077579 | 0 | 0 |  | 1 | TRUE | wye
57 | LV_2763-4_0_5_load_56 | 69 | 0.0038066 | 0.00095402 | 0 | 0 |  | 1 | TRUE | wye
58 | LV_2763-4_0_5_load_53 | 70 | 0.0026921 | 0.00067472 | 0 | 0 |  | 1 | TRUE | wye
59 | LV_2763-4_0_5_load_60 | 71 | 0.0011278 | 0.00028266 | 0 | 0 |  | 1 | TRUE | wye
60 | LV_2763-4_0_5_load_57 | 72 | 0.0018854 | 0.00047253 | 0 | 0 |  | 1 | TRUE | wye
61 | LV_2763-4_0_5_load_54 | 73 | 0.0011415 | 0.00028608 | 0 | 0 |  | 1 | TRUE | wye
62 | LV_2763-4_0_5_load_58 | 75 | 0.0051715 | 0.0012961 | 0 | 0 |  | 1 | TRUE | wye
63 | LV_2763-4_0_5_load_61 | 77 | 0.001782 | 0.0004466 | 0 | 0 |  | 1 | TRUE | wye
64 | LV_2763-4_0_5_load_62 | 78 | 0.0019111 | 0.00047896 | 0 | 0 |  | 1 | TRUE | wye
65 | LV_2763-4_0_5_load_109 | 79 | 0.0038248 | 0.00095859 | 0 | 0 |  | 1 | TRUE | wye
66 | LV_2763-4_0_5_load_59 | 80 | 0.00099412 | 0.00024915 | 0 | 0 |  | 1 | TRUE | wye
67 | LV_2763-4_0_5_load_106 | 81 | 0.002916 | 0.00073083 | 0 | 0 |  | 1 | TRUE | wye
68 | LV_2763-4_0_5_load_107 | 82 | 0.0025579 | 0.00064106 | 0 | 0 |  | 1 | TRUE | wye
69 | LV_2763-4_0_5_load_75 | 83 | 0.0019972 | 0.00050055 | 0 | 0 |  | 1 | TRUE | wye
70 | LV_2763-4_0_5_load_104 | 84 | 0.0016159 | 0.00040498 | 0 | 0 |  | 1 | TRUE | wye
71 | LV_2763-4_0_5_load_110 | 85 | 0.0032773 | 0.00082136 | 0 | 0 |  | 1 | TRUE | wye
72 | LV_2763-4_0_5_load_71 | 86 | 0.0013269 | 0.00033256 | 0 | 0 |  | 1 | TRUE | wye
73 | LV_2763-4_0_5_load_72 | 87 | 0.0027433 | 0.00068753 | 0 | 0 |  | 1 | TRUE | wye
74 | LV_2763-4_0_5_load_73 | 88 | 0.0014844 | 0.00037201 | 0 | 0 |  | 1 | TRUE | wye
75 | LV_2763-4_0_5_load_74 | 89 | 0.0020178 | 0.0005057 | 0 | 0 |  | 1 | TRUE | wye
76 | LV_2763-4_0_5_load_76 | 90 | 0.0030849 | 0.00077316 | 0 | 0 |  | 1 | TRUE | wye
77 | LV_2763-4_0_5_load_77 | 91 | 0.0018146 | 0.00045478 | 0 | 0 |  | 1 | TRUE | wye
78 | LV_2763-4_0_5_load_78 | 92 | 0.0029458 | 0.00073828 | 0 | 0 |  | 1 | TRUE | wye
79 | LV_2763-4_0_5_load_83 | 93 | 0.0029467 | 0.0007385 | 0 | 0 |  | 1 | TRUE | wye
80 | LV_2763-4_0_5_load_87 | 94 | 0.0041634 | 0.0010435 | 0 | 0 |  | 1 | TRUE | wye
81 | LV_2763-4_0_5_load_79 | 95 | 0.0040855 | 0.0010239 | 0 | 0 |  | 1 | TRUE | wye
82 | LV_2763-4_0_5_load_80 | 96 | 0.0038314 | 0.00096023 | 0 | 0 |  | 1 | TRUE | wye
83 | LV_2763-4_0_5_load_81 | 97 | 0.0036271 | 0.00090903 | 0 | 0 |  | 1 | TRUE | wye
84 | LV_2763-4_0_5_load_82 | 98 | 0.003221 | 0.00080727 | 0 | 0 |  | 1 | TRUE | wye
85 | LV_2763-4_0_5_load_90 | 99 | 0.0021614 | 0.00054169 | 0 | 0 |  | 1 | TRUE | wye
86 | LV_2763-4_0_5_load_91 | 100 | 0.0041866 | 0.0010493 | 0 | 0 |  | 1 | TRUE | wye
87 | LV_2763-4_0_5_load_88 | 101 | 0.002933 | 0.00073508 | 0 | 0 |  | 1 | TRUE | wye
88 | LV_2763-4_0_5_load_86 | 102 | 0.0046632 | 0.0011687 | 0 | 0 |  | 1 | TRUE | wye
89 | LV_2763-4_0_5_load_102 | 104 | 0.001725 | 0.00043233 | 0 | 0 |  | 1 | TRUE | wye
90 | LV_2763-4_0_5_load_95 | 105 | 0.0013894 | 0.00034822 | 0 | 0 |  | 1 | TRUE | wye
91 | LV_2763-4_0_5_load_89 | 106 | 0.0020131 | 0.00050453 | 0 | 0 |  | 1 | TRUE | wye
92 | LV_2763-4_0_5_load_94 | 108 | 0.0031128 | 0.00078014 | 0 | 0 |  | 1 | TRUE | wye
93 | LV_2763-4_0_5_load_92 | 109 | 0.0047099 | 0.0011804 | 0 | 0 |  | 1 | TRUE | wye
94 | LV_2763-4_0_5_load_191 | 110 | 0.0015656 | 0.00039239 | 0 | 0 |  | 1 | TRUE | wye
95 | LV_2763-4_0_5_load_179 | 112 | 0.0020323 | 0.00050935 | 0 | 0 |  | 1 | TRUE | wye
96 | LV_2763-4_0_5_load_100 | 113 | 0.0018614 | 0.00046652 | 0 | 0 |  | 1 | TRUE | wye
97 | LV_2763-4_0_5_load_97 | 114 | 0.0023854 | 0.00059785 | 0 | 0 |  | 1 | TRUE | wye
98 | LV_2763-4_0_5_load_98 | 115 | 0.0022247 | 0.00055756 | 0 | 0 |  | 1 | TRUE | wye
99 | LV_2763-4_0_5_load_99 | 116 | 0.0021132 | 0.00052961 | 0 | 0 |  | 1 | TRUE | wye
100 | LV_2763-4_0_5_load_101 | 117 | 0.0030948 | 0.00077563 | 0 | 0 |  | 1 | TRUE | wye
101 | LV_2763-4_0_5_load_103 | 118 | 0.0049357 | 0.001237 | 0 | 0 |  | 1 | TRUE | wye
102 | LV_2763-4_0_5_load_108 | 119 | 0.0050151 | 0.0012569 | 0 | 0 |  | 1 | TRUE | wye
103 | LV_2763-4_0_5_load_139 | 121 | 0.0024625 | 0.00061717 | 0 | 0 |  | 1 | TRUE | wye
104 | LV_2763-4_0_5_load_111 | 122 | 0.0047102 | 0.0011805 | 0 | 0 |  | 1 | TRUE | wye
105 | LV_2763-4_0_5_load_112 | 123 | 0.0027224 | 0.00068229 | 0 | 0 |  | 1 | TRUE | wye
106 | LV_2763-4_0_5_load_114 | 124 | 0.0010656 | 0.00026706 | 0 | 0 |  | 1 | TRUE | wye
107 | LV_2763-4_0_5_load_115 | 125 | 0.0031082 | 0.00077899 | 0 | 0 |  | 1 | TRUE | wye
108 | LV_2763-4_0_5_load_142 | 126 | 0.0028086 | 0.00070389 | 0 | 0 |  | 1 | TRUE | wye
109 | LV_2763-4_0_5_load_147 | 127 | 0.0025804 | 0.0006467 | 0 | 0 |  | 1 | TRUE | wye
110 | LV_2763-4_0_5_load_116 | 129 | 0.0015032 | 0.00037674 | 0 | 0 |  | 1 | TRUE | wye
111 | LV_2763-4_0_5_load_117 | 130 | 0.0016964 | 0.00042515 | 0 | 0 |  | 1 | TRUE | wye
112 | LV_2763-4_0_5_load_118 | 131 | 0.0055514 | 0.0013913 | 0 | 0 |  | 1 | TRUE | wye
113 | LV_2763-4_0_5_load_119 | 132 | 0.0034254 | 0.0008585 | 0 | 0 |  | 1 | TRUE | wye
114 | LV_2763-4_0_5_load_195 | 134 | 0.0016336 | 0.00040942 | 0 | 0 |  | 1 | TRUE | wye
115 | LV_2763-4_0_5_load_150 | 135 | 0.0028159 | 0.00070574 | 0 | 0 |  | 1 | TRUE | wye
116 | LV_2763-4_0_5_load_120 | 136 | 0.0018615 | 0.00046654 | 0 | 0 |  | 1 | TRUE | wye
117 | LV_2763-4_0_5_load_121 | 137 | 0.0013 | 0.0003258 | 0 | 0 |  | 1 | TRUE | wye
118 | LV_2763-4_0_5_load_122 | 138 | 0.001735 | 0.00043483 | 0 | 0 |  | 1 | TRUE | wye
119 | LV_2763-4_0_5_load_123 | 139 | 0.001951 | 0.00048896 | 0 | 0 |  | 1 | TRUE | wye
120 | LV_2763-4_0_5_load_124 | 140 | 0.0034922 | 0.00087522 | 0 | 0 |  | 1 | TRUE | wye
121 | LV_2763-4_0_5_load_128 | 141 | 0.0045431 | 0.0011386 | 0 | 0 |  | 1 | TRUE | wye
122 | LV_2763-4_0_5_load_131 | 142 | 0.0037566 | 0.0009415 | 0 | 0 |  | 1 | TRUE | wye
123 | LV_2763-4_0_5_load_132 | 143 | 0.0046987 | 0.0011776 | 0 | 0 |  | 1 | TRUE | wye
124 | LV_2763-4_0_5_load_133 | 144 | 0.00069285 | 0.00017364 | 0 | 0 |  | 1 | TRUE | wye
125 | LV_2763-4_0_5_load_134 | 145 | 0.0035796 | 0.00089714 | 0 | 0 |  | 1 | TRUE | wye
126 | LV_2763-4_0_5_load_135 | 146 | 0.0055241 | 0.0013845 | 0 | 0 |  | 1 | TRUE | wye
127 | LV_2763-4_0_5_load_143 | 147 | 0.0022139 | 0.00055485 | 0 | 0 |  | 1 | TRUE | wye
128 | LV_2763-4_0_5_load_136 | 148 | 0.0041794 | 0.0010475 | 0 | 0 |  | 1 | TRUE | wye
129 | LV_2763-4_0_5_load_175 | 149 | 0.0037199 | 0.00093228 | 0 | 0 |  | 1 | TRUE | wye
130 | LV_2763-4_0_5_load_138 | 150 | 0.0025792 | 0.00064642 | 0 | 0 |  | 1 | TRUE | wye
131 | LV_2763-4_0_5_load_140 | 151 | 0.0024488 | 0.00061373 | 0 | 0 |  | 1 | TRUE | wye
132 | LV_2763-4_0_5_load_141 | 152 | 0.0027723 | 0.00069481 | 0 | 0 |  | 1 | TRUE | wye
133 | LV_2763-4_0_5_load_144 | 153 | 0.0030683 | 0.000769 | 0 | 0 |  | 1 | TRUE | wye
134 | LV_2763-4_0_5_load_145 | 154 | 0.0022229 | 0.00055712 | 0 | 0 |  | 1 | TRUE | wye
135 | LV_2763-4_0_5_load_174 | 156 | 0.0044086 | 0.0011049 | 0 | 0 |  | 1 | TRUE | wye
136 | LV_2763-4_0_5_load_146 | 157 | 0.0012177 | 0.00030518 | 0 | 0 |  | 1 | TRUE | wye
137 | LV_2763-4_0_5_load_151 | 158 | 0.0016854 | 0.00042241 | 0 | 0 |  | 1 | TRUE | wye
138 | LV_2763-4_0_5_load_152 | 159 | 0.0013081 | 0.00032783 | 0 | 0 |  | 1 | TRUE | wye
139 | LV_2763-4_0_5_load_149 | 160 | 0.0014947 | 0.00037461 | 0 | 0 |  | 1 | TRUE | wye
140 | LV_2763-4_0_5_load_154 | 161 | 0.00097659 | 0.00024476 | 0 | 0 |  | 1 | TRUE | wye
141 | LV_2763-4_0_5_load_155 | 162 | 0.0032108 | 0.00080471 | 0 | 0 |  | 1 | TRUE | wye
142 | LV_2763-4_0_5_load_153 | 163 | 0.0017214 | 0.00043142 | 0 | 0 |  | 1 | TRUE | wye
143 | LV_2763-4_0_5_load_157 | 164 | 0.0025864 | 0.00064821 | 0 | 0 |  | 1 | TRUE | wye
144 | LV_2763-4_0_5_load_158 | 165 | 0.0021696 | 0.00054375 | 0 | 0 |  | 1 | TRUE | wye
145 | LV_2763-4_0_5_load_159 | 167 | 0.0017625 | 0.00044173 | 0 | 0 |  | 1 | TRUE | wye
146 | LV_2763-4_0_5_load_160 | 168 | 0.0012794 | 0.00032065 | 0 | 0 |  | 1 | TRUE | wye
147 | LV_2763-4_0_5_load_161 | 169 | 0.0011004 | 0.00027578 | 0 | 0 |  | 1 | TRUE | wye
148 | LV_2763-4_0_5_load_176 | 171 | 0.00092033 | 0.00023066 | 0 | 0 |  | 1 | TRUE | wye
149 | LV_2763-4_0_5_load_166 | 172 | 0.0024497 | 0.00061396 | 0 | 0 |  | 1 | TRUE | wye
150 | LV_2763-4_0_5_load_162 | 173 | 0.0010205 | 0.00025577 | 0 | 0 |  | 1 | TRUE | wye
151 | LV_2763-4_0_5_load_192 | 174 | 0.001714 | 0.00042957 | 0 | 0 |  | 1 | TRUE | wye
152 | LV_2763-4_0_5_load_196 | 175 | 0.0010669 | 0.00026739 | 0 | 0 |  | 1 | TRUE | wye
153 | LV_2763-4_0_5_load_197 | 177 | 0.002462 | 0.00061703 | 0 | 0 |  | 1 | TRUE | wye
154 | LV_2763-4_0_5_load_203 | 178 | 0.0013347 | 0.0003345 | 0 | 0 |  | 1 | TRUE | wye
155 | LV_2763-4_0_5_load_163 | 179 | 0.0017233 | 0.0004319 | 0 | 0 |  | 1 | TRUE | wye
156 | LV_2763-4_0_5_load_164 | 180 | 0.0020297 | 0.00050869 | 0 | 0 |  | 1 | TRUE | wye
157 | LV_2763-4_0_5_load_167 | 181 | 0.0020059 | 0.00050273 | 0 | 0 |  | 1 | TRUE | wye
158 | LV_2763-4_0_5_load_168 | 182 | 0.0017122 | 0.00042911 | 0 | 0 |  | 1 | TRUE | wye
159 | LV_2763-4_0_5_load_169 | 183 | 0.0018649 | 0.00046738 | 0 | 0 |  | 1 | TRUE | wye
160 | LV_2763-4_0_5_load_171 | 185 | 0.0021432 | 0.00053713 | 0 | 0 |  | 1 | TRUE | wye
161 | LV_2763-4_0_5_load_172 | 187 | 0.0015084 | 0.00037805 | 0 | 0 |  | 1 | TRUE | wye
162 | LV_2763-4_0_5_load_183 | 188 | 0.0034379 | 0.00086163 | 0 | 0 |  | 1 | TRUE | wye
163 | LV_2763-4_0_5_load_182 | 189 | 0.003777 | 0.00094661 | 0 | 0 |  | 1 | TRUE | wye
164 | LV_2763-4_0_5_load_173 | 190 | 0.0019878 | 0.00049819 | 0 | 0 |  | 1 | TRUE | wye
165 | LV_2763-4_0_5_load_184 | 191 | 0.0034228 | 0.00085782 | 0 | 0 |  | 1 | TRUE | wye
166 | LV_2763-4_0_5_load_180 | 192 | 0.0048216 | 0.0012084 | 0 | 0 |  | 1 | TRUE | wye
167 | LV_2763-4_0_5_load_178 | 193 | 0.0030381 | 0.00076142 | 0 | 0 |  | 1 | TRUE | wye
168 | LV_2763-4_0_5_load_185 | 194 | 0.0027735 | 0.00069511 | 0 | 0 |  | 1 | TRUE | wye
169 | LV_2763-4_0_5_load_186 | 195 | 0.0026836 | 0.00067257 | 0 | 0 |  | 1 | TRUE | wye
170 | LV_2763-4_0_5_load_187 | 196 | 0.0056562 | 0.0014176 | 0 | 0 |  | 1 | TRUE | wye
171 | LV_2763-4_0_5_load_188 | 197 | 0.0041864 | 0.0010492 | 0 | 0 |  | 1 | TRUE | wye
172 | LV_2763-4_0_5_load_189 | 198 | 0.0018554 | 0.00046501 | 0 | 0 |  | 1 | TRUE | wye
173 | LV_2763-4_0_5_load_190 | 199 | 0.0034774 | 0.00087151 | 0 | 0 |  | 1 | TRUE | wye
174 | LV_2763-4_0_5_load_199 | 200 | 0.00064083 | 0.00016061 | 0 | 0 |  | 1 | TRUE | wye
175 | LV_2763-4_0_5_load_206 | 203 | 0.00062232 | 0.00015597 | 0 | 0 |  | 1 | TRUE | wye

## ext_grid
| name | bus | vm_pu | va_degree | slack_weight | in_service
0 |  | 118 | 1 | 0 | 1 | TRUE

## line
| name | std_type | from_bus | to_bus | length_km | r_ohm_per_km | x_ohm_per_km | c_nf_per_km | g_us_per_km | max_i_ka | df | parallel | type | in_service
0 | LV_2763-4_0_5_line_0 |  | 0 | 1 | 0.0084352 | 0.125 | 0.08 | 261 | 0 | 0.364 | 1 | 1 | cs | TRUE
1 | LV_2763-4_0_5_line_1 |  | 0 | 2 | 0.007913 | 0.125 | 0.08 | 261 | 0 | 0.364 | 1 | 1 | cs | TRUE
2 | LV_2763-4_0_5_line_2 |  | 1 | 3 | 0.0029036 | 0.125 | 0.08 | 261 | 0 | 0.364 | 1 | 1 | cs | TRUE
3 | LV_2763-4_0_5_line_3 |  | 2 | 4 | 0.010643 | 0.125 | 0.08 | 261 | 0 | 0.364 | 1 | 1 | cs | TRUE
4 | LV_2763-4_0_5_line_4 |  | 3 | 5 | 0.019195 | 0.125 | 0.08 | 261 | 0 | 0.364 | 1 | 1 | cs | TRUE
5 | LV_2763-4_0_5_line_5 |  | 4 | 6 | 0.013217 | 0.125 | 0.08 | 261 | 0 | 0.364 | 1 | 1 | cs | TRUE
6 | LV_2763-4_0_5_line_6 |  | 5 | 7 | 0.0020176 | 0.125 | 0.08 | 261 | 0 | 0.364 | 1 | 1 | cs | TRUE
7 | LV_2763-4_0_5_line_7 |  | 6 | 8 | 0.0020342 | 0.125 | 0.08 | 261 | 0 | 0.364 | 1 | 1 | cs | TRUE
8 | LV_2763-4_0_5_line_8 |  | 7 | 11 | 0.027782 | 0.125 | 0.08 | 261 | 0 | 0.364 | 1 | 1 | cs | TRUE
9 | LV_2763-4_0_5_line_9 |  | 7 | 9 | 0.012115 | 0.125 | 0.08 | 261 | 0 | 0.364 | 1 | 1 | cs | TRUE
10 | LV_2763-4_0_5_line_10 |  | 8 | 102 | 0.053568 | 0.125 | 0.08 | 261 | 0 | 0.364 | 1 | 1 | cs | TRUE
11 | LV_2763-4_0_5_line_11 |  | 9 | 10 | 0.003539 | 0.125 | 0.08 | 261 | 0 | 0.364 | 1 | 1 | cs | TRUE
12 | LV_2763-4_0_5_line_12 |  | 12 | 13 | 0.016063 | 0.125 | 0.08 | 261 | 0 | 0.364 | 1 | 1 | cs | TRUE
13 | LV_2763-4_0_5_line_13 |  | 13 | 14 | 0.0036461 | 0.125 | 0.08 | 261 | 0 | 0.364 | 1 | 1 | cs | TRUE
14 | LV_2763-4_0_5_line_14 |  | 14 | 15 | 0.0236 | 0.125 | 0.08 | 261 | 0 | 0.364 | 1 | 1 | cs | TRUE
15 | LV_2763-4_0_5_line_15 |  | 15 | 16 | 0.040879 | 0.125 | 0.08 | 261 | 0 | 0.364 | 1 | 1 | cs | TRUE
16 | LV_2763-4_0_5_line_16 |  | 16 | 17 | 0.02254 | 0.125 | 0.08 | 261 | 0 | 0.364 | 1 | 1 | cs | TRUE
17 | LV_2763-4_0_5_line_17 |  | 16 | 18 | 0.011384 | 0.125 | 0.08 | 261 | 0 | 0.364 | 1 | 1 | cs | TRUE
18 | LV_2763-4_0_5_line_18 |  | 17 | 28 | 0.020104 | 0.125 | 0.08 | 261 | 0 | 0.364 | 1 | 1 | cs | TRUE
19 | LV_2763-4_0_5_line_19 |  | 18 | 21 | 0.038927 | 0.125 | 0.08 | 261 | 0 | 0.364 | 1 | 1 | cs | TRUE
20 | LV_2763-4_0_5_line_20 |  | 19 | 20 | 0.010953 | 0.125 | 0.08 | 261 | 0 | 0.364 | 1 | 1 | cs | TRUE
21 | LV_2763-4_0_5_line_21 |  | 19 | 21 | 0.0048311 | 0.125 | 0.08 | 261 | 0 | 0.364 | 1 | 1 | cs | TRUE
22 | LV_2763-4_0_5_line_22 |  | 20 | 22 | 0.00084535 | 0.125 | 0.08 | 261 | 0 | 0.364 | 1 | 1 | cs | TRUE
23 | LV_2763-4_0_5_line_23 |  | 22 | 23 | 0.0036049 | 0.125 | 0.08 | 261 | 0 | 0.364 | 1 | 1 | cs | TRUE
24 | LV_2763-4_0_5_line_24 |  | 23 | 24 | 0.034677 | 0.125 | 0.08 | 261 | 0 | 0.364 | 1 | 1 | cs | TRUE
25 | LV_2763-4_0_5_line_25 |  | 24 | 25 | 0.0057853 | 0.125 | 0.08 | 261 | 0 | 0.364 | 1 | 1 | cs | TRUE
26 | LV_2763-4_0_5_line_26 |  | 25 | 26 | 0.016819 | 0.125 | 0.08 | 261 | 0 | 0.364 | 1 | 1 | cs | TRUE
27 | LV_2763-4_0_5_line_27 |  | 26 | 27 | 0.00054064 | 0.125 | 0.08 | 261 | 0 | 0.364 | 1 | 1 | cs | TRUE
28 | LV_2763-4_0_5_line_28 |  | 27 | 30 | 0.078468 | 0.125 | 0.08 | 261 | 0 | 0.364 | 1 | 1 | cs | TRUE
29 | LV_2763-4_0_5_line_29 |  | 28 | 29 | 0.0097915 | 0.125 | 0.08 | 261 | 0 | 0.364 | 1 | 1 | cs | TRUE
30 | LV_2763-4_0_5_line_30 |  | 29 | 52 | 0.010824 | 0.125 | 0.08 | 261 | 0 | 0.364 | 1 | 1 | cs | TRUE
31 | LV_2763-4_0_5_line_31 |  | 31 | 32 | 0.019718 | 0.125 | 0.08 | 261 | 0 | 0.364 | 1 | 1 | cs | TRUE
32 | LV_2763-4_0_5_line_32 |  | 32 | 33 | 0.017545 | 0.125 | 0.08 | 261 | 0 | 0.364 | 1 | 1 | cs | TRUE
33 | LV_2763-4_0_5_line_33 |  | 33 | 34 | 0.019739 | 0.125 | 0.08 | 261 | 0 | 0.364 | 1 | 1 | cs | TRUE
34 | LV_2763-4_0_5_line_34 |  | 34 | 51 | 0.0073118 | 0.125 | 0.08 | 261 | 0 | 0.364 | 1 | 1 | cs | TRUE
35 | LV_2763-4_0_5_line_35 |  | 35 | 36 | 0.019746 | 0.125 | 0.08 | 261 | 0 | 0.364 | 1 | 1 | cs | TRUE
36 | LV_2763-4_0_5_line_36 |  | 35 | 37 | 0.051274 | 0.125 | 0.08 | 261 | 0 | 0.364 | 1 | 1 | cs | TRUE
37 | LV_2763-4_0_5_line_37 |  | 36 | 38 | 0.014306 | 0.125 | 0.08 | 261 | 0 | 0.364 | 1 | 1 | cs | TRUE
38 | LV_2763-4_0_5_line_38 |  | 37 | 39 | 0.011187 | 0.125 | 0.08 | 261 | 0 | 0.364 | 1 | 1 | cs | TRUE
39 | LV_2763-4_0_5_line_39 |  | 37 | 40 | 0.027467 | 0.125 | 0.08 | 261 | 0 | 0.364 | 1 | 1 | cs | TRUE
40 | LV_2763-4_0_5_line_40 |  | 38 | 41 | 0.012641 | 0.125 | 0.08 | 261 | 0 | 0.364 | 1 | 1 | cs | TRUE
41 | LV_2763-4_0_5_line_41 |  | 40 | 42 | 0.0044946 | 0.125 | 0.08 | 261 | 0 | 0.364 | 1 | 1 | cs | TRUE
42 | LV_2763-4_0_5_line_42 |  | 40 | 43 | 0.0259 | 0.125 | 0.08 | 261 | 0 | 0.364 | 1 | 1 | cs | TRUE
43 | LV_2763-4_0_5_line_43 |  | 42 | 141 | 0.026976 | 0.125 | 0.08 | 261 | 0 | 0.364 | 1 | 1 | cs | TRUE
44 | LV_2763-4_0_5_line_44 |  | 43 | 140 | 0.025724 | 0.125 | 0.08 | 261 | 0 | 0.364 | 1 | 1 | cs | TRUE
45 | LV_2763-4_0_5_line_45 |  | 44 | 45 | 0.010325 | 0.125 | 0.08 | 261 | 0 | 0.364 | 1 | 1 | cs | TRUE
46 | LV_2763-4_0_5_line_46 |  | 44 | 46 | 0.0084377 | 0.125 | 0.08 | 261 | 0 | 0.364 | 1 | 1 | cs | TRUE
47 | LV_2763-4_0_5_line_47 |  | 45 | 47 | 0.00767 | 0.125 | 0.08 | 261 | 0 | 0.364 | 1 | 1 | cs | TRUE
48 | LV_2763-4_0_5_line_48 |  | 46 | 48 | 0.0084665 | 0.125 | 0.08 | 261 | 0 | 0.364 | 1 | 1 | cs | TRUE
49 | LV_2763-4_0_5_line_49 |  | 47 | 49 | 0.011574 | 0.125 | 0.08 | 261 | 0 | 0.364 | 1 | 1 | cs | TRUE
50 | LV_2763-4_0_5_line_50 |  | 49 | 50 | 0.0085912 | 0.125 | 0.08 | 261 | 0 | 0.364 | 1 | 1 | cs | TRUE
51 | LV_2763-4_0_5_line_51 |  | 50 | 51 | 0.013723 | 0.125 | 0.08 | 261 | 0 | 0.364 | 1 | 1 | cs | TRUE
52 | LV_2763-4_0_5_line_52 |  | 51 | 77 | 0.01656 | 0.125 | 0.08 | 261 | 0 | 0.364 | 1 | 1 | cs | TRUE
53 | LV_2763-4_0_5_line_53 |  | 52 | 53 | 0.015238 | 0.125 | 0.08 | 261 | 0 | 0.364 | 1 | 1 | cs | TRUE
54 | LV_2763-4_0_5_line_54 |  | 53 | 54 | 0.0027224 | 0.125 | 0.08 | 261 | 0 | 0.364 | 1 | 1 | cs | TRUE
55 | LV_2763-4_0_5_line_55 |  | 54 | 55 | 0.019338 | 0.125 | 0.08 | 261 | 0 | 0.364 | 1 | 1 | cs | TRUE
56 | LV_2763-4_0_5_line_56 |  | 55 | 56 | 0.023744 | 0.125 | 0.08 | 261 | 0 | 0.364 | 1 | 1 | cs | TRUE
57 | LV_2763-4_0_5_line_57 |  | 56 | 57 | 0.017077 | 0.125 | 0.08 | 261 | 0 | 0.364 | 1 | 1 | cs | TRUE
58 | LV_2763-4_0_5_line_58 |  | 56 | 58 | 0.023398 | 0.125 | 0.08 | 261 | 0 | 0.364 | 1 | 1 | cs | TRUE
59 | LV_2763-4_0_5_line_59 |  | 57 | 59 | 0.0053306 | 0.125 | 0.08 | 261 | 0 | 0.364 | 1 | 1 | cs | TRUE
60 | LV_2763-4_0_5_line_60 |  | 58 | 60 | 0.0052766 | 0.125 | 0.08 | 261 | 0 | 0.364 | 1 | 1 | cs | TRUE
61 | LV_2763-4_0_5_line_61 |  | 59 | 65 | 0.016925 | 0.125 | 0.08 | 261 | 0 | 0.364 | 1 | 5 | cs | TRUE
62 | LV_2763-4_0_5_line_62 |  | 59 | 66 | 0.0061 | 0.125 | 0.08 | 261 | 0 | 0.364 | 1 | 5 | cs | TRUE
63 | LV_2763-4_0_5_line_63 |  | 60 | 61 | 0.039567 | 0.125 | 0.08 | 261 | 0 | 0.364 | 1 | 1 | cs | TRUE
64 | LV_2763-4_0_5_line_64 |  | 61 | 62 | 0.013722 | 0.125 | 0.08 | 261 | 0 | 0.364 | 1 | 1 | cs | TRUE
65 | LV_2763-4_0_5_line_65 |  | 62 | 63 | 0.018848 | 0.125 | 0.08 | 261 | 0 | 0.364 | 1 | 1 | cs | TRUE
66 | LV_2763-4_0_5_line_66 |  | 62 | 64 | 0.011858 | 0.125 | 0.08 | 261 | 0 | 0.364 | 1 | 1 | cs | TRUE
67 | LV_2763-4_0_5_line_67 |  | 63 | 67 | 0.0026672 | 0.125 | 0.08 | 261 | 0 | 0.364 | 1 | 1 | cs | TRUE
68 | LV_2763-4_0_5_line_68 |  | 64 | 68 | 0.01308 | 0.125 | 0.08 | 261 | 0 | 0.364 | 1 | 1 | cs | TRUE
69 | LV_2763-4_0_5_line_69 |  | 65 | 69 | 0.008814 | 0.125 | 0.08 | 261 | 0 | 0.364 | 1 | 1 | cs | TRUE
70 | LV_2763-4_0_5_line_70 |  | 65 | 70 | 0.01823 | 0.125 | 0.08 | 261 | 0 | 0.364 | 1 | 5 | cs | TRUE
71 | LV_2763-4_0_5_line_71 |  | 66 | 71 | 0.033044 | 0.125 | 0.08 | 261 | 0 | 0.364 | 1 | 5 | cs | TRUE
72 | LV_2763-4_0_5_line_72 |  | 66 | 72 | 0.035953 | 0.125 | 0.08 | 261 | 0 | 0.364 | 1 | 5 | cs | TRUE
73 | LV_2763-4_0_5_line_73 |  | 70 | 73 | 0.021213 | 0.125 | 0.08 | 261 | 0 | 0.364 | 1 | 4 | cs | TRUE
74 | LV_2763-4_0_5_line_74 |  | 71 | 74 | 0.017158 | 0.125 | 0.08 | 261 | 0 | 0.364 | 1 | 5 | cs | TRUE
75 | LV_2763-4_0_5_line_75 |  | 72 | 75 | 0.023612 | 0.125 | 0.08 | 261 | 0 | 0.364 | 1 | 5 | cs | TRUE
76 | LV_2763-4_0_5_line_76 |  | 73 | 76 | 0.037522 | 0.125 | 0.08 | 261 | 0 | 0.364 | 1 | 2 | cs | TRUE
77 | LV_2763-4_0_5_line_77 |  | 74 | 83 | 0.02753 | 0.125 | 0.08 | 261 | 0 | 0.364 | 1 | 1 | cs | TRUE
78 | LV_2763-4_0_5_line_78 |  | 74 | 84 | 0.00084852 | 0.125 | 0.08 | 261 | 0 | 0.364 | 1 | 5 | cs | TRUE
79 | LV_2763-4_0_5_line_79 |  | 75 | 80 | 0.00097894 | 0.125 | 0.08 | 261 | 0 | 0.364 | 1 | 5 | cs | TRUE
80 | LV_2763-4_0_5_line_80 |  | 76 | 77 | 0.025101 | 0.125 | 0.08 | 261 | 0 | 0.364 | 1 | 1 | cs | TRUE
81 | LV_2763-4_0_5_line_81 |  | 76 | 78 | 0.011606 | 0.125 | 0.08 | 261 | 0 | 0.364 | 1 | 1 | cs | TRUE
82 | LV_2763-4_0_5_line_82 |  | 78 | 79 | 0.010603 | 0.125 | 0.08 | 261 | 0 | 0.364 | 1 | 1 | cs | TRUE
83 | LV_2763-4_0_5_line_83 |  | 79 | 85 | 0.0065266 | 0.125 | 0.08 | 261 | 0 | 0.364 | 1 | 1 | cs | TRUE
84 | LV_2763-4_0_5_line_84 |  | 80 | 81 | 0.036227 | 0.125 | 0.08 | 261 | 0 | 0.364 | 1 | 5 | cs | TRUE
85 | LV_2763-4_0_5_line_85 |  | 81 | 82 | 0.0045365 | 0.125 | 0.08 | 261 | 0 | 0.364 | 1 | 5 | cs | TRUE
86 | LV_2763-4_0_5_line_86 |  | 82 | 119 | 0.037417 | 0.125 | 0.08 | 261 | 0 | 0.364 | 1 | 5 | cs | TRUE
87 | LV_2763-4_0_5_line_87 |  | 83 | 89 | 0.018685 | 0.125 | 0.08 | 261 | 0 | 0.364 | 1 | 1 | cs | TRUE
88 | LV_2763-4_0_5_line_88 |  | 84 | 118 | 0.035713 | 0.125 | 0.08 | 261 | 0 | 0.364 | 1 | 5 | cs | TRUE
89 | LV_2763-4_0_5_line_89 |  | 85 | 122 | 0.017866 | 0.125 | 0.08 | 261 | 0 | 0.364 | 1 | 1 | cs | TRUE
90 | LV_2763-4_0_5_line_90 |  | 86 | 87 | 0.015319 | 0.125 | 0.08 | 261 | 0 | 0.364 | 1 | 1 | cs | TRUE
91 | LV_2763-4_0_5_line_91 |  | 87 | 88 | 0.0077971 | 0.125 | 0.08 | 261 | 0 | 0.364 | 1 | 1 | cs | TRUE
92 | LV_2763-4_0_5_line_92 |  | 88 | 89 | 0.037 | 0.125 | 0.08 | 261 | 0 | 0.364 | 1 | 1 | cs | TRUE
93 | LV_2763-4_0_5_line_93 |  | 90 | 91 | 0.031822 | 0.125 | 0.08 | 261 | 0 | 0.364 | 1 | 1 | cs | TRUE
94 | LV_2763-4_0_5_line_94 |  | 91 | 92 | 0.022106 | 0.125 | 0.08 | 261 | 0 | 0.364 | 1 | 1 | cs | TRUE
95 | LV_2763-4_0_5_line_95 |  | 92 | 93 | 0.025281 | 0.125 | 0.08 | 261 | 0 | 0.364 | 1 | 1 | cs | TRUE
96 | LV_2763-4_0_5_line_96 |  | 93 | 94 | 0.006913 | 0.125 | 0.08 | 261 | 0 | 0.364 | 1 | 1 | cs | TRUE
97 | LV_2763-4_0_5_line_97 |  | 94 | 101 | 0.035471 | 0.125 | 0.08 | 261 | 0 | 0.364 | 1 | 1 | cs | TRUE
98 | LV_2763-4_0_5_line_98 |  | 95 | 96 | 0.039843 | 0.125 | 0.08 | 261 | 0 | 0.364 | 1 | 1 | cs | TRUE
99 | LV_2763-4_0_5_line_99 |  | 95 | 97 | 0.03093 | 0.125 | 0.08 | 261 | 0 | 0.364 | 1 | 1 | cs | TRUE
100 | LV_2763-4_0_5_line_100 |  | 96 | 98 | 0.01665 | 0.125 | 0.08 | 261 | 0 | 0.364 | 1 | 1 | cs | TRUE
101 | LV_2763-4_0_5_line_101 |  | 98 | 99 | 0.014384 | 0.125 | 0.08 | 261 | 0 | 0.364 | 1 | 1 | cs | TRUE
102 | LV_2763-4_0_5_line_102 |  | 99 | 100 | 0.02023 | 0.125 | 0.08 | 261 | 0 | 0.364 | 1 | 1 | cs | TRUE
103 | LV_2763-4_0_5_line_103 |  | 100 | 109 | 0.02709 | 0.125 | 0.08 | 261 | 0 | 0.364 | 1 | 1 | cs | TRUE
104 | LV_2763-4_0_5_line_104 |  | 101 | 106 | 0.00042313 | 0.125 | 0.08 | 261 | 0 | 0.364 | 1 | 1 | cs | TRUE
105 | LV_2763-4_0_5_line_105 |  | 102 | 103 | 0.032174 | 0.125 | 0.08 | 261 | 0 | 0.364 | 1 | 1 | cs | TRUE
106 | LV_2763-4_0_5_line_106 |  | 103 | 104 | 0.033157 | 0.125 | 0.08 | 261 | 0 | 0.364 | 1 | 1 | cs | TRUE
107 | LV_2763-4_0_5_line_107 |  | 103 | 105 | 0.029109 | 0.125 | 0.08 | 261 | 0 | 0.364 | 1 | 1 | cs | TRUE
108 | LV_2763-4_0_5_line_108 |  | 104 | 113 | 0.0058737 | 0.125 | 0.08 | 261 | 0 | 0.364 | 1 | 1 | cs | TRUE
109 | LV_2763-4_0_5_line_109 |  | 105 | 107 | 0.0045395 | 0.125 | 0.08 | 261 | 0 | 0.364 | 1 | 1 | cs | TRUE
110 | LV_2763-4_0_5_line_110 |  | 106 | 107 | 0.041545 | 0.125 | 0.08 | 261 | 0 | 0.364 | 1 | 1 | cs | TRUE
111 | LV_2763-4_0_5_line_111 |  | 107 | 108 | 0.007584 | 0.125 | 0.08 | 261 | 0 | 0.364 | 1 | 2 | cs | TRUE
112 | LV_2763-4_0_5_line_112 |  | 108 | 111 | 0.029406 | 0.125 | 0.08 | 261 | 0 | 0.364 | 1 | 5 | cs | TRUE
113 | LV_2763-4_0_5_line_113 |  | 109 | 110 | 0.010764 | 0.125 | 0.08 | 261 | 0 | 0.364 | 1 | 1 | cs | TRUE
114 | LV_2763-4_0_5_line_114 |  | 110 | 111 | 0.021769 | 0.125 | 0.08 | 261 | 0 | 0.364 | 1 | 1 | cs | TRUE
115 | LV_2763-4_0_5_line_115 |  | 111 | 112 | 0.0089754 | 0.125 | 0.08 | 261 | 0 | 0.364 | 1 | 5 | cs | TRUE
116 | LV_2763-4_0_5_line_116 |  | 112 | 193 | 0.051016 | 0.125 | 0.08 | 261 | 0 | 0.364 | 1 | 5 | cs | TRUE
117 | LV_2763-4_0_5_line_117 |  | 113 | 115 | 0.0036083 | 0.125 | 0.08 | 261 | 0 | 0.364 | 1 | 1 | cs | TRUE
118 | LV_2763-4_0_5_line_118 |  | 114 | 115 | 0.012987 | 0.125 | 0.08 | 261 | 0 | 0.364 | 1 | 1 | cs | TRUE
119 | LV_2763-4_0_5_line_119 |  | 114 | 116 | 0.0088921 | 0.125 | 0.08 | 261 | 0 | 0.364 | 1 | 1 | cs | TRUE
120 | LV_2763-4_0_5_line_120 |  | 116 | 117 | 0.0079002 | 0.125 | 0.08 | 261 | 0 | 0.364 | 1 | 1 | cs | TRUE
121 | LV_2763-4_0_5_line_121 |  | 119 | 120 | 0.029874 | 0.125 | 0.08 | 261 | 0 | 0.364 | 1 | 5 | cs | TRUE
122 | LV_2763-4_0_5_line_122 |  | 120 | 121 | 0.04137 | 0.125 | 0.08 | 261 | 0 | 0.364 | 1 | 5 | cs | TRUE
123 | LV_2763-4_0_5_line_123 |  | 121 | 128 | 0.014946 | 0.125 | 0.08 | 261 | 0 | 0.364 | 1 | 5 | cs | TRUE
124 | LV_2763-4_0_5_line_124 |  | 122 | 123 | 0.0076791 | 0.125 | 0.08 | 261 | 0 | 0.364 | 1 | 1 | cs | TRUE
125 | LV_2763-4_0_5_line_125 |  | 123 | 124 | 0.027918 | 0.125 | 0.08 | 261 | 0 | 0.364 | 1 | 1 | cs | TRUE
126 | LV_2763-4_0_5_line_126 |  | 124 | 125 | 0.0013452 | 0.125 | 0.08 | 261 | 0 | 0.364 | 1 | 1 | cs | TRUE
127 | LV_2763-4_0_5_line_127 |  | 125 | 129 | 0.027364 | 0.125 | 0.08 | 261 | 0 | 0.364 | 1 | 1 | cs | TRUE
128 | LV_2763-4_0_5_line_128 |  | 126 | 127 | 0.022885 | 0.125 | 0.08 | 261 | 0 | 0.364 | 1 | 1 | cs | TRUE
129 | LV_2763-4_0_5_line_129 |  | 127 | 155 | 0.012769 | 0.125 | 0.08 | 261 | 0 | 0.364 | 1 | 1 | cs | TRUE
130 | LV_2763-4_0_5_line_130 |  | 128 | 150 | 0.02078 | 0.125 | 0.08 | 261 | 0 | 0.364 | 1 | 1 | cs | TRUE
131 | LV_2763-4_0_5_line_131 |  | 128 | 148 | 0.041271 | 0.125 | 0.08 | 261 | 0 | 0.364 | 1 | 5 | cs | TRUE
132 | LV_2763-4_0_5_line_132 |  | 129 | 130 | 0.018787 | 0.125 | 0.08 | 261 | 0 | 0.364 | 1 | 1 | cs | TRUE
133 | LV_2763-4_0_5_line_133 |  | 130 | 131 | 0.0052386 | 0.125 | 0.08 | 261 | 0 | 0.364 | 1 | 1 | cs | TRUE
134 | LV_2763-4_0_5_line_134 |  | 131 | 132 | 0.038978 | 0.125 | 0.08 | 261 | 0 | 0.364 | 1 | 1 | cs | TRUE
135 | LV_2763-4_0_5_line_135 |  | 132 | 133 | 0.015091 | 0.125 | 0.08 | 261 | 0 | 0.364 | 1 | 1 | cs | TRUE
136 | LV_2763-4_0_5_line_136 |  | 133 | 134 | 0.011306 | 0.125 | 0.08 | 261 | 0 | 0.364 | 1 | 1 | cs | TRUE
137 | LV_2763-4_0_5_line_137 |  | 133 | 135 | 0.029271 | 0.125 | 0.08 | 261 | 0 | 0.364 | 1 | 1 | cs | TRUE
138 | LV_2763-4_0_5_line_138 |  | 134 | 139 | 0.018018 | 0.125 | 0.08 | 261 | 0 | 0.364 | 1 | 1 | cs | TRUE
139 | LV_2763-4_0_5_line_139 |  | 135 | 155 | 0.033033 | 0.125 | 0.08 | 261 | 0 | 0.364 | 1 | 1 | cs | TRUE
140 | LV_2763-4_0_5_line_140 |  | 136 | 137 | 0.022942 | 0.125 | 0.08 | 261 | 0 | 0.364 | 1 | 1 | cs | TRUE
141 | LV_2763-4_0_5_line_141 |  | 136 | 138 | 0.002014 | 0.125 | 0.08 | 261 | 0 | 0.364 | 1 | 1 | cs | TRUE
142 | LV_2763-4_0_5_line_142 |  | 137 | 139 | 0.0020161 | 0.125 | 0.08 | 261 | 0 | 0.364 | 1 | 1 | cs | TRUE
143 | LV_2763-4_0_5_line_143 |  | 138 | 140 | 0.031186 | 0.125 | 0.08 | 261 | 0 | 0.364 | 1 | 1 | cs | TRUE
144 | LV_2763-4_0_5_line_144 |  | 142 | 143 | 0.00741 | 0.125 | 0.08 | 261 | 0 | 0.364 | 1 | 5 | cs | TRUE
145 | LV_2763-4_0_5_line_145 |  | 142 | 144 | 0.0119 | 0.125 | 0.08 | 261 | 0 | 0.364 | 1 | 5 | cs | TRUE
146 | LV_2763-4_0_5_line_146 |  | 143 | 145 | 0.020425 | 0.125 | 0.08 | 261 | 0 | 0.364 | 1 | 5 | cs | TRUE
147 | LV_2763-4_0_5_line_147 |  | 144 | 146 | 0.012235 | 0.125 | 0.08 | 261 | 0 | 0.364 | 1 | 5 | cs | TRUE
148 | LV_2763-4_0_5_line_148 |  | 145 | 147 | 0.015721 | 0.125 | 0.08 | 261 | 0 | 0.364 | 1 | 5 | cs | TRUE
149 | LV_2763-4_0_5_line_149 |  | 146 | 148 | 0.029024 | 0.125 | 0.08 | 261 | 0 | 0.364 | 1 | 5 | cs | TRUE
150 | LV_2763-4_0_5_line_150 |  | 147 | 149 | 0.016593 | 0.125 | 0.08 | 261 | 0 | 0.364 | 1 | 5 | cs | TRUE
151 | LV_2763-4_0_5_line_151 |  | 149 | 156 | 0.0096949 | 0.125 | 0.08 | 261 | 0 | 0.364 | 1 | 5 | cs | TRUE
152 | LV_2763-4_0_5_line_152 |  | 150 | 151 | 0.025905 | 0.125 | 0.08 | 261 | 0 | 0.364 | 1 | 1 | cs | TRUE
153 | LV_2763-4_0_5_line_153 |  | 151 | 152 | 0.0033771 | 0.125 | 0.08 | 261 | 0 | 0.364 | 1 | 1 | cs | TRUE
154 | LV_2763-4_0_5_line_154 |  | 152 | 153 | 0.022142 | 0.125 | 0.08 | 261 | 0 | 0.364 | 1 | 1 | cs | TRUE
155 | LV_2763-4_0_5_line_155 |  | 153 | 154 | 0.0076149 | 0.125 | 0.08 | 261 | 0 | 0.364 | 1 | 1 | cs | TRUE
156 | LV_2763-4_0_5_line_156 |  | 154 | 157 | 0.014667 | 0.125 | 0.08 | 261 | 0 | 0.364 | 1 | 1 | cs | TRUE
157 | LV_2763-4_0_5_line_157 |  | 155 | 160 | 0.014662 | 0.125 | 0.08 | 261 | 0 | 0.364 | 1 | 1 | cs | TRUE
158 | LV_2763-4_0_5_line_158 |  | 156 | 190 | 0.0094571 | 0.125 | 0.08 | 261 | 0 | 0.364 | 1 | 5 | cs | TRUE
159 | LV_2763-4_0_5_line_159 |  | 157 | 158 | 0.0046755 | 0.125 | 0.08 | 261 | 0 | 0.364 | 1 | 1 | cs | TRUE
160 | LV_2763-4_0_5_line_160 |  | 158 | 159 | 0.0094387 | 0.125 | 0.08 | 261 | 0 | 0.364 | 1 | 1 | cs | TRUE
161 | LV_2763-4_0_5_line_161 |  | 159 | 163 | 0.0078313 | 0.125 | 0.08 | 261 | 0 | 0.364 | 1 | 1 | cs | TRUE
162 | LV_2763-4_0_5_line_162 |  | 160 | 161 | 0.011469 | 0.125 | 0.08 | 261 | 0 | 0.364 | 1 | 1 | cs | TRUE
163 | LV_2763-4_0_5_line_163 |  | 161 | 162 | 0.015977 | 0.125 | 0.08 | 261 | 0 | 0.364 | 1 | 1 | cs | TRUE
164 | LV_2763-4_0_5_line_164 |  | 162 | 166 | 0.016281 | 0.125 | 0.08 | 261 | 0 | 0.364 | 1 | 1 | cs | TRUE
165 | LV_2763-4_0_5_line_165 |  | 163 | 164 | 0.019485 | 0.125 | 0.08 | 261 | 0 | 0.364 | 1 | 1 | cs | TRUE
166 | LV_2763-4_0_5_line_166 |  | 164 | 165 | 0.0032574 | 0.125 | 0.08 | 261 | 0 | 0.364 | 1 | 1 | cs | TRUE
167 | LV_2763-4_0_5_line_167 |  | 165 | 171 | 0.0096535 | 0.125 | 0.08 | 261 | 0 | 0.364 | 1 | 1 | cs | TRUE
168 | LV_2763-4_0_5_line_168 |  | 166 | 167 | 0.031773 | 0.125 | 0.08 | 261 | 0 | 0.364 | 1 | 1 | cs | TRUE
169 | LV_2763-4_0_5_line_169 |  | 166 | 168 | 0.017047 | 0.125 | 0.08 | 261 | 0 | 0.364 | 1 | 1 | cs | TRUE
170 | LV_2763-4_0_5_line_170 |  | 167 | 169 | 0.037946 | 0.125 | 0.08 | 261 | 0 | 0.364 | 1 | 1 | cs | TRUE
171 | LV_2763-4_0_5_line_171 |  | 168 | 170 | 0.032402 | 0.125 | 0.08 | 261 | 0 | 0.364 | 1 | 1 | cs | TRUE
172 | LV_2763-4_0_5_line_172 |  | 169 | 173 | 0.023284 | 0.125 | 0.08 | 261 | 0 | 0.364 | 1 | 1 | cs | TRUE
173 | LV_2763-4_0_5_line_173 |  | 170 | 174 | 0.0076325 | 0.125 | 0.08 | 261 | 0 | 0.364 | 1 | 1 | cs | TRUE
174 | LV_2763-4_0_5_line_174 |  | 171 | 172 | 0.016794 | 0.125 | 0.08 | 261 | 0 | 0.364 | 1 | 1 | cs | TRUE
175 | LV_2763-4_0_5_line_175 |  | 172 | 180 | 0.0094214 | 0.125 | 0.08 | 261 | 0 | 0.364 | 1 | 1 | cs | TRUE
176 | LV_2763-4_0_5_line_176 |  | 173 | 175 | 0.023104 | 0.125 | 0.08 | 261 | 0 | 0.364 | 1 | 1 | cs | TRUE
177 | LV_2763-4_0_5_line_177 |  | 173 | 176 | 0.071291 | 0.125 | 0.08 | 261 | 0 | 0.364 | 1 | 1 | cs | TRUE
178 | LV_2763-4_0_5_line_178 |  | 175 | 177 | 0.0034833 | 0.125 | 0.08 | 261 | 0 | 0.364 | 1 | 1 | cs | TRUE
179 | LV_2763-4_0_5_line_179 |  | 176 | 178 | 0.061937 | 0.125 | 0.08 | 261 | 0 | 0.364 | 1 | 1 | cs | TRUE
180 | LV_2763-4_0_5_line_180 |  | 178 | 201 | 0.0063872 | 0.125 | 0.08 | 261 | 0 | 0.364 | 1 | 1 | cs | TRUE
181 | LV_2763-4_0_5_line_181 |  | 179 | 180 | 0.021956 | 0.125 | 0.08 | 261 | 0 | 0.364 | 1 | 1 | cs | TRUE
182 | LV_2763-4_0_5_line_182 |  | 181 | 182 | 0.012725 | 0.125 | 0.08 | 261 | 0 | 0.364 | 1 | 5 | cs | TRUE
183 | LV_2763-4_0_5_line_183 |  | 181 | 183 | 0.0081832 | 0.125 | 0.08 | 261 | 0 | 0.364 | 1 | 5 | cs | TRUE
184 | LV_2763-4_0_5_line_184 |  | 182 | 184 | 0.036248 | 0.125 | 0.08 | 261 | 0 | 0.364 | 1 | 5 | cs | TRUE
185 | LV_2763-4_0_5_line_185 |  | 183 | 185 | 0.0076574 | 0.125 | 0.08 | 261 | 0 | 0.364 | 1 | 5 | cs | TRUE
186 | LV_2763-4_0_5_line_186 |  | 184 | 186 | 0.029924 | 0.125 | 0.08 | 261 | 0 | 0.364 | 1 | 5 | cs | TRUE
187 | LV_2763-4_0_5_line_187 |  | 185 | 187 | 0.014612 | 0.125 | 0.08 | 261 | 0 | 0.364 | 1 | 5 | cs | TRUE
188 | LV_2763-4_0_5_line_188 |  | 186 | 188 | 0.015412 | 0.125 | 0.08 | 261 | 0 | 0.364 | 1 | 1 | cs | TRUE
189 | LV_2763-4_0_5_line_189 |  | 186 | 189 | 0.033634 | 0.125 | 0.08 | 261 | 0 | 0.364 | 1 | 5 | cs | TRUE
190 | LV_2763-4_0_5_line_190 |  | 187 | 190 | 0.0085998 | 0.125 | 0.08 | 261 | 0 | 0.364 | 1 | 5 | cs | TRUE
191 | LV_2763-4_0_5_line_191 |  | 188 | 191 | 0.026293 | 0.125 | 0.08 | 261 | 0 | 0.364 | 1 | 1 | cs | TRUE
192 | LV_2763-4_0_5_line_192 |  | 189 | 192 | 0.014694 | 0.125 | 0.08 | 261 | 0 | 0.364 | 1 | 5 | cs | TRUE
193 | LV_2763-4_0_5_line_193 |  | 191 | 194 | 0.020378 | 0.125 | 0.08 | 261 | 0 | 0.364 | 1 | 1 | cs | TRUE
194 | LV_2763-4_0_5_line_194 |  | 192 | 193 | 0.01465 | 0.125 | 0.08 | 261 | 0 | 0.364 | 1 | 5 | cs | TRUE
195 | LV_2763-4_0_5_line_195 |  | 194 | 195 | 0.018579 | 0.125 | 0.08 | 261 | 0 | 0.364 | 1 | 1 | cs | TRUE
196 | LV_2763-4_0_5_line_196 |  | 195 | 196 | 0.010047 | 0.125 | 0.08 | 261 | 0 | 0.364 | 1 | 1 | cs | TRUE
197 | LV_2763-4_0_5_line_197 |  | 196 | 197 | 0.016499 | 0.125 | 0.08 | 261 | 0 | 0.364 | 1 | 1 | cs | TRUE
198 | LV_2763-4_0_5_line_198 |  | 197 | 198 | 0.022297 | 0.125 | 0.08 | 261 | 0 | 0.364 | 1 | 1 | cs | TRUE
199 | LV_2763-4_0_5_line_199 |  | 198 | 199 | 0.020386 | 0.125 | 0.08 | 261 | 0 | 0.364 | 1 | 1 | cs | TRUE
200 | LV_2763-4_0_5_line_200 |  | 200 | 201 | 0.0073836 | 0.125 | 0.08 | 261 | 0 | 0.364 | 1 | 1 | cs | TRUE
201 | LV_2763-4_0_5_line_201 |  | 201 | 202 | 0.014767 | 0.125 | 0.08 | 261 | 0 | 0.364 | 1 | 1 | cs | TRUE
202 | LV_2763-4_0_5_line_202 |  | 202 | 203 | 0.0096858 | 0.125 | 0.08 | 261 | 0 | 0.364 | 1 | 1 | cs | TRUE

## trafo
| name | std_type | hv_bus | lv_bus | sn_mva | vn_hv_kv | vn_lv_kv | vk_percent | vkr_percent | pfe_kw | i0_percent | shift_degree | tap_side | tap_neutral | tap_min | tap_max | tap_step_percent | tap_step_degree | tap_pos | tap_phase_shifter | parallel | df | in_service
0 | LV_2763-4_0_5_trafo_103 | 0.63 MVA 20/0.4 kV | 204 | 118 | 0.63 | 20 | 0.4 | 6 | 1.206 | 1.65 | 0.2619 | 150 | hv | 0 | -2 | 2 | 2.5 | 0 | 0 | FALSE | 1 | 1 | TRUE

## line_geodata
| x0 | y0 | x1 | y1 | x2 | y2 | x3 | y3 | x4 | y4 | x5 | y5 | x6 | y6 | x7 | y7 | x8 | y8 | x9 | y9
0 | 2613940.2401 | 1259627.8781 | 2613946.8408 | 1259622.6261
1 | 2613940.2401 | 1259627.8781 | 2613934.8373 | 1259632.1769 | 2613934.1769 | 1259632.9393
2 | 2613946.8408 | 1259622.6261 | 2613949.1129 | 1259620.8182
3 | 2613934.1769 | 1259632.9393 | 2613929.8194 | 1259637.9691 | 2613927.7921 | 1259641.4039
4 | 2613949.1129 | 1259620.8182 | 2613964.1333 | 1259608.8668
5 | 2613927.7921 | 1259641.4039 | 2613925.1206 | 1259645.9301 | 2613922.0902 | 1259653.2923
6 | 2613965.7121 | 1259607.6106 | 2613964.1333 | 1259608.8668
7 | 2613922.0902 | 1259653.2923 | 2613921.975 | 1259653.5724 | 2613921.4146 | 1259655.2105
8 | 2613965.7121 | 1259607.6106 | 2613987.7346 | 1259590.674
9 | 2613965.7121 | 1259607.6106 | 2613960.8827 | 1259596.5
10 | 2613921.4146 | 1259655.2105 | 2613919.6756 | 1259660.2938 | 2613918.6499 | 1259667.0515 | 2613919.3868 | 1259677.438 | 2613922.1874 | 1259688.3297 | 2613929.8738 | 1259706.4702
11 | 2613960.8827 | 1259596.5 | 2613959.4719 | 1259593.2544
12 | 2614178.1644 | 1259406.8334 | 2614179.5937 | 1259421.3465 | 2614179.3679 | 1259422.8089
13 | 2614178.8116 | 1259426.4123 | 2614179.3679 | 1259422.8089
14 | 2614178.8116 | 1259426.4123 | 2614175.2111 | 1259449.7357
15 | 2614166.2641 | 1259489.572 | 2614173.0255 | 1259463.893 | 2614175.2111 | 1259449.7357
16 | 2614166.2641 | 1259489.572 | 2614158.1706 | 1259510.6091
17 | 2614166.2641 | 1259489.572 | 2614176.1576 | 1259483.9411
18 | 2614153.2119 | 1259529.9544 | 2614154.5927 | 1259519.9092 | 2614158.1706 | 1259510.6091
19 | 2614176.1576 | 1259483.9411 | 2614206.203 | 1259466.8409 | 2614210.545 | 1259466.4954 | 2614210.545 | 1259466.4954
20 | 2614214.972 | 1259468.4296 | 2614221.7102 | 1259477.0645
21 | 2614210.545 | 1259466.4954 | 2614214.972 | 1259468.4296 | 2614214.972 | 1259468.4296
22 | 2614222.2303 | 1259477.731 | 2614222.2303 | 1259477.731 | 2614221.7102 | 1259477.0645
23 | 2614223.4368 | 1259481.1279 | 2614222.2303 | 1259477.731
24 | 2614223.4368 | 1259481.1279 | 2614227.5979 | 1259492.8429 | 2614225.7796 | 1259515.0131
25 | 2614225.3067 | 1259520.7791 | 2614225.7796 | 1259515.0131
26 | 2614223.9319 | 1259537.5418 | 2614225.3067 | 1259520.7791
27 | 2614223.8877 | 1259538.0806 | 2614223.9319 | 1259537.5418
28 | 2614223.8877 | 1259538.0806 | 2614299.7765 | 1259558.0329
29 | 2614153.2119 | 1259529.9544 | 2614151.8785 | 1259539.6546
30 | 2614151.8785 | 1259539.6546 | 2614150.4045 | 1259550.3782
31 | 2614218.5148 | 1259603.5911 | 2614220.1266 | 1259583.9391
32 | 2614217.0807 | 1259621.077 | 2614218.5148 | 1259603.5911
33 | 2614215.3671 | 1259640.7413 | 2614215.9296 | 1259635.1113 | 2614217.0807 | 1259621.077
34 | 2614214.6402 | 1259648.0169 | 2614215.3671 | 1259640.7413
35 | 2614286.4768 | 1259723.9962 | 2614275.8569 | 1259724.382 | 2614267.1437 | 1259721.6926 | 2614267.1437 | 1259721.6926
36 | 2614276.1972 | 1259774.0832 | 2614281.2347 | 1259744.553 | 2614283.3827 | 1259731.983 | 2614286.4768 | 1259723.9962
37 | 2614267.1437 | 1259721.6926 | 2614260.1641 | 1259712.6142 | 2614258.9902 | 1259710.0119
38 | 2614286.7238 | 1259777.9555 | 2614276.1972 | 1259774.0832
39 | 2614263.8991 | 1259798.6592 | 2614276.1972 | 1259774.0832
40 | 2614253.792 | 1259698.4893 | 2614258.9902 | 1259710.0119
41 | 2614263.8991 | 1259798.6592 | 2614261.036 | 1259795.1944
42 | 2614248.5125 | 1259819.5253 | 2614263.8991 | 1259798.6592
43 | 2614260.7814 | 1259769.4097 | 2614264.2318 | 1259776.2003 | 2614263.9658 | 1259783.4379 | 2614261.036 | 1259795.1944
44 | 2614248.5125 | 1259819.5253 | 2614231.9628 | 1259828.9253 | 2614225.8732 | 1259831.6969
45 | 2614260.671 | 1259627.5565 | 2614258.1181 | 1259626.2286 | 2614253.8442 | 1259626.4963 | 2614251.0698 | 1259628.0192
46 | 2614260.671 | 1259627.5565 | 2614261.7688 | 1259628.1275 | 2614265.2937 | 1259634.4059
47 | 2614251.0698 | 1259628.0192 | 2614244.3462 | 1259631.7101
48 | 2614269.4384 | 1259641.7885 | 2614265.2937 | 1259634.4059
49 | 2614234.2007 | 1259637.2794 | 2614244.3462 | 1259631.7101
50 | 2614226.6696 | 1259641.4135 | 2614234.2007 | 1259637.2794
51 | 2614214.6402 | 1259648.0169 | 2614226.6696 | 1259641.4135
52 | 2614214.6402 | 1259648.0169 | 2614211.6265 | 1259664.3
53 | 2614150.4045 | 1259550.3782 | 2614148.3294 | 1259565.4741
54 | 2614148.3294 | 1259565.4741 | 2614147.9587 | 1259568.1712
55 | 2614147.9587 | 1259568.1712 | 2614146.877 | 1259576.0399 | 2614144.7265 | 1259587.2301
56 | 2614140.2455 | 1259610.5474 | 2614144.7265 | 1259587.2301
57 | 2614140.2455 | 1259610.5474 | 2614137.0236 | 1259627.3174
58 | 2614140.2455 | 1259610.5474 | 2614126.5315 | 1259603.132 | 2614121.5523 | 1259597.1185
59 | 2614136.0179 | 1259632.5523 | 2614137.0236 | 1259627.3174
60 | 2614121.5523 | 1259597.1185 | 2614119.6777 | 1259594.8546 | 2614118.4166 | 1259592.8866
61 | 2614136.0179 | 1259632.5523 | 2614152.9032 | 1259634.2936
62 | 2614134.8656 | 1259638.5425 | 2614136.0179 | 1259632.5523
63 | 2614118.4166 | 1259592.8866 | 2614097.0687 | 1259559.5722
64 | 2614089.665 | 1259548.0183 | 2614097.0687 | 1259559.5722
65 | 2614089.665 | 1259548.0183 | 2614085.6927 | 1259548.1757 | 2614077.4545 | 1259535.7928
66 | 2614089.665 | 1259548.0183 | 2614092.9602 | 1259536.6279
67 | 2614075.9772 | 1259533.5722 | 2614077.4545 | 1259535.7928
68 | 2614096.5953 | 1259524.063 | 2614092.9602 | 1259536.6279
69 | 2614161.6962 | 1259635.2041 | 2614152.9032 | 1259634.2936
70 | 2614152.9032 | 1259634.2936 | 2614165.7303 | 1259647.247
71 | 2614134.8656 | 1259638.5425 | 2614105.9514 | 1259654.5378
72 | 2614134.8656 | 1259638.5425 | 2614128.1442 | 1259673.8616
73 | 2614165.7303 | 1259647.247 | 2614180.6568 | 1259662.3205
74 | 2614090.9376 | 1259662.8435 | 2614105.9514 | 1259654.5378
75 | 2614128.1442 | 1259673.8616 | 2614123.73 | 1259697.0571
76 | 2614207.0584 | 1259688.9821 | 2614180.6568 | 1259662.3205
77 | 2614090.9376 | 1259662.8435 | 2614075.5388 | 1259640.0231
78 | 2614090.1951 | 1259663.2543 | 2614090.9376 | 1259662.8435
79 | 2614123.73 | 1259697.0571 | 2614123.547 | 1259698.0188
80 | 2614207.0584 | 1259688.9821 | 2614211.6265 | 1259664.3
81 | 2614207.0584 | 1259688.9821 | 2614203.3243 | 1259699.9709
82 | 2614203.3243 | 1259699.9709 | 2614199.9129 | 1259710.0104
83 | 2614197.8131 | 1259716.19 | 2614199.9129 | 1259710.0104
84 | 2614123.547 | 1259698.0188 | 2614116.7744 | 1259733.6069
85 | 2614116.7744 | 1259733.6069 | 2614115.9264 | 1259738.0634
86 | 2614108.9312 | 1259774.8211 | 2614115.9264 | 1259738.0634
87 | 2614065.0872 | 1259624.5342 | 2614075.5388 | 1259640.0231
88 | 2614057.9786 | 1259678.5039 | 2614074.7504 | 1259671.8001 | 2614090.1951 | 1259663.2543
89 | 2614192.0649 | 1259733.1064 | 2614197.8131 | 1259716.19
90 | 2614031.4615 | 1259574.7022 | 2614040.03 | 1259587.4004
91 | 2614044.3913 | 1259593.8636 | 2614040.03 | 1259587.4004
92 | 2614044.3913 | 1259593.8636 | 2614065.0872 | 1259624.5342
93 | 2613866.7462 | 1259614.6733 | 2613880.5808 | 1259642.1345 | 2613880.9999 | 1259643.1215
94 | 2613880.9999 | 1259643.1215 | 2613889.6391 | 1259663.4695
95 | 2613889.6391 | 1259663.4695 | 2613899.5191 | 1259686.7396
96 | 2613902.2208 | 1259693.1028 | 2613899.5191 | 1259686.7396
97 | 2613902.2208 | 1259693.1028 | 2613916.0832 | 1259725.7529
98 | 2613852.7727 | 1259661.7151 | 2613869.7783 | 1259697.7463
99 | 2613839.5713 | 1259633.7443 | 2613852.7727 | 1259661.7151
100 | 2613869.7783 | 1259697.7463 | 2613876.8851 | 1259712.804
101 | 2613876.8851 | 1259712.804 | 2613883.0246 | 1259725.8124
102 | 2613891.659 | 1259744.1067 | 2613883.0246 | 1259725.8124
103 | 2613903.2217 | 1259768.6055 | 2613891.659 | 1259744.1067
104 | 2613916.2486 | 1259726.1423 | 2613916.0832 | 1259725.7529
105 | 2613946.3032 | 1259733.7059 | 2613936.5329 | 1259722.1863 | 2613929.8738 | 1259706.4702
106 | 2613946.3032 | 1259733.7059 | 2613959.143 | 1259715.457 | 2613968.4824 | 1259709.9471
107 | 2613946.3032 | 1259733.7059 | 2613944.0843 | 1259738.2704 | 2613934.3276 | 1259760.2345
108 | 2613973.5413 | 1259706.9625 | 2613968.4824 | 1259709.9471
109 | 2613932.4848 | 1259764.3831 | 2613934.3276 | 1259760.2345
110 | 2613932.4848 | 1259764.3831 | 2613916.2486 | 1259726.1423
111 | 2613932.4848 | 1259764.3831 | 2613929.3319 | 1259771.2807
112 | 2613917.107 | 1259798.0254 | 2613929.3319 | 1259771.2807
113 | 2613907.8158 | 1259778.3394 | 2613903.2217 | 1259768.6055
114 | 2613917.107 | 1259798.0254 | 2613907.8158 | 1259778.3394
115 | 2613917.107 | 1259798.0254 | 2613915.9647 | 1259803.0929 | 2613915.2488 | 1259806.8053
116 | 2613905.5867 | 1259856.898 | 2613907.9619 | 1259844.5911 | 2613915.2488 | 1259806.8053
117 | 2613976.649 | 1259705.1291 | 2613973.5413 | 1259706.9625
118 | 2613988.0899 | 1259699.1375 | 2613985.7234 | 1259699.7755 | 2613976.649 | 1259705.1291
119 | 2613988.0899 | 1259699.1375 | 2613996.6754 | 1259696.8226
120 | 2613996.6754 | 1259696.8226 | 2614004.3031 | 1259694.7659
121 | 2614103.3462 | 1259804.1686 | 2614108.9312 | 1259774.8211
122 | 2614103.3462 | 1259804.1686 | 2614062.5716 | 1259797.1744
123 | 2614049.1574 | 1259801.9944 | 2614058.6512 | 1259796.502 | 2614062.5716 | 1259797.1744
124 | 2614192.0649 | 1259733.1064 | 2614189.5942 | 1259740.3772
125 | 2614189.5942 | 1259740.3772 | 2614180.6122 | 1259766.8104
126 | 2614180.6122 | 1259766.8104 | 2614180.1794 | 1259768.0841
127 | 2614180.1794 | 1259768.0841 | 2614171.3753 | 1259793.9935
128 | 2614095.4361 | 1259860.3829 | 2614092.2472 | 1259883.0448
129 | 2614090.468 | 1259895.6889 | 2614092.2472 | 1259883.0448
130 | 2614049.1574 | 1259801.9944 | 2614044.5671 | 1259805.4525 | 2614041.6336 | 1259820.1969
131 | 2614049.1574 | 1259801.9944 | 2614032.7528 | 1259791.5596 | 2614011.4309 | 1259788.9854 | 2614011.1188 | 1259789.1494
132 | 2614171.3753 | 1259793.9935 | 2614165.3309 | 1259811.7817
133 | 2614163.6455 | 1259816.7417 | 2614165.3309 | 1259811.7817
134 | 2614151.1049 | 1259853.6472 | 2614163.6455 | 1259816.7417
135 | 2614146.2496 | 1259867.936 | 2614151.1049 | 1259853.6472
136 | 2614146.2496 | 1259867.936 | 2614156.54 | 1259863.2525
137 | 2614146.2496 | 1259867.936 | 2614120.0429 | 1259880.9746
138 | 2614156.54 | 1259863.2525 | 2614172.9392 | 1259855.7887
139 | 2614090.468 | 1259895.6889 | 2614120.0429 | 1259880.9746
140 | 2614174.7742 | 1259854.9536 | 2614195.6555 | 1259845.4499
141 | 2614197.4886 | 1259844.6156 | 2614195.6555 | 1259845.4499
142 | 2614174.7742 | 1259854.9536 | 2614172.9392 | 1259855.7887
143 | 2614197.4886 | 1259844.6156 | 2614225.8732 | 1259831.6969
144 | 2613975.6321 | 1259833.2195 | 2613976.8952 | 1259825.918 | 2613976.8952 | 1259825.918
145 | 2613981.7481 | 1259815.0521 | 2613976.8952 | 1259825.918
146 | 2613975.6321 | 1259833.2195 | 2613972.1502 | 1259853.3457
147 | 2613986.7376 | 1259803.8804 | 2613981.7481 | 1259815.0521
148 | 2613969.4703 | 1259868.8366 | 2613972.1502 | 1259853.3457
149 | 2613986.7376 | 1259803.8804 | 2613987.8581 | 1259801.3716 | 2614011.1188 | 1259789.1494
150 | 2613966.6416 | 1259885.1871 | 2613969.4703 | 1259868.8366
151 | 2613966.6416 | 1259885.1871 | 2613966.4893 | 1259886.0676 | 2613962.7361 | 1259894.0286
152 | 2614041.6336 | 1259820.1969 | 2614036.5788 | 1259845.6037
153 | 2614036.5788 | 1259845.6037 | 2614035.9198 | 1259848.9159
154 | 2614031.5991 | 1259870.6325 | 2614035.9198 | 1259848.9159
155 | 2614031.5991 | 1259870.6325 | 2614030.1132 | 1259878.1011
156 | 2614030.1132 | 1259878.1011 | 2614027.2512 | 1259892.4859
157 | 2614090.468 | 1259895.6889 | 2614087.278 | 1259909.9995
158 | 2613958.7032 | 1259902.5827 | 2613958.7032 | 1259902.5827 | 2613962.7361 | 1259894.0286
159 | 2614026.3389 | 1259897.0715 | 2614027.2512 | 1259892.4859
160 | 2614026.3389 | 1259897.0715 | 2614026.3389 | 1259897.0715 | 2614023.1135 | 1259905.9421
161 | 2614020.4374 | 1259913.3019 | 2614023.1135 | 1259905.9421
162 | 2614087.278 | 1259909.9995 | 2614085.692 | 1259917.1144 | 2614085.0304 | 1259921.2411
163 | 2614085.0304 | 1259921.2411 | 2614082.5015 | 1259937.0163
164 | 2614079.9244 | 1259953.0917 | 2614082.5015 | 1259937.0163
165 | 2614020.4374 | 1259913.3019 | 2614020.4374 | 1259913.3019 | 2614009.359 | 1259929.3311
166 | 2614006.9457 | 1259931.5189 | 2614009.359 | 1259929.3311 | 2614009.359 | 1259929.3311
167 | 2614006.9457 | 1259931.5189 | 2613999.7936 | 1259938.0025
168 | 2614079.9244 | 1259953.0917 | 2614110.1269 | 1259962.9565
169 | 2614079.9244 | 1259953.0917 | 2614074.8873 | 1259969.378
170 | 2614110.1269 | 1259962.9565 | 2614118.57 | 1259965.7142 | 2614125.0575 | 1259966.1855 | 2614133.264 | 1259963.1807 | 2614145.7583 | 1259957.274
171 | 2614056.8001 | 1259995.8882 | 2614059.081 | 1259993.77 | 2614068.1808 | 1259982.6506 | 2614074.0312 | 1259972.1463 | 2614074.8873 | 1259969.378
172 | 2614145.7583 | 1259957.274 | 2614147.5385 | 1259956.4324 | 2614163.2844 | 1259948.9092 | 2614166.4429 | 1259946.6834
173 | 2614056.8001 | 1259995.8882 | 2614050.7327 | 1260000.5187
174 | 2613987.3515 | 1259949.2817 | 2613999.7936 | 1259938.0025
175 | 2613979.9136 | 1259955.0644 | 2613987.3515 | 1259949.2817 | 2613987.3515 | 1259949.2817
176 | 2614166.4429 | 1259946.6834 | 2614171.8071 | 1259942.9032 | 2614183.0106 | 1259930.7328
177 | 2614166.4429 | 1259946.6834 | 2614188.5549 | 1260014.4584
178 | 2614183.0106 | 1259930.7328 | 2614185.3697 | 1259928.17
179 | 2614188.5549 | 1260014.4584 | 2614207.913 | 1260015.3274 | 2614227.8039 | 1260017.1651 | 2614234.8324 | 1260018.2827 | 2614236.5417 | 1260018.8539 | 2614238.2576 | 1260019.8253 | 2614240.085 | 1260021.453 | 2614240.4081 | 1260021.8318 | 2614243.0084 | 1260024.8512 | 2614246.0895 | 1260028.4833
180 | 2614247.2877 | 1260034.7571 | 2614246.0895 | 1260028.4833
181 | 2613962.5801 | 1259968.5406 | 2613979.9136 | 1259955.0644
182 | 2613927.0248 | 1259925.3087 | 2613916.2092 | 1259932.0138
183 | 2613927.0248 | 1259925.3087 | 2613933.9799 | 1259920.9969
184 | 2613884.1875 | 1259946.6158 | 2613889.2124 | 1259947.3725 | 2613894.3034 | 1259945.5943 | 2613916.2092 | 1259932.0138
185 | 2613940.4881 | 1259916.9622 | 2613933.9799 | 1259920.9969
186 | 2613884.1875 | 1259946.6158 | 2613886.2122 | 1259934.7903 | 2613891.6782 | 1259917.7137
187 | 2613940.4881 | 1259916.9622 | 2613941.1336 | 1259916.562 | 2613951.9737 | 1259907.9371
188 | 2613891.6782 | 1259917.7137 | 2613884.1728 | 1259904.253
189 | 2613891.6782 | 1259917.7137 | 2613900.574 | 1259897.0983 | 2613901.8492 | 1259885.99
190 | 2613951.9737 | 1259907.9371 | 2613958.7032 | 1259902.5827
191 | 2613884.1728 | 1259904.253 | 2613871.3682 | 1259881.2887
192 | 2613901.8492 | 1259885.99 | 2613903.5251 | 1259871.3919
193 | 2613871.3682 | 1259881.2887 | 2613861.4439 | 1259863.4901
194 | 2613905.5867 | 1259856.898 | 2613904.6052 | 1259861.9839 | 2613903.5251 | 1259871.3919
195 | 2613861.4439 | 1259863.4901 | 2613852.3961 | 1259847.2633
196 | 2613852.3961 | 1259847.2633 | 2613847.503 | 1259838.4879
197 | 2613839.4679 | 1259824.0774 | 2613847.503 | 1259838.4879
198 | 2613839.4679 | 1259824.0774 | 2613836.5851 | 1259818.9071 | 2613828.6077 | 1259804.6035
199 | 2613818.678 | 1259786.7993 | 2613828.6077 | 1259804.6035
200 | 2614247.2877 | 1260034.7571 | 2614240.7638 | 1260038.2148
201 | 2614247.2877 | 1260034.7571 | 2614261.9504 | 1260032.6686
202 | 2614261.9504 | 1260032.6686 | 2614271.4659 | 1260030.8609

## bus_geodata
| x | y | coords
0 | 2613940.2401 | 1259627.8781
1 | 2613946.8408 | 1259622.6261
2 | 2613934.1769 | 1259632.9393
3 | 2613949.1129 | 1259620.8182
4 | 2613927.7921 | 1259641.4039
5 | 2613964.1333 | 1259608.8668
6 | 2613922.0903 | 1259653.2923
7 | 2613965.7121 | 1259607.6106
8 | 2613921.4146 | 1259655.2105
9 | 2613960.8827 | 1259596.5
10 | 2613959.4719 | 1259593.2544
11 | 2613987.7346 | 1259590.674
12 | 2614178.1644 | 1259406.8334
13 | 2614179.3679 | 1259422.8089
14 | 2614178.8116 | 1259426.4123
15 | 2614175.2111 | 1259449.7357
16 | 2614166.2641 | 1259489.572
17 | 2614158.1706 | 1259510.6091
18 | 2614176.1576 | 1259483.9411
19 | 2614214.972 | 1259468.4296
20 | 2614221.7102 | 1259477.0645
21 | 2614210.545 | 1259466.4954
22 | 2614222.2303 | 1259477.731
23 | 2614223.4368 | 1259481.1279
24 | 2614225.7796 | 1259515.0131
25 | 2614225.3067 | 1259520.7791
26 | 2614223.9319 | 1259537.5418
27 | 2614223.8877 | 1259538.0806
28 | 2614153.2119 | 1259529.9544
29 | 2614151.8785 | 1259539.6546
30 | 2614299.7765 | 1259558.033
31 | 2614220.1266 | 1259583.9391
32 | 2614218.5148 | 1259603.5911
33 | 2614217.0807 | 1259621.077
34 | 2614215.3671 | 1259640.7413
35 | 2614286.4768 | 1259723.9962
36 | 2614267.1437 | 1259721.6926
37 | 2614276.1972 | 1259774.0832
38 | 2614258.9902 | 1259710.0119
39 | 2614286.7238 | 1259777.9555
40 | 2614263.8991 | 1259798.6592
41 | 2614253.792 | 1259698.4893
42 | 2614261.036 | 1259795.1944
43 | 2614248.5125 | 1259819.5253
44 | 2614260.671 | 1259627.5565
45 | 2614251.0698 | 1259628.0192
46 | 2614265.2937 | 1259634.4059
47 | 2614244.3462 | 1259631.7101
48 | 2614269.4384 | 1259641.7885
49 | 2614234.2007 | 1259637.2794
50 | 2614226.6696 | 1259641.4135
51 | 2614214.6402 | 1259648.0169
52 | 2614150.4045 | 1259550.3782
53 | 2614148.3294 | 1259565.4741
54 | 2614147.9587 | 1259568.1712
55 | 2614144.7265 | 1259587.2301
56 | 2614140.2455 | 1259610.5474
57 | 2614137.0236 | 1259627.3174
58 | 2614121.5523 | 1259597.1185
59 | 2614136.0179 | 1259632.5523
60 | 2614118.4166 | 1259592.8866
61 | 2614097.0687 | 1259559.5722
62 | 2614089.665 | 1259548.0183
63 | 2614077.4545 | 1259535.7928
64 | 2614092.9602 | 1259536.6279
65 | 2614152.9032 | 1259634.2936
66 | 2614134.8656 | 1259638.5425
67 | 2614075.9772 | 1259533.5722
68 | 2614096.5953 | 1259524.063
69 | 2614161.6962 | 1259635.2041
70 | 2614165.7303 | 1259647.247
71 | 2614105.9514 | 1259654.5378
72 | 2614128.1442 | 1259673.8616
73 | 2614180.6568 | 1259662.3205
74 | 2614090.9376 | 1259662.8435
75 | 2614123.73 | 1259697.0571
76 | 2614207.0584 | 1259688.9821
77 | 2614211.6265 | 1259664.3
78 | 2614203.3243 | 1259699.9709
79 | 2614199.9129 | 1259710.0104
80 | 2614123.547 | 1259698.0188
81 | 2614116.7744 | 1259733.6069
82 | 2614115.9264 | 1259738.0634
83 | 2614075.5388 | 1259640.0231
84 | 2614090.1951 | 1259663.2543
85 | 2614197.8131 | 1259716.19
86 | 2614031.4615 | 1259574.7022
87 | 2614040.03 | 1259587.4004
88 | 2614044.3913 | 1259593.8636
89 | 2614065.0872 | 1259624.5342
90 | 2613866.7462 | 1259614.6733
91 | 2613880.9999 | 1259643.1215
92 | 2613889.6391 | 1259663.4695
93 | 2613899.5191 | 1259686.7396
94 | 2613902.2208 | 1259693.1028
95 | 2613852.7727 | 1259661.7151
96 | 2613869.7783 | 1259697.7463
97 | 2613839.5713 | 1259633.7443
98 | 2613876.8851 | 1259712.804
99 | 2613883.0246 | 1259725.8124
100 | 2613891.659 | 1259744.1067
101 | 2613916.0832 | 1259725.7529
102 | 2613929.8738 | 1259706.4702
103 | 2613946.3032 | 1259733.7059
104 | 2613968.4824 | 1259709.9471
105 | 2613934.3276 | 1259760.2345
106 | 2613916.2486 | 1259726.1423
107 | 2613932.4848 | 1259764.3831
108 | 2613929.3319 | 1259771.2807
109 | 2613903.2217 | 1259768.6055
110 | 2613907.8158 | 1259778.3394
111 | 2613917.107 | 1259798.0254
112 | 2613915.2488 | 1259806.8053
113 | 2613973.5413 | 1259706.9625
114 | 2613988.0899 | 1259699.1375
115 | 2613976.649 | 1259705.1291
116 | 2613996.6754 | 1259696.8226
117 | 2614004.3031 | 1259694.7659
118 | 2614057.9786 | 1259678.5039
119 | 2614108.9312 | 1259774.8211
120 | 2614103.3463 | 1259804.1686
121 | 2614062.5716 | 1259797.1744
122 | 2614192.0649 | 1259733.1064
123 | 2614189.5942 | 1259740.3772
124 | 2614180.6122 | 1259766.8104
125 | 2614180.1794 | 1259768.0841
126 | 2614095.4361 | 1259860.3829
127 | 2614092.2472 | 1259883.0448
128 | 2614049.1574 | 1259801.9944
129 | 2614171.3753 | 1259793.9935
130 | 2614165.3309 | 1259811.7817
131 | 2614163.6455 | 1259816.7417
132 | 2614151.1049 | 1259853.6472
133 | 2614146.2496 | 1259867.936
134 | 2614156.54 | 1259863.2525
135 | 2614120.0429 | 1259880.9746
136 | 2614195.6555 | 1259845.4499
137 | 2614174.7742 | 1259854.9536
138 | 2614197.4886 | 1259844.6156
139 | 2614172.9392 | 1259855.7887
140 | 2614225.8732 | 1259831.6969
141 | 2614260.7814 | 1259769.4097
142 | 2613976.8952 | 1259825.918
143 | 2613975.6321 | 1259833.2195
144 | 2613981.7481 | 1259815.0521
145 | 2613972.1502 | 1259853.3457
146 | 2613986.7376 | 1259803.8804
147 | 2613969.4703 | 1259868.8366
148 | 2614011.1188 | 1259789.1494
149 | 2613966.6416 | 1259885.1871
150 | 2614041.6336 | 1259820.1969
151 | 2614036.5788 | 1259845.6037
152 | 2614035.9198 | 1259848.9159
153 | 2614031.5991 | 1259870.6325
154 | 2614030.1132 | 1259878.1011
155 | 2614090.468 | 1259895.6889
156 | 2613962.7361 | 1259894.0286
157 | 2614027.2512 | 1259892.4859
158 | 2614026.3389 | 1259897.0715
159 | 2614023.1135 | 1259905.9421
160 | 2614087.278 | 1259909.9995
161 | 2614085.0304 | 1259921.2411
162 | 2614082.5015 | 1259937.0163
163 | 2614020.4374 | 1259913.3019
164 | 2614009.359 | 1259929.3311
165 | 2614006.9457 | 1259931.5189
166 | 2614079.9244 | 1259953.0917
167 | 2614110.1269 | 1259962.9565
168 | 2614074.8873 | 1259969.378
169 | 2614145.7583 | 1259957.274
170 | 2614056.8001 | 1259995.8882
171 | 2613999.7936 | 1259938.0025
172 | 2613987.3515 | 1259949.2817
173 | 2614166.4429 | 1259946.6834
174 | 2614050.7327 | 1260000.5187
175 | 2614183.0106 | 1259930.7328
176 | 2614188.5549 | 1260014.4584
177 | 2614185.3697 | 1259928.17
178 | 2614246.0895 | 1260028.4833
179 | 2613962.5801 | 1259968.5406
180 | 2613979.9136 | 1259955.0644
181 | 2613927.0248 | 1259925.3087
182 | 2613916.2092 | 1259932.0138
183 | 2613933.9799 | 1259920.9969
184 | 2613884.1875 | 1259946.6158
185 | 2613940.4881 | 1259916.9622
186 | 2613891.6782 | 1259917.7137
187 | 2613951.9737 | 1259907.9371
188 | 2613884.1728 | 1259904.253
189 | 2613901.8493 | 1259885.99
190 | 2613958.7032 | 1259902.5827
191 | 2613871.3682 | 1259881.2887
192 | 2613903.5251 | 1259871.3919
193 | 2613905.5867 | 1259856.898
194 | 2613861.4439 | 1259863.4901
195 | 2613852.3961 | 1259847.2633
196 | 2613847.503 | 1259838.4879
197 | 2613839.4679 | 1259824.0774
198 | 2613828.6077 | 1259804.6035
199 | 2613818.678 | 1259786.7993
200 | 2614240.7638 | 1260038.2148
201 | 2614247.2877 | 1260034.7571
202 | 2614261.9504 | 1260032.6686
203 | 2614271.4659 | 1260030.8609
204 | 2614090.9376 | 1259662.8435

## line_std_types
| c_nf_per_km | r_ohm_per_km | x_ohm_per_km | max_i_ka | type | q_mm2 | alpha | voltage_rating
NAYY 4x50 SE | 210 | 0.642 | 0.083 | 0.142 | cs | 50 | 0.00403 | LV
NAYY 4x120 SE | 264 | 0.225 | 0.08 | 0.242 | cs | 120 | 0.00403 | LV
NAYY 4x150 SE | 261 | 0.208 | 0.08 | 0.27 | cs | 150 | 0.00403 | LV
NA2XS2Y 1x95 RM/25 12/20 kV | 216 | 0.313 | 0.132 | 0.252 | cs | 95 | 0.00403 | MV
NA2XS2Y 1x185 RM/25 12/20 kV | 273 | 0.161 | 0.117 | 0.362 | cs | 185 | 0.00403 | MV
NA2XS2Y 1x240 RM/25 12/20 kV | 304 | 0.122 | 0.112 | 0.421 | cs | 240 | 0.00403 | MV
NA2XS2Y 1x95 RM/25 6/10 kV | 315 | 0.313 | 0.123 | 0.249 | cs | 95 | 0.00403 | MV
NA2XS2Y 1x185 RM/25 6/10 kV | 406 | 0.161 | 0.11 | 0.358 | cs | 185 | 0.00403 | MV
NA2XS2Y 1x240 RM/25 6/10 kV | 456 | 0.122 | 0.105 | 0.416 | cs | 240 | 0.00403 | MV
NA2XS2Y 1x150 RM/25 12/20 kV | 250 | 0.206 | 0.116 | 0.319 | cs | 150 | 0.00403 | MV
NA2XS2Y 1x120 RM/25 12/20 kV | 230 | 0.253 | 0.119 | 0.283 | cs | 120 | 0.00403 | MV
NA2XS2Y 1x70 RM/25 12/20 kV | 190 | 0.443 | 0.132 | 0.22 | cs | 70 | 0.00403 | MV
NA2XS2Y 1x150 RM/25 6/10 kV | 360 | 0.206 | 0.11 | 0.315 | cs | 150 | 0.00403 | MV
NA2XS2Y 1x120 RM/25 6/10 kV | 340 | 0.253 | 0.113 | 0.28 | cs | 120 | 0.00403 | MV
NA2XS2Y 1x70 RM/25 6/10 kV | 280 | 0.443 | 0.123 | 0.217 | cs | 70 | 0.00403 | MV
N2XS(FL)2Y 1x120 RM/35 64/110 kV | 112 | 0.153 | 0.166 | 0.366 | cs | 120 | 0.00393 | HV
N2XS(FL)2Y 1x185 RM/35 64/110 kV | 125 | 0.099 | 0.156 | 0.457 | cs | 185 | 0.00393 | HV
N2XS(FL)2Y 1x240 RM/35 64/110 kV | 135 | 0.075 | 0.149 | 0.526 | cs | 240 | 0.00393 | HV
N2XS(FL)2Y 1x300 RM/35 64/110 kV | 144 | 0.06 | 0.144 | 0.588 | cs | 300 | 0.00393 | HV
15-AL1/3-ST1A 0.4 | 11 | 1.8769 | 0.35 | 0.105 | ol | 16 | 0.00403 | LV
24-AL1/4-ST1A 0.4 | 11.25 | 1.2012 | 0.335 | 0.14 | ol | 24 | 0.00403 | LV
48-AL1/8-ST1A 0.4 | 12.2 | 0.5939 | 0.3 | 0.21 | ol | 48 | 0.00403 | LV
94-AL1/15-ST1A 0.4 | 13.2 | 0.306 | 0.29 | 0.35 | ol | 94 | 0.00403 | LV
34-AL1/6-ST1A 10.0 | 9.7 | 0.8342 | 0.36 | 0.17 | ol | 34 | 0.00403 | MV
48-AL1/8-ST1A 10.0 | 10.1 | 0.5939 | 0.35 | 0.21 | ol | 48 | 0.00403 | MV
70-AL1/11-ST1A 10.0 | 10.4 | 0.4132 | 0.339 | 0.29 | ol | 70 | 0.00403 | MV
94-AL1/15-ST1A 10.0 | 10.75 | 0.306 | 0.33 | 0.35 | ol | 94 | 0.00403 | MV
122-AL1/20-ST1A 10.0 | 11.1 | 0.2376 | 0.323 | 0.41 | ol | 122 | 0.00403 | MV
149-AL1/24-ST1A 10.0 | 11.25 | 0.194 | 0.315 | 0.47 | ol | 149 | 0.00403 | MV
34-AL1/6-ST1A 20.0 | 9.15 | 0.8342 | 0.382 | 0.17 | ol | 34 | 0.00403 | MV
48-AL1/8-ST1A 20.0 | 9.5 | 0.5939 | 0.372 | 0.21 | ol | 48 | 0.00403 | MV
70-AL1/11-ST1A 20.0 | 9.7 | 0.4132 | 0.36 | 0.29 | ol | 70 | 0.00403 | MV
94-AL1/15-ST1A 20.0 | 10 | 0.306 | 0.35 | 0.35 | ol | 94 | 0.00403 | MV
122-AL1/20-ST1A 20.0 | 10.3 | 0.2376 | 0.344 | 0.41 | ol | 122 | 0.00403 | MV
149-AL1/24-ST1A 20.0 | 10.5 | 0.194 | 0.337 | 0.47 | ol | 149 | 0.00403 | MV
184-AL1/30-ST1A 20.0 | 10.75 | 0.1571 | 0.33 | 0.535 | ol | 184 | 0.00403 | MV
243-AL1/39-ST1A 20.0 | 11 | 0.1188 | 0.32 | 0.645 | ol | 243 | 0.00403 | MV
48-AL1/8-ST1A 110.0 | 8 | 0.5939 | 0.46 | 0.21 | ol | 48 | 0.00403 | HV
70-AL1/11-ST1A 110.0 | 8.4 | 0.4132 | 0.45 | 0.29 | ol | 70 | 0.00403 | HV
94-AL1/15-ST1A 110.0 | 8.65 | 0.306 | 0.44 | 0.35 | ol | 94 | 0.00403 | HV
122-AL1/20-ST1A 110.0 | 8.5 | 0.2376 | 0.43 | 0.41 | ol | 122 | 0.00403 | HV
149-AL1/24-ST1A 110.0 | 8.75 | 0.194 | 0.41 | 0.47 | ol | 149 | 0.00403 | HV
184-AL1/30-ST1A 110.0 | 8.8 | 0.1571 | 0.4 | 0.535 | ol | 184 | 0.00403 | HV
243-AL1/39-ST1A 110.0 | 9 | 0.1188 | 0.39 | 0.645 | ol | 243 | 0.00403 | HV
305-AL1/39-ST1A 110.0 | 9.2 | 0.0949 | 0.38 | 0.74 | ol | 305 | 0.00403 | HV
490-AL1/64-ST1A 110.0 | 9.75 | 0.059 | 0.37 | 0.96 | ol | 490 | 0.00403 | HV
679-AL1/86-ST1A 110.0 | 9.95 | 0.042 | 0.36 | 1.15 | ol | 679 | 0.00403 | HV
490-AL1/64-ST1A 220.0 | 10 | 0.059 | 0.285 | 0.96 | ol | 490 | 0.00403 | HV
679-AL1/86-ST1A 220.0 | 11.7 | 0.042 | 0.275 | 1.15 | ol | 679 | 0.00403 | HV
490-AL1/64-ST1A 380.0 | 11 | 0.059 | 0.253 | 0.96 | ol | 490 | 0.00403 | HV
679-AL1/86-ST1A 380.0 | 14.6 | 0.042 | 0.25 | 1.15 | ol | 679 | 0.00403 | HV

## trafo_std_types
| i0_percent | pfe_kw | vkr_percent | sn_mva | vn_lv_kv | vn_hv_kv | vk_percent | shift_degree | vector_group | tap_side | tap_neutral | tap_min | tap_max | tap_step_degree | tap_step_percent | tap_phase_shifter
160 MVA 380/110 kV | 0.06 | 60 | 0.25 | 160 | 110 | 380 | 12.2 | 0 | Yy0 | hv | 0 | -9 | 9 | 0 | 1.5 | FALSE
100 MVA 220/110 kV | 0.06 | 55 | 0.26 | 100 | 110 | 220 | 12 | 0 | Yy0 | hv | 0 | -9 | 9 | 0 | 1.5 | FALSE
63 MVA 110/20 kV | 0.04 | 22 | 0.32 | 63 | 20 | 110 | 18 | 150 | YNd5 | hv | 0 | -9 | 9 | 0 | 1.5 | FALSE
40 MVA 110/20 kV | 0.05 | 18 | 0.34 | 40 | 20 | 110 | 16.2 | 150 | YNd5 | hv | 0 | -9 | 9 | 0 | 1.5 | FALSE
25 MVA 110/20 kV | 0.07 | 14 | 0.41 | 25 | 20 | 110 | 12 | 150 | YNd5 | hv | 0 | -9 | 9 | 0 | 1.5 | FALSE
63 MVA 110/10 kV | 0.04 | 22 | 0.32 | 63 | 10 | 110 | 18 | 150 | YNd5 | hv | 0 | -9 | 9 | 0 | 1.5 | FALSE
40 MVA 110/10 kV | 0.05 | 18 | 0.34 | 40 | 10 | 110 | 16.2 | 150 | YNd5 | hv | 0 | -9 | 9 | 0 | 1.5 | FALSE
25 MVA 110/10 kV | 0.07 | 14 | 0.41 | 25 | 10 | 110 | 12 | 150 | YNd5 | hv | 0 | -9 | 9 | 0 | 1.5 | FALSE
0.25 MVA 20/0.4 kV | 0.32 | 0.8 | 1.44 | 0.25 | 0.4 | 20 | 6 | 150 | Yzn5 | hv | 0 | -2 | 2 | 0 | 2.5 | FALSE
0.4 MVA 20/0.4 kV | 0.3375 | 1.35 | 1.425 | 0.4 | 0.4 | 20 | 6 | 150 | Dyn5 | hv | 0 | -2 | 2 | 0 | 2.5 | FALSE
0.63 MVA 20/0.4 kV | 0.2619 | 1.65 | 1.206 | 0.63 | 0.4 | 20 | 6 | 150 | Dyn5 | hv | 0 | -2 | 2 | 0 | 2.5 | FALSE
0.25 MVA 10/0.4 kV | 0.24 | 0.6 | 1.2 | 0.25 | 0.4 | 10 | 4 | 150 | Dyn5 | hv | 0 | -2 | 2 | 0 | 2.5 | FALSE
0.4 MVA 10/0.4 kV | 0.2375 | 0.95 | 1.325 | 0.4 | 0.4 | 10 | 4 | 150 | Dyn5 | hv | 0 | -2 | 2 | 0 | 2.5 | FALSE
0.63 MVA 10/0.4 kV | 0.1873 | 1.18 | 1.0794 | 0.63 | 0.4 | 10 | 4 | 150 | Dyn5 | hv | 0 | -2 | 2 | 0 | 2.5 | FALSE

## trafo3w_std_types
| sn_hv_mva | sn_mv_mva | sn_lv_mva | vn_hv_kv | vn_mv_kv | vn_lv_kv | vk_hv_percent | vk_mv_percent | vk_lv_percent | vkr_hv_percent | vkr_mv_percent | vkr_lv_percent | pfe_kw | i0_percent | shift_mv_degree | shift_lv_degree | vector_group | tap_side | tap_neutral | tap_min | tap_max | tap_step_percent
63/25/38 MVA 110/20/10 kV | 63 | 25 | 38 | 110 | 20 | 10 | 10.4 | 10.4 | 10.4 | 0.28 | 0.32 | 0.35 | 35 | 0.89 | 0 | 0 | YN0yn0yn0 | hv | 0 | -10 | 10 | 1.2
63/25/38 MVA 110/10/10 kV | 63 | 25 | 38 | 110 | 10 | 10 | 10.4 | 10.4 | 10.4 | 0.28 | 0.32 | 0.35 | 35 | 0.89 | 0 | 0 | YN0yn0yn0 | hv | 0 | -10 | 10 | 1.2

## fuse_std_types
| fuse_type | i_rated_a | t_avg | t_min | t_total | x_avg | x_min | x_total
HV 100A | HV 100A | 100 | 0 | [10.0, 3.64, 0.854, 0.281, 0.1, 0.0531, 0.022, 0.01] | [10.0, 4.267, 1.21, 0.403, 0.1, 0.058, 0.022, 0.01] | 0 | [300.0, 350.0, 450.0, 550.0, 700.0, 850.0, 1200.0, 1752.0] | [600.0, 700.0, 900.0, 1150.0, 1665.0, 2000.0, 3000.0, 4313.0]
HV 10A | HV 10A | 10 | 0 | [10.0, 1675.0, 0.344, 0.156, 0.1, 0.0417, 0.0171, 0.01] | [10.0, 1.3, 0.3, 0.155, 0.1, 0.0555, 0.023, 0.01] | 0 | [30.0, 32.0, 35.0, 37.0, 39.0, 50.0, 70.0, 88.0] | [60.0, 70.0, 80.0, 87.0, 94.0, 110.0, 150.0, 216.0]
HV 125A | HV 125A | 125 | 0 | [10.0, 1.82, 0.344, 0.1, 0.0467, 0.0269, 0.01] | [10.0, 2.478, 0.426, 0.1, 0.0427, 0.0211, 0.01] | 0 | [375.0, 500.0, 700.0, 925.0, 1200.0, 1500.0, 2341.0] | [750.0, 1000.0, 1500.0, 2200.0, 3000.0, 4000.0, 5765.0]
HV 160A | HV 160A | 160 | 0 | [10.0, 4.15, 1.03, 0.198, 0.1, 0.051, 0.0172, 0.01] | [10.0, 2.3, 0.734, 0.274, 0.1, 0.046, 0.0177, 0.01] | 0 | [480.0, 550.0, 700.0, 1000.0, 1260.0, 1600.0, 2500.0, 3227.0] | [960.0, 1300.0, 1700.0, 2200.0, 2996.0, 4000.0, 6000.0, 7946.0]
HV 16A | HV 16A | 16 | 0 | [10.0, 0.352, 0.164, 0.1, 0.0649, 0.0342, 0.01] | [10.0, 2.34, 0.722, 0.181, 0.1, 0.055, 0.0296, 0.01] | 0 | [48.0, 60.0, 65.0, 71.0, 80.0, 100.0, 162.0] | [96.0, 110.0, 125.0, 150.0, 168.0, 200.0, 250.0, 398.0]
HV 200A | HV 200A | 200 | 0 | [10.0, 4.267, 1.21, 0.403, 0.1, 0.058, 0.022, 0.01] | [10.0, 3.73, 1.654, 0.328, 0.1, 0.0531, 0.019, 0.01] | 0 | [600.0, 700.0, 900.0, 1150.0, 1665.0, 2000.0, 3000.0, 4313.0] | [1200.0, 1500.0, 1800.0, 2700.0, 3960.0, 5000.0, 7500.0, 10620.0]
HV 20A | HV 20A | 20 | 0 | [10.0, 1.3, 0.3, 0.155, 0.1, 0.0555, 0.023, 0.01] | [10.0, 1.3, 0.161, 0.1, 0.0611, 0.0399, 0.0141, 0.01] | 0 | [60.0, 70.0, 80.0, 87.0, 94.0, 110.0, 150.0, 216.0] | [120.0, 150.0, 200.0, 223.0, 260.0, 300.0, 450.0, 532.0]
HV 25A | HV 25A | 25 | 0 | [10.0, 2.512, 0.833, 0.299, 0.1, 0.0372, 0.0223, 0.01] | [10.0, 3.125, 0.597, 0.198, 0.1, 0.0378, 0.022, 0.01] | 0 | [75.0, 82.0, 90.0, 100.0, 124.0, 170.0, 200.0, 289.0] | [150.0, 170.0, 210.0, 250.0, 294.0, 400.0, 500.0, 711.0]
HV 31.5A | HV 31.5A | 31.5 | 0 | [10.0, 2.34, 0.722, 0.181, 0.1, 0.055, 0.0296, 0.01] | [10.0, 2.84, 0.368, 0.164, 0.1, 0.0621, 0.0378, 0.0195, 0.01] | 0 | [95.0, 110.0, 125.0, 150.0, 165.0, 200.0, 250.0, 390.0] | [189.0, 220.0, 300.0, 350.0, 393.0, 450.0, 530.0, 700.0, 960.0]
HV 40A | HV 40A | 40 | 0 | [10.0, 1.3, 0.161, 0.1, 0.0611, 0.0399, 0.0141, 0.01] | [10.0, 2.05, 0.369, 0.198, 0.1, 0.051, 0.0298, 0.01] | 0 | [120.0, 150.0, 200.0, 223.0, 260.0, 300.0, 450.0, 532.0] | [240.0, 300.0, 400.0, 450.0, 530.0, 650.0, 800.0, 1311.0]
HV 50A | HV 50A | 50 | 0 | [10.0, 3.215, 0.597, 0.198, 0.1, 0.0378, 0.022, 0.01] | [10.0, 3.64, 0.854, 0.281, 0.1, 0.0531, 0.022, 0.01] | 0 | [150.0, 170.0, 210.0, 250.0, 294.0, 400.0, 500.0, 711.0] | [300.0, 350.0, 450.0, 550.0, 700.0, 850.0, 1200.0, 1752.0]
HV 6.3A | HV 6.3A | 6.3 | 0 | [10.0, 1.39, 0.344, 0.168, 0.1, 0.056, 0.0263, 0.01] | [10.0, 1.711, 0.516, 0.198, 0.1, 0.0634, 0.0303, 0.01] | 0 | [19.0, 19.5, 20.4, 20.8, 22.0, 25.0, 32.0, 48.0] | [38.0, 40.0, 43.0, 48.0, 53.0, 60.0, 75.0, 118.0]
HV 63A | HV 63A | 63 | 0 | [10.0, 2.84, 0.368, 0.164, 0.1, 0.0621, 0.0378, 0.0195, 0.01] | [10.0, 1.82, 0.344, 0.1, 0.0467, 0.0269, 0.01] | 0 | [189.0, 220.0, 300.0, 350.0, 393.0, 450.0, 530.0, 700.0, 961.0] | [378.0, 500.0, 700.0, 934.0, 1200.0, 1500.0, 2366.0]
HV 80A | HV 80A | 80 | 0 | [10.0, 2.05, 0.369, 0.198, 0.1, 0.051, 0.0298, 0.01] | [10.0, 4.15, 1.03, 0.198, 0.1, 0.051, 0.0172, 0.01] | 0 | [240.0, 300.0, 400.0, 450.0, 530.0, 650.0, 800.0, 1311.0] | [480.0, 550.0, 700.0, 1000.0, 1260.0, 1600.0, 2500.0, 3227.0]
Siemens NH-1-100 | Siemens NH-1-100 | 100 | [5400.0, 2000.0, 400.0, 20.0, 1.0, 0.2, 0.012, 0.004] | 0 | 0 | [150.0, 190.0, 250.0, 430.0, 900.0, 1250.0, 2700.0, 3600.0] | 0 | 0
Siemens NH-1-125 | Siemens NH-1-125 | 125 | [4800.0, 120.0, 7.0, 0.1, 0.004] | 0 | 0 | [180.0, 400.0, 740.0, 2000.0, 4250.0] | 0 | 0
Siemens NH-1-16 | Siemens NH-1-16 | 16 | [4000.0, 400.0, 2.0, 0.1, 0.04, 0.01] | 0 | 0 | [26.0, 35.0, 75.0, 150.0, 200.0, 300.0] | 0 | 0
Siemens NH-1-160 | Siemens NH-1-160 | 160 | [4800.0, 120.0, 7.0, 0.1, 0.004] | 0 | 0 | [210.0, 500.0, 900.0, 2300.0, 5000.0] | 0 | 0
Siemens NH-1-25 | Siemens NH-1-25 | 25 | [4000.0, 1000.0, 10.0, 0.2, 0.02, 0.01] | 0 | 0 | [40.0, 50.0, 100.0, 210.0, 400.0, 500.0] | 0 | 0
Siemens NH-1-50 | Siemens NH-1-50 | 50 | [4000.0, 40.0, 4.0, 1.0, 0.02, 0.01] | 0 | 0 | [86.0, 200.0, 300.0, 400.0, 1000.0, 1280.0] | 0 | 0
Siemens NH-1-63 | Siemens NH-1-63 | 63 | [4000.0, 100.0, 10.0, 2.0, 0.04, 0.01] | 0 | 0 | [100.0, 200.0, 300.0, 400.0, 1000.0, 1500.0] | 0 | 0
Siemens NH-1-80 | Siemens NH-1-80 | 80 | [4800.0, 120.0, 7.0, 0.1, 0.01] | 0 | 0 | [150.58, 250.0, 450.0, 1150.0, 2470.0] | 0 | 0
Siemens NH-2-1000 | Siemens NH-2-1000 | 1000 | [4800.0, 120.0, 7.0, 0.1, 0.004] | 0 | 0 | [1900.0, 3500.0, 8400.0, 24000.0, 52000.0] | 0 | 0
Siemens NH-2-200 | Siemens NH-2-200 | 200 | [4800.0, 120.0, 7.0, 0.1, 0.004] | 0 | 0 | [280.0, 650.0, 1200.0, 3000.0, 7000.0] | 0 | 0
Siemens NH-2-224 | Siemens NH-2-224 | 224 | [4800.0, 120.0, 7.0, 0.2, 0.04, 0.004] | 0 | 0 | [400.0, 750.0, 1453.0, 3025.0, 4315.0, 7600.0] | 0 | 0
Siemens NH-2-250 | Siemens NH-2-250 | 250 | [4800.0, 120.0, 7.0, 0.1, 0.004] | 0 | 0 | [450.0, 800.0, 1650.0, 4000.0, 8500.0] | 0 | 0
Siemens NH-2-315 | Siemens NH-2-315 | 315 | [4800.0, 120.0, 7.0, 0.1, 0.004] | 0 | 0 | [550.0, 920.0, 1900.0, 5000.0, 11000.0] | 0 | 0
Siemens NH-2-355 | Siemens NH-2-355 | 355 | [4800.0, 120.0, 6.0, 0.1, 0.004] | 0 | 0 | [650.0, 1116.27, 2350.0, 5840.0, 12790.0] | 0 | 0
Siemens NH-2-400 | Siemens NH-2-400 | 400 | [4800.0, 120.0, 7.0, 0.1, 0.004] | 0 | 0 | [720.0, 1350.0, 2800.0, 6500.0, 15000.0] | 0 | 0
Siemens NH-2-425 | Siemens NH-2-425 | 425 | [4800.0, 120.0, 7.0, 0.1, 0.004] | 0 | 0 | [850.0, 1500.0, 3050.0, 7500.0, 16500.0] | 0 | 0
Siemens NH-2-630 | Siemens NH-2-630 | 630 | [4800.0, 120.0, 7.0, 0.1, 0.004] | 0 | 0 | [1200.0, 2000.0, 4800.0, 12000.0, 26000.0] | 0 | 0

## dtypes
| element | column | dtype
0 | bus | name | object
1 | bus | vn_kv | float64
2 | bus | type | object
3 | bus | zone | object
4 | bus | in_service | bool
5 | load | name | object
6 | load | bus | uint32
7 | load | p_mw | float64
8 | load | q_mvar | float64
9 | load | const_z_percent | float64
10 | load | const_i_percent | float64
11 | load | sn_mva | float64
12 | load | scaling | float64
13 | load | in_service | bool
14 | load | type | object
15 | ext_grid | name | object
16 | ext_grid | bus | uint32
17 | ext_grid | vm_pu | float64
18 | ext_grid | va_degree | float64
19 | ext_grid | slack_weight | float64
20 | ext_grid | in_service | bool
21 | line | name | object
22 | line | std_type | object
23 | line | from_bus | uint32
24 | line | to_bus | uint32
25 | line | length_km | float64
26 | line | r_ohm_per_km | float64
27 | line | x_ohm_per_km | float64
28 | line | c_nf_per_km | float64
29 | line | g_us_per_km | float64
30 | line | max_i_ka | float64
31 | line | df | float64
32 | line | parallel | uint32
33 | line | type | object
34 | line | in_service | bool
35 | trafo | name | object
36 | trafo | std_type | object
37 | trafo | hv_bus | uint32
38 | trafo | lv_bus | uint32
39 | trafo | sn_mva | float64
40 | trafo | vn_hv_kv | float64
41 | trafo | vn_lv_kv | float64
42 | trafo | vk_percent | float64
43 | trafo | vkr_percent | float64
44 | trafo | pfe_kw | float64
45 | trafo | i0_percent | float64
46 | trafo | shift_degree | float64
47 | trafo | tap_side | object
48 | trafo | tap_neutral | int32
49 | trafo | tap_min | int32
50 | trafo | tap_max | int32
51 | trafo | tap_step_percent | float64
52 | trafo | tap_step_degree | float64
53 | trafo | tap_pos | int32
54 | trafo | tap_phase_shifter | bool
55 | trafo | parallel | uint32
56 | trafo | df | float64
57 | trafo | in_service | bool
58 | line_geodata | coords | object
59 | bus_geodata | x | float64
60 | bus_geodata | y | float64
61 | bus_geodata | coords | object

## parameters
| version | format_version | converged | OPF_converged | name | f_hz | sn_mva
0 | 2.14.6 | 2.14.0 | FALSE | FALSE |  | 50 | 1