## bus
| name | vn_kv | type | zone | in_service
0 | bus_LV_2767-10_0_7_node_0 | 0.4 | n |  | TRUE
1 | bus_LV_2767-10_0_7_node_1 | 0.4 | n |  | TRUE
2 | bus_LV_2767-10_0_7_node_2 | 0.4 | n |  | TRUE
3 | bus_LV_2767-10_0_7_node_3 | 0.4 | n |  | TRUE
4 | bus_LV_2767-10_0_7_node_5 | 0.4 | n |  | TRUE
5 | bus_LV_2767-10_0_7_node_4 | 0.4 | n |  | TRUE
6 | bus_LV_2767-10_0_7_node_8 | 0.4 | n |  | TRUE
7 | bus_LV_2767-10_0_7_node_6 | 0.4 | n |  | TRUE
8 | bus_LV_2767-10_0_7_node_9 | 0.4 | n |  | TRUE
9 | bus_LV_2767-10_0_7_node_7 | 0.4 | n |  | TRUE
10 | bus_LV_2767-10_0_7_node_19 | 0.4 | n |  | TRUE
11 | bus_LV_2767-10_0_7_node_16 | 0.4 | n |  | TRUE
12 | bus_LV_2767-10_0_7_node_22 | 0.4 | n |  | TRUE
13 | bus_LV_2767-10_0_7_node_35 | 0.4 | n |  | TRUE
14 | bus_LV_2767-10_0_7_node_17 | 0.4 | n |  | TRUE
15 | bus_LV_2767-10_0_7_node_10 | 0.4 | n |  | TRUE
16 | bus_LV_2767-10_0_7_node_11 | 0.4 | n |  | TRUE
17 | bus_LV_2767-10_0_7_node_23 | 0.4 | n |  | TRUE
18 | bus_LV_2767-10_0_7_node_21 | 0.4 | n |  | TRUE
19 | bus_LV_2767-10_0_7_node_12 | 0.4 | n |  | TRUE
20 | bus_LV_2767-10_0_7_node_13 | 0.4 | n |  | TRUE
21 | bus_LV_2767-10_0_7_node_15 | 0.4 | n |  | TRUE
22 | bus_LV_2767-10_0_7_node_47 | 0.4 | n |  | TRUE
23 | bus_LV_2767-10_0_7_node_48 | 0.4 | n |  | TRUE
24 | bus_LV_2767-10_0_7_node_46 | 0.4 | n |  | TRUE
25 | bus_LV_2767-10_0_7_node_192 | 0.4 | n |  | TRUE
26 | bus_LV_2767-10_0_7_node_49 | 0.4 | n |  | TRUE
27 | bus_LV_2767-10_0_7_node_193 | 0.4 | n |  | TRUE
28 | bus_LV_2767-10_0_7_node_168 | 0.4 | n |  | TRUE
29 | bus_LV_2767-10_0_7_node_169 | 0.4 | n |  | TRUE
30 | bus_LV_2767-10_0_7_node_170 | 0.4 | n |  | TRUE
31 | bus_LV_2767-10_0_7_node_18 | 0.4 | n |  | TRUE
32 | bus_LV_2767-10_0_7_node_200 | 0.4 | n |  | TRUE
33 | bus_LV_2767-10_0_7_node_24 | 0.4 | n |  | TRUE
34 | bus_LV_2767-10_0_7_node_20 | 0.4 | n |  | TRUE
35 | bus_LV_2767-10_0_7_node_39 | 0.4 | n |  | TRUE
36 | bus_LV_2767-10_0_7_node_37 | 0.4 | n |  | TRUE
37 | bus_LV_2767-10_0_7_node_25 | 0.4 | n |  | TRUE
38 | bus_LV_2767-10_0_7_node_42 | 0.4 | n |  | TRUE
39 | bus_LV_2767-10_0_7_node_41 | 0.4 | n |  | TRUE
40 | bus_LV_2767-10_0_7_node_38 | 0.4 | n |  | TRUE
41 | bus_LV_2767-10_0_7_node_44 | 0.4 | n |  | TRUE
42 | bus_LV_2767-10_0_7_node_26 | 0.4 | n |  | TRUE
43 | bus_LV_2767-10_0_7_node_27 | 0.4 | n |  | TRUE
44 | bus_LV_2767-10_0_7_node_28 | 0.4 | n |  | TRUE
45 | bus_LV_2767-10_0_7_node_29 | 0.4 | n |  | TRUE
46 | bus_LV_2767-10_0_7_node_30 | 0.4 | n |  | TRUE
47 | bus_LV_2767-10_0_7_node_31 | 0.4 | n |  | TRUE
48 | bus_LV_2767-10_0_7_node_32 | 0.4 | n |  | TRUE
49 | bus_LV_2767-10_0_7_node_50 | 0.4 | n |  | TRUE
50 | bus_LV_2767-10_0_7_node_91 | 0.4 | n |  | TRUE
51 | bus_LV_2767-10_0_7_node_100 | 0.4 | n |  | TRUE
52 | bus_LV_2767-10_0_7_node_202 | 0.4 | n |  | TRUE
53 | bus_LV_2767-10_0_7_node_51 | 0.4 | n |  | TRUE
54 | bus_LV_2767-10_0_7_node_52 | 0.4 | n |  | TRUE
55 | bus_LV_2767-10_0_7_node_88 | 0.4 | n |  | TRUE
56 | bus_LV_2767-10_0_7_node_201 | 0.4 | n |  | TRUE
57 | bus_LV_2767-10_0_7_node_33 | 0.4 | n |  | TRUE
58 | bus_LV_2767-10_0_7_node_34 | 0.4 | n |  | TRUE
59 | bus_LV_2767-10_0_7_node_36 | 0.4 | n |  | TRUE
60 | bus_LV_2767-10_0_7_node_40 | 0.4 | n |  | TRUE
61 | bus_LV_2767-10_0_7_node_43 | 0.4 | n |  | TRUE
62 | bus_LV_2767-10_0_7_node_45 | 0.4 | n |  | TRUE
63 | bus_LV_2767-10_0_7_node_60 | 0.4 | n |  | TRUE
64 | bus_LV_2767-10_0_7_node_58 | 0.4 | n |  | TRUE
65 | bus_LV_2767-10_0_7_node_59 | 0.4 | n |  | TRUE
66 | bus_LV_2767-10_0_7_node_56 | 0.4 | n |  | TRUE
67 | bus_LV_2767-10_0_7_node_53 | 0.4 | n |  | TRUE
68 | bus_LV_2767-10_0_7_node_57 | 0.4 | n |  | TRUE
69 | bus_LV_2767-10_0_7_node_54 | 0.4 | n |  | TRUE
70 | bus_LV_2767-10_0_7_node_55 | 0.4 | n |  | TRUE
71 | bus_LV_2767-10_0_7_node_61 | 0.4 | n |  | TRUE
72 | bus_LV_2767-10_0_7_node_64 | 0.4 | n |  | TRUE
73 | bus_LV_2767-10_0_7_node_62 | 0.4 | n |  | TRUE
74 | bus_LV_2767-10_0_7_node_65 | 0.4 | n |  | TRUE
75 | bus_LV_2767-10_0_7_node_63 | 0.4 | n |  | TRUE
76 | bus_LV_2767-10_0_7_node_66 | 0.4 | n |  | TRUE
77 | bus_LV_2767-10_0_7_node_67 | 0.4 | n |  | TRUE
78 | bus_LV_2767-10_0_7_node_68 | 0.4 | n |  | TRUE
79 | bus_LV_2767-10_0_7_node_90 | 0.4 | n |  | TRUE
80 | bus_LV_2767-10_0_7_node_85 | 0.4 | n |  | TRUE
81 | bus_LV_2767-10_0_7_node_69 | 0.4 | n |  | TRUE
82 | bus_LV_2767-10_0_7_node_70 | 0.4 | n |  | TRUE
83 | bus_LV_2767-10_0_7_node_71 | 0.4 | n |  | TRUE
84 | bus_LV_2767-10_0_7_node_75 | 0.4 | n |  | TRUE
85 | bus_LV_2767-10_0_7_node_72 | 0.4 | n |  | TRUE
86 | bus_LV_2767-10_0_7_node_73 | 0.4 | n |  | TRUE
87 | bus_LV_2767-10_0_7_node_74 | 0.4 | n |  | TRUE
88 | bus_LV_2767-10_0_7_node_76 | 0.4 | n |  | TRUE
89 | bus_LV_2767-10_0_7_node_77 | 0.4 | n |  | TRUE
90 | bus_LV_2767-10_0_7_node_78 | 0.4 | n |  | TRUE
91 | bus_LV_2767-10_0_7_node_176 | 0.4 | n |  | TRUE
92 | bus_LV_2767-10_0_7_node_186 | 0.4 | n |  | TRUE
93 | bus_LV_2767-10_0_7_node_84 | 0.4 | n |  | TRUE
94 | bus_LV_2767-10_0_7_node_81 | 0.4 | n |  | TRUE
95 | bus_LV_2767-10_0_7_node_80 | 0.4 | n |  | TRUE
96 | bus_LV_2767-10_0_7_node_187 | 0.4 | n |  | TRUE
97 | bus_LV_2767-10_0_7_node_132 | 0.4 | n |  | TRUE
98 | bus_LV_2767-10_0_7_node_83 | 0.4 | n |  | TRUE
99 | bus_LV_2767-10_0_7_node_181 | 0.4 | n |  | TRUE
100 | bus_LV_2767-10_0_7_node_184 | 0.4 | n |  | TRUE
101 | bus_LV_2767-10_0_7_node_183 | 0.4 | n |  | TRUE
102 | bus_LV_2767-10_0_7_node_133 | 0.4 | n |  | TRUE
103 | bus_LV_2767-10_0_7_node_136 | 0.4 | n |  | TRUE
104 | bus_LV_2767-10_0_7_node_134 | 0.4 | n |  | TRUE
105 | bus_LV_2767-10_0_7_node_130 | 0.4 | n |  | TRUE
106 | bus_LV_2767-10_0_7_node_129 | 0.4 | n |  | TRUE
107 | bus_LV_2767-10_0_7_node_188 | 0.4 | n |  | TRUE
108 | bus_LV_2767-10_0_7_node_179 | 0.4 | n |  | TRUE
109 | bus_LV_2767-10_0_7_node_86 | 0.4 | n |  | TRUE
110 | bus_LV_2767-10_0_7_node_87 | 0.4 | n |  | TRUE
111 | bus_LV_2767-10_0_7_node_92 | 0.4 | n |  | TRUE
112 | bus_LV_2767-10_0_7_node_89 | 0.4 | n |  | TRUE
113 | bus_LV_2767-10_0_7_node_106 | 0.4 | n |  | TRUE
114 | bus_LV_2767-10_0_7_node_105 | 0.4 | n |  | TRUE
115 | bus_LV_2767-10_0_7_node_93 | 0.4 | n |  | TRUE
116 | bus_LV_2767-10_0_7_node_118 | 0.4 | n |  | TRUE
117 | bus_LV_2767-10_0_7_node_103 | 0.4 | n |  | TRUE
118 | bus_LV_2767-10_0_7_node_94 | 0.4 | n |  | TRUE
119 | bus_LV_2767-10_0_7_node_95 | 0.4 | n |  | TRUE
120 | bus_LV_2767-10_0_7_node_96 | 0.4 | n |  | TRUE
121 | bus_LV_2767-10_0_7_node_97 | 0.4 | n |  | TRUE
122 | bus_LV_2767-10_0_7_node_98 | 0.4 | n |  | TRUE
123 | bus_LV_2767-10_0_7_node_99 | 0.4 | n |  | TRUE
124 | bus_LV_2767-10_0_7_node_104 | 0.4 | n |  | TRUE
125 | bus_LV_2767-10_0_7_node_101 | 0.4 | n |  | TRUE
126 | bus_LV_2767-10_0_7_node_109 | 0.4 | n |  | TRUE
127 | bus_LV_2767-10_0_7_node_107 | 0.4 | n |  | TRUE
128 | bus_LV_2767-10_0_7_node_102 | 0.4 | n |  | TRUE
129 | bus_LV_2767-10_0_7_node_110 | 0.4 | n |  | TRUE
130 | bus_LV_2767-10_0_7_node_108 | 0.4 | n |  | TRUE
131 | bus_LV_2767-10_0_7_node_119 | 0.4 | n |  | TRUE
132 | bus_LV_2767-10_0_7_node_120 | 0.4 | n |  | TRUE
133 | bus_LV_2767-10_0_7_node_111 | 0.4 | n |  | TRUE
134 | bus_LV_2767-10_0_7_node_112 | 0.4 | n |  | TRUE
135 | bus_LV_2767-10_0_7_node_199 | 0.4 | n |  | TRUE
136 | bus_LV_2767-10_0_7_node_113 | 0.4 | n |  | TRUE
137 | bus_LV_2767-10_0_7_node_164 | 0.4 | n |  | TRUE
138 | bus_LV_2767-10_0_7_node_155 | 0.4 | n |  | TRUE
139 | bus_LV_2767-10_0_7_node_163 | 0.4 | n |  | TRUE
140 | bus_LV_2767-10_0_7_node_114 | 0.4 | n |  | TRUE
141 | bus_LV_2767-10_0_7_node_115 | 0.4 | n |  | TRUE
142 | bus_LV_2767-10_0_7_node_116 | 0.4 | n |  | TRUE
143 | bus_LV_2767-10_0_7_node_117 | 0.4 | n |  | TRUE
144 | bus_LV_2767-10_0_7_node_121 | 0.4 | n |  | TRUE
145 | bus_LV_2767-10_0_7_node_150 | 0.4 | n |  | TRUE
146 | bus_LV_2767-10_0_7_node_122 | 0.4 | n |  | TRUE
147 | bus_LV_2767-10_0_7_node_149 | 0.4 | n |  | TRUE
148 | bus_LV_2767-10_0_7_node_123 | 0.4 | n |  | TRUE
149 | bus_LV_2767-10_0_7_node_124 | 0.4 | n |  | TRUE
150 | bus_LV_2767-10_0_7_node_128 | 0.4 | n |  | TRUE
151 | bus_LV_2767-10_0_7_node_125 | 0.4 | n |  | TRUE
152 | bus_LV_2767-10_0_7_node_126 | 0.4 | n |  | TRUE
153 | bus_LV_2767-10_0_7_node_127 | 0.4 | n |  | TRUE
154 | bus_LV_2767-10_0_7_node_131 | 0.4 | n |  | TRUE
155 | bus_LV_2767-10_0_7_node_139 | 0.4 | n |  | TRUE
156 | bus_LV_2767-10_0_7_node_137 | 0.4 | n |  | TRUE
157 | bus_LV_2767-10_0_7_node_167 | 0.4 | n |  | TRUE
158 | bus_LV_2767-10_0_7_node_165 | 0.4 | n |  | TRUE
159 | bus_LV_2767-10_0_7_node_135 | 0.4 | n |  | TRUE
160 | bus_LV_2767-10_0_7_node_138 | 0.4 | n |  | TRUE
161 | bus_LV_2767-10_0_7_node_141 | 0.4 | n |  | TRUE
162 | bus_LV_2767-10_0_7_node_197 | 0.4 | n |  | TRUE
163 | bus_LV_2767-10_0_7_node_160 | 0.4 | n |  | TRUE
164 | bus_LV_2767-10_0_7_node_140 | 0.4 | n |  | TRUE
165 | bus_LV_2767-10_0_7_node_142 | 0.4 | n |  | TRUE
166 | bus_LV_2767-10_0_7_node_203 | 0.4 | n |  | TRUE
167 | bus_LV_2767-10_0_7_node_190 | 0.4 | n |  | TRUE
168 | bus_LV_2767-10_0_7_node_143 | 0.4 | n |  | TRUE
169 | bus_LV_2767-10_0_7_node_144 | 0.4 | n |  | TRUE
170 | bus_LV_2767-10_0_7_node_145 | 0.4 | n |  | TRUE
171 | bus_LV_2767-10_0_7_node_146 | 0.4 | n |  | TRUE
172 | bus_LV_2767-10_0_7_node_147 | 0.4 | n |  | TRUE
173 | bus_LV_2767-10_0_7_node_148 | 0.4 | n |  | TRUE
174 | bus_LV_2767-10_0_7_node_153 | 0.4 | n |  | TRUE
175 | bus_LV_2767-10_0_7_node_156 | 0.4 | n |  | TRUE
176 | bus_LV_2767-10_0_7_node_151 | 0.4 | n |  | TRUE
177 | bus_LV_2767-10_0_7_node_157 | 0.4 | n |  | TRUE
178 | bus_LV_2767-10_0_7_node_152 | 0.4 | n |  | TRUE
179 | bus_LV_2767-10_0_7_node_154 | 0.4 | n |  | TRUE
180 | bus_LV_2767-10_0_7_node_198 | 0.4 | n |  | TRUE
181 | bus_LV_2767-10_0_7_node_159 | 0.4 | n |  | TRUE
182 | bus_LV_2767-10_0_7_node_161 | 0.4 | n |  | TRUE
183 | bus_LV_2767-10_0_7_node_191 | 0.4 | n |  | TRUE
184 | bus_LV_2767-10_0_7_node_189 | 0.4 | n |  | TRUE
185 | bus_LV_2767-10_0_7_node_171 | 0.4 | n |  | TRUE
186 | bus_LV_2767-10_0_7_node_172 | 0.4 | n |  | TRUE
187 | bus_LV_2767-10_0_7_node_173 | 0.4 | n |  | TRUE
188 | bus_LV_2767-10_0_7_node_174 | 0.4 | n |  | TRUE
189 | bus_LV_2767-10_0_7_node_175 | 0.4 | n |  | TRUE
190 | bus_LV_2767-10_0_7_node_194 | 0.4 | n |  | TRUE
191 | bus_LV_2767-10_0_7_node_195 | 0.4 | n |  | TRUE
192 | bus_LV_2767-10_0_7_node_196 | 0.4 | n |  | TRUE
193 | bus_LV_2767-10_0_7_node_185 | 0.4 | n |  | TRUE
194 | bus_LV_2767-10_0_7_node_178 | 0.4 | n |  | TRUE
195 | bus_LV_2767-10_0_7_node_180 | 0.4 | n |  | TRUE
196 | bus_LV_2767-10_0_7_node_182 | 0.4 | n |  | TRUE
197 | bus_MV_569_0_node_149 | 20 | n |  | TRUE

## load
| name | bus | p_mw | q_mvar | const_z_percent | const_i_percent | sn_mva | scaling | in_service | type
0 | LV_2767-10_0_7_load_0 | 0 | 0.0024221 | 0.00060703 | 0 | 0 |  | 1 | TRUE | wye
1 | LV_2767-10_0_7_load_1 | 1 | 0.0018219 | 0.00045661 | 0 | 0 |  | 1 | TRUE | wye
2 | LV_2767-10_0_7_load_2 | 2 | 0.0017069 | 0.0004278 | 0 | 0 |  | 1 | TRUE | wye
3 | LV_2767-10_0_7_load_5 | 4 | 0.0024254 | 0.00060786 | 0 | 0 |  | 1 | TRUE | wye
4 | LV_2767-10_0_7_load_4 | 5 | 0.010386 | 0.0026029 | 0 | 0 |  | 1 | TRUE | wye
5 | LV_2767-10_0_7_load_8 | 6 | 0.0026151 | 0.00065542 | 0 | 0 |  | 1 | TRUE | wye
6 | LV_2767-10_0_7_load_6 | 7 | 0.0034676 | 0.00086906 | 0 | 0 |  | 1 | TRUE | wye
7 | LV_2767-10_0_7_load_16 | 11 | 0.005072 | 0.0012712 | 0 | 0 |  | 1 | TRUE | wye
8 | LV_2767-10_0_7_load_35 | 13 | 0.0010965 | 0.00027481 | 0 | 0 |  | 1 | TRUE | wye
9 | LV_2767-10_0_7_load_10 | 15 | 0.0021359 | 0.0005353 | 0 | 0 |  | 1 | TRUE | wye
10 | LV_2767-10_0_7_load_11 | 16 | 0.010568 | 0.0026486 | 0 | 0 |  | 1 | TRUE | wye
11 | LV_2767-10_0_7_load_21 | 18 | 0.0021584 | 0.00054095 | 0 | 0 |  | 1 | TRUE | wye
12 | LV_2767-10_0_7_load_12 | 19 | 0.0056031 | 0.0014043 | 0 | 0 |  | 1 | TRUE | wye
13 | LV_2767-10_0_7_load_47 | 22 | 0.0039362 | 0.0009865 | 0 | 0 |  | 1 | TRUE | wye
14 | LV_2767-10_0_7_load_192 | 25 | 0.0023974 | 0.00060085 | 0 | 0 |  | 1 | TRUE | wye
15 | LV_2767-10_0_7_load_49 | 26 | 0.0015734 | 0.00039433 | 0 | 0 |  | 1 | TRUE | wye
16 | LV_2767-10_0_7_load_168 | 28 | 0.0031738 | 0.00079544 | 0 | 0 |  | 1 | TRUE | wye
17 | LV_2767-10_0_7_load_169 | 29 | 0.0029308 | 0.00073453 | 0 | 0 |  | 1 | TRUE | wye
18 | LV_2767-10_0_7_load_170 | 30 | 0.001144 | 0.00028671 | 0 | 0 |  | 1 | TRUE | wye
19 | LV_2767-10_0_7_load_200 | 32 | 0.0012908 | 0.0003235 | 0 | 0 |  | 1 | TRUE | wye
20 | LV_2767-10_0_7_load_20 | 34 | 0.0029418 | 0.00073727 | 0 | 0 |  | 1 | TRUE | wye
21 | LV_2767-10_0_7_load_39 | 35 | 0.0012727 | 0.00031897 | 0 | 0 |  | 1 | TRUE | wye
22 | LV_2767-10_0_7_load_37 | 36 | 0.0014502 | 0.00036346 | 0 | 0 |  | 1 | TRUE | wye
23 | LV_2767-10_0_7_load_42 | 38 | 0.0022845 | 0.00057255 | 0 | 0 |  | 1 | TRUE | wye
24 | LV_2767-10_0_7_load_41 | 39 | 0.0021175 | 0.0005307 | 0 | 0 |  | 1 | TRUE | wye
25 | LV_2767-10_0_7_load_44 | 41 | 0.002219 | 0.00055614 | 0 | 0 |  | 1 | TRUE | wye
26 | LV_2767-10_0_7_load_26 | 42 | 0.0035233 | 0.00088302 | 0 | 0 |  | 1 | TRUE | wye
27 | LV_2767-10_0_7_load_29 | 45 | 0.0028385 | 0.0007114 | 0 | 0 |  | 1 | TRUE | wye
28 | LV_2767-10_0_7_load_30 | 46 | 0.0021233 | 0.00053215 | 0 | 0 |  | 1 | TRUE | wye
29 | LV_2767-10_0_7_load_31 | 47 | 0.0035443 | 0.00088827 | 0 | 0 |  | 1 | TRUE | wye
30 | LV_2767-10_0_7_load_91 | 50 | 0.013323 | 0.003339 | 0 | 0 |  | 1 | TRUE | wye
31 | LV_2767-10_0_7_load_202 | 52 | 0.0024223 | 0.0006071 | 0 | 0 |  | 1 | TRUE | wye
32 | LV_2767-10_0_7_load_52 | 54 | 0.003325 | 0.00083331 | 0 | 0 |  | 1 | TRUE | wye
33 | LV_2767-10_0_7_load_88 | 55 | 0.0073444 | 0.0018407 | 0 | 0 |  | 1 | TRUE | wye
34 | LV_2767-10_0_7_load_201 | 56 | 0.0034564 | 0.00086626 | 0 | 0 |  | 1 | TRUE | wye
35 | LV_2767-10_0_7_load_33 | 57 | 0.0031639 | 0.00079296 | 0 | 0 |  | 1 | TRUE | wye
36 | LV_2767-10_0_7_load_36 | 59 | 0.001547 | 0.00038771 | 0 | 0 |  | 1 | TRUE | wye
37 | LV_2767-10_0_7_load_43 | 61 | 0.0056217 | 0.0014089 | 0 | 0 |  | 1 | TRUE | wye
38 | LV_2767-10_0_7_load_45 | 62 | 0.0017954 | 0.00044998 | 0 | 0 |  | 1 | TRUE | wye
39 | LV_2767-10_0_7_load_60 | 63 | 0.00063101 | 0.00015814 | 0 | 0 |  | 1 | TRUE | wye
40 | LV_2767-10_0_7_load_59 | 65 | 0.0022628 | 0.0005671 | 0 | 0 |  | 1 | TRUE | wye
41 | LV_2767-10_0_7_load_56 | 66 | 0.00099296 | 0.00024886 | 0 | 0 |  | 1 | TRUE | wye
42 | LV_2767-10_0_7_load_57 | 68 | 0.00084902 | 0.00021279 | 0 | 0 |  | 1 | TRUE | wye
43 | LV_2767-10_0_7_load_54 | 69 | 0.0057273 | 0.0014354 | 0 | 0 |  | 1 | TRUE | wye
44 | LV_2767-10_0_7_load_55 | 70 | 0.0024367 | 0.0006107 | 0 | 0 |  | 1 | TRUE | wye
45 | LV_2767-10_0_7_load_64 | 72 | 0.0010601 | 0.0002657 | 0 | 0 |  | 1 | TRUE | wye
46 | LV_2767-10_0_7_load_62 | 73 | 0.00076333 | 0.00019131 | 0 | 0 |  | 1 | TRUE | wye
47 | LV_2767-10_0_7_load_65 | 74 | 0.00097917 | 0.0002454 | 0 | 0 |  | 1 | TRUE | wye
48 | LV_2767-10_0_7_load_63 | 75 | 0.00074692 | 0.0001872 | 0 | 0 |  | 1 | TRUE | wye
49 | LV_2767-10_0_7_load_68 | 78 | 0.001345 | 0.00033709 | 0 | 0 |  | 1 | TRUE | wye
50 | LV_2767-10_0_7_load_90 | 79 | 0.0025828 | 0.0006473 | 0 | 0 |  | 1 | TRUE | wye
51 | LV_2767-10_0_7_load_85 | 80 | 0.0038416 | 0.00096279 | 0 | 0 |  | 1 | TRUE | wye
52 | LV_2767-10_0_7_load_70 | 82 | 0.0036004 | 0.00090234 | 0 | 0 |  | 1 | TRUE | wye
53 | LV_2767-10_0_7_load_71 | 83 | 0.0032785 | 0.00082167 | 0 | 0 |  | 1 | TRUE | wye
54 | LV_2767-10_0_7_load_75 | 84 | 0.0021154 | 0.00053017 | 0 | 0 |  | 1 | TRUE | wye
55 | LV_2767-10_0_7_load_72 | 85 | 0.0039319 | 0.00098542 | 0 | 0 |  | 1 | TRUE | wye
56 | LV_2767-10_0_7_load_73 | 86 | 0.0021627 | 0.00054202 | 0 | 0 |  | 1 | TRUE | wye
57 | LV_2767-10_0_7_load_74 | 87 | 0.0021733 | 0.00054468 | 0 | 0 |  | 1 | TRUE | wye
58 | LV_2767-10_0_7_load_186 | 92 | 0.0028777 | 0.00072123 | 0 | 0 |  | 1 | TRUE | wye
59 | LV_2767-10_0_7_load_81 | 94 | 0.00449 | 0.0011253 | 0 | 0 |  | 1 | TRUE | wye
60 | LV_2767-10_0_7_load_187 | 96 | 0.003974 | 0.00099597 | 0 | 0 |  | 1 | TRUE | wye
61 | LV_2767-10_0_7_load_181 | 99 | 0.0050493 | 0.0012655 | 0 | 0 |  | 1 | TRUE | wye
62 | LV_2767-10_0_7_load_184 | 100 | 0.0024852 | 0.00062286 | 0 | 0 |  | 1 | TRUE | wye
63 | LV_2767-10_0_7_load_183 | 101 | 0.0073243 | 0.0018356 | 0 | 0 |  | 1 | TRUE | wye
64 | LV_2767-10_0_7_load_134 | 104 | 0.0093995 | 0.0023557 | 0 | 0 |  | 1 | TRUE | wye
65 | LV_2767-10_0_7_load_130 | 105 | 0.0086152 | 0.0021592 | 0 | 0 |  | 1 | TRUE | wye
66 | LV_2767-10_0_7_load_188 | 107 | 0.0032769 | 0.00082126 | 0 | 0 |  | 1 | TRUE | wye
67 | LV_2767-10_0_7_load_179 | 108 | 0.0030897 | 0.00077435 | 0 | 0 |  | 1 | TRUE | wye
68 | LV_2767-10_0_7_load_92 | 111 | 0.0026845 | 0.00067279 | 0 | 0 |  | 1 | TRUE | wye
69 | LV_2767-10_0_7_load_106 | 113 | 0.0032455 | 0.0008134 | 0 | 0 |  | 1 | TRUE | wye
70 | LV_2767-10_0_7_load_105 | 114 | 0.0035483 | 0.00088929 | 0 | 0 |  | 1 | TRUE | wye
71 | LV_2767-10_0_7_load_93 | 115 | 0.0015555 | 0.00038984 | 0 | 0 |  | 1 | TRUE | wye
72 | LV_2767-10_0_7_load_103 | 117 | 0.0025641 | 0.00064263 | 0 | 0 |  | 1 | TRUE | wye
73 | LV_2767-10_0_7_load_95 | 119 | 0.0038431 | 0.00096317 | 0 | 0 |  | 1 | TRUE | wye
74 | LV_2767-10_0_7_load_96 | 120 | 0.0044515 | 0.0011156 | 0 | 0 |  | 1 | TRUE | wye
75 | LV_2767-10_0_7_load_98 | 122 | 0.004563 | 0.0011436 | 0 | 0 |  | 1 | TRUE | wye
76 | LV_2767-10_0_7_load_101 | 125 | 0.002725 | 0.00068296 | 0 | 0 |  | 1 | TRUE | wye
77 | LV_2767-10_0_7_load_109 | 126 | 0.0042992 | 0.0010775 | 0 | 0 |  | 1 | TRUE | wye
78 | LV_2767-10_0_7_load_107 | 127 | 0.0032579 | 0.00081651 | 0 | 0 |  | 1 | TRUE | wye
79 | LV_2767-10_0_7_load_102 | 128 | 0.0035038 | 0.00087814 | 0 | 0 |  | 1 | TRUE | wye
80 | LV_2767-10_0_7_load_108 | 130 | 0.0018579 | 0.00046564 | 0 | 0 |  | 1 | TRUE | wye
81 | LV_2767-10_0_7_load_119 | 131 | 0.0049517 | 0.001241 | 0 | 0 |  | 1 | TRUE | wye
82 | LV_2767-10_0_7_load_120 | 132 | 0.0013337 | 0.00033426 | 0 | 0 |  | 1 | TRUE | wye
83 | LV_2767-10_0_7_load_112 | 134 | 0.00199 | 0.00049874 | 0 | 0 |  | 1 | TRUE | wye
84 | LV_2767-10_0_7_load_199 | 135 | 0.0033266 | 0.00083374 | 0 | 0 |  | 1 | TRUE | wye
85 | LV_2767-10_0_7_load_113 | 136 | 0.0026933 | 0.00067501 | 0 | 0 |  | 1 | TRUE | wye
86 | LV_2767-10_0_7_load_163 | 139 | 0.0038364 | 0.00096149 | 0 | 0 |  | 1 | TRUE | wye
87 | LV_2767-10_0_7_load_114 | 140 | 0.0028478 | 0.00071372 | 0 | 0 |  | 1 | TRUE | wye
88 | LV_2767-10_0_7_load_115 | 141 | 0.0017527 | 0.00043927 | 0 | 0 |  | 1 | TRUE | wye
89 | LV_2767-10_0_7_load_116 | 142 | 0.0022709 | 0.00056915 | 0 | 0 |  | 1 | TRUE | wye
90 | LV_2767-10_0_7_load_117 | 143 | 0.00064382 | 0.00016136 | 0 | 0 |  | 1 | TRUE | wye
91 | LV_2767-10_0_7_load_121 | 144 | 0.0030005 | 0.00075201 | 0 | 0 |  | 1 | TRUE | wye
92 | LV_2767-10_0_7_load_150 | 145 | 0.0011204 | 0.0002808 | 0 | 0 |  | 1 | TRUE | wye
93 | LV_2767-10_0_7_load_149 | 147 | 0.0006275 | 0.00015727 | 0 | 0 |  | 1 | TRUE | wye
94 | LV_2767-10_0_7_load_123 | 148 | 0.0021829 | 0.00054709 | 0 | 0 |  | 1 | TRUE | wye
95 | LV_2767-10_0_7_load_128 | 150 | 0.003366 | 0.00084359 | 0 | 0 |  | 1 | TRUE | wye
96 | LV_2767-10_0_7_load_125 | 151 | 0.0021411 | 0.0005366 | 0 | 0 |  | 1 | TRUE | wye
97 | LV_2767-10_0_7_load_126 | 152 | 0.0028293 | 0.00070909 | 0 | 0 |  | 1 | TRUE | wye
98 | LV_2767-10_0_7_load_127 | 153 | 0.0044619 | 0.0011183 | 0 | 0 |  | 1 | TRUE | wye
99 | LV_2767-10_0_7_load_131 | 154 | 0.0038169 | 0.00095661 | 0 | 0 |  | 1 | TRUE | wye
100 | LV_2767-10_0_7_load_139 | 155 | 0.00388 | 0.00097241 | 0 | 0 |  | 1 | TRUE | wye
101 | LV_2767-10_0_7_load_165 | 158 | 0.01 | 0.0025062 | 0 | 0 |  | 1 | TRUE | wye
102 | LV_2767-10_0_7_load_141 | 161 | 0.0038644 | 0.00096851 | 0 | 0 |  | 1 | TRUE | wye
103 | LV_2767-10_0_7_load_197 | 162 | 0.0059671 | 0.0014955 | 0 | 0 |  | 1 | TRUE | wye
104 | LV_2767-10_0_7_load_140 | 164 | 0.0044332 | 0.0011111 | 0 | 0 |  | 1 | TRUE | wye
105 | LV_2767-10_0_7_load_142 | 165 | 0.0055463 | 0.00139 | 0 | 0 |  | 1 | TRUE | wye
106 | LV_2767-10_0_7_load_203 | 166 | 0.015449 | 0.0038719 | 0 | 0 |  | 1 | TRUE | wye
107 | LV_2767-10_0_7_load_143 | 168 | 0.0027238 | 0.00068264 | 0 | 0 |  | 1 | TRUE | wye
108 | LV_2767-10_0_7_load_144 | 169 | 0.0025902 | 0.00064918 | 0 | 0 |  | 1 | TRUE | wye
109 | LV_2767-10_0_7_load_145 | 170 | 0.0027289 | 0.00068392 | 0 | 0 |  | 1 | TRUE | wye
110 | LV_2767-10_0_7_load_148 | 173 | 0.0027124 | 0.00067979 | 0 | 0 |  | 1 | TRUE | wye
111 | LV_2767-10_0_7_load_156 | 175 | 0.0024893 | 0.00062389 | 0 | 0 |  | 1 | TRUE | wye
112 | LV_2767-10_0_7_load_151 | 176 | 0.0034921 | 0.00087521 | 0 | 0 |  | 1 | TRUE | wye
113 | LV_2767-10_0_7_load_157 | 177 | 0.0040396 | 0.0010124 | 0 | 0 |  | 1 | TRUE | wye
114 | LV_2767-10_0_7_load_152 | 178 | 0.0029024 | 0.0007274 | 0 | 0 |  | 1 | TRUE | wye
115 | LV_2767-10_0_7_load_154 | 179 | 0.0028041 | 0.00070278 | 0 | 0 |  | 1 | TRUE | wye
116 | LV_2767-10_0_7_load_198 | 180 | 0.0044541 | 0.0011163 | 0 | 0 |  | 1 | TRUE | wye
117 | LV_2767-10_0_7_load_159 | 181 | 0.0085512 | 0.0021431 | 0 | 0 |  | 1 | TRUE | wye
118 | LV_2767-10_0_7_load_191 | 183 | 0.0085447 | 0.0021415 | 0 | 0 |  | 1 | TRUE | wye
119 | LV_2767-10_0_7_load_189 | 184 | 0.007266 | 0.001821 | 0 | 0 |  | 1 | TRUE | wye
120 | LV_2767-10_0_7_load_171 | 185 | 0.0031599 | 0.00079196 | 0 | 0 |  | 1 | TRUE | wye
121 | LV_2767-10_0_7_load_172 | 186 | 0.002986 | 0.00074837 | 0 | 0 |  | 1 | TRUE | wye
122 | LV_2767-10_0_7_load_173 | 187 | 0.0012644 | 0.00031689 | 0 | 0 |  | 1 | TRUE | wye
123 | LV_2767-10_0_7_load_174 | 188 | 0.0013653 | 0.00034217 | 0 | 0 |  | 1 | TRUE | wye
124 | LV_2767-10_0_7_load_194 | 190 | 0.005977 | 0.001498 | 0 | 0 |  | 1 | TRUE | wye
125 | LV_2767-10_0_7_load_195 | 191 | 0.0032201 | 0.00080703 | 0 | 0 |  | 1 | TRUE | wye
126 | LV_2767-10_0_7_load_196 | 192 | 0.002041 | 0.00051152 | 0 | 0 |  | 1 | TRUE | wye
127 | LV_2767-10_0_7_load_185 | 193 | 0.0048674 | 0.0012199 | 0 | 0 |  | 1 | TRUE | wye
128 | LV_2767-10_0_7_load_178 | 194 | 0.005302 | 0.0013288 | 0 | 0 |  | 1 | TRUE | wye
129 | LV_2767-10_0_7_load_180 | 195 | 0.0038531 | 0.00096568 | 0 | 0 |  | 1 | TRUE | wye
130 | LV_2767-10_0_7_load_182 | 196 | 0.002654 | 0.00066516 | 0 | 0 |  | 1 | TRUE | wye

## ext_grid
| name | bus | vm_pu | va_degree | slack_weight | in_service
0 |  | 77 | 1 | 0 | 1 | TRUE

## line
| name | std_type | from_bus | to_bus | length_km | r_ohm_per_km | x_ohm_per_km | c_nf_per_km | g_us_per_km | max_i_ka | df | parallel | type | in_service
0 | LV_2767-10_0_7_line_0 |  | 0 | 1 | 0.023028 | 0.125 | 0.08 | 261 | 0 | 0.364 | 1 | 1 | cs | TRUE
1 | LV_2767-10_0_7_line_1 |  | 0 | 2 | 0.019254 | 0.125 | 0.08 | 261 | 0 | 0.364 | 1 | 1 | cs | TRUE
2 | LV_2767-10_0_7_line_2 |  | 1 | 3 | 0.040897 | 0.125 | 0.08 | 261 | 0 | 0.364 | 1 | 1 | cs | TRUE
3 | LV_2767-10_0_7_line_3 |  | 3 | 4 | 0.026504 | 0.125 | 0.08 | 261 | 0 | 0.364 | 1 | 1 | cs | TRUE
4 | LV_2767-10_0_7_line_4 |  | 4 | 7 | 0.024839 | 0.125 | 0.08 | 261 | 0 | 0.364 | 1 | 1 | cs | TRUE
5 | LV_2767-10_0_7_line_5 |  | 5 | 6 | 0.012832 | 0.125 | 0.08 | 261 | 0 | 0.364 | 1 | 1 | cs | TRUE
6 | LV_2767-10_0_7_line_6 |  | 6 | 8 | 0.017627 | 0.125 | 0.08 | 261 | 0 | 0.364 | 1 | 1 | cs | TRUE
7 | LV_2767-10_0_7_line_7 |  | 7 | 9 | 0.020287 | 0.125 | 0.08 | 261 | 0 | 0.364 | 1 | 1 | cs | TRUE
8 | LV_2767-10_0_7_line_8 |  | 8 | 15 | 0.028997 | 0.125 | 0.08 | 261 | 0 | 0.364 | 1 | 1 | cs | TRUE
9 | LV_2767-10_0_7_line_9 |  | 8 | 16 | 0.015878 | 0.125 | 0.08 | 261 | 0 | 0.364 | 1 | 1 | cs | TRUE
10 | LV_2767-10_0_7_line_10 |  | 9 | 10 | 0.015814 | 0.125 | 0.08 | 261 | 0 | 0.364 | 1 | 1 | cs | TRUE
11 | LV_2767-10_0_7_line_11 |  | 9 | 11 | 0.020574 | 0.125 | 0.08 | 261 | 0 | 0.364 | 1 | 1 | cs | TRUE
12 | LV_2767-10_0_7_line_12 |  | 10 | 12 | 0.008361 | 0.125 | 0.08 | 261 | 0 | 0.364 | 1 | 1 | cs | TRUE
13 | LV_2767-10_0_7_line_13 |  | 10 | 13 | 0.014197 | 0.125 | 0.08 | 261 | 0 | 0.364 | 1 | 1 | cs | TRUE
14 | LV_2767-10_0_7_line_14 |  | 11 | 14 | 0.041867 | 0.125 | 0.08 | 261 | 0 | 0.364 | 1 | 1 | cs | TRUE
15 | LV_2767-10_0_7_line_15 |  | 12 | 33 | 0.011926 | 0.125 | 0.08 | 261 | 0 | 0.364 | 1 | 1 | cs | TRUE
16 | LV_2767-10_0_7_line_16 |  | 12 | 34 | 0.021863 | 0.125 | 0.08 | 261 | 0 | 0.364 | 1 | 1 | cs | TRUE
17 | LV_2767-10_0_7_line_17 |  | 14 | 31 | 0.012832 | 0.125 | 0.08 | 261 | 0 | 0.364 | 1 | 1 | cs | TRUE
18 | LV_2767-10_0_7_line_18 |  | 15 | 17 | 0.012551 | 0.125 | 0.08 | 261 | 0 | 0.364 | 1 | 1 | cs | TRUE
19 | LV_2767-10_0_7_line_19 |  | 17 | 18 | 0.01033 | 0.125 | 0.08 | 261 | 0 | 0.364 | 1 | 1 | cs | TRUE
20 | LV_2767-10_0_7_line_20 |  | 18 | 34 | 0.018044 | 0.125 | 0.08 | 261 | 0 | 0.364 | 1 | 1 | cs | TRUE
21 | LV_2767-10_0_7_line_21 |  | 19 | 20 | 0.13993 | 0.125 | 0.08 | 261 | 0 | 0.364 | 1 | 1 | cs | TRUE
22 | LV_2767-10_0_7_line_22 |  | 20 | 21 | 0.095016 | 0.125 | 0.08 | 261 | 0 | 0.364 | 1 | 1 | cs | TRUE
23 | LV_2767-10_0_7_line_23 |  | 21 | 25 | 0.0095863 | 0.125 | 0.08 | 261 | 0 | 0.364 | 1 | 1 | cs | TRUE
24 | LV_2767-10_0_7_line_24 |  | 22 | 23 | 0.10458 | 0.125 | 0.08 | 261 | 0 | 0.364 | 1 | 1 | cs | TRUE
25 | LV_2767-10_0_7_line_25 |  | 22 | 24 | 0.015148 | 0.125 | 0.08 | 261 | 0 | 0.364 | 1 | 1 | cs | TRUE
26 | LV_2767-10_0_7_line_26 |  | 23 | 26 | 0.054657 | 0.125 | 0.08 | 261 | 0 | 0.364 | 1 | 1 | cs | TRUE
27 | LV_2767-10_0_7_line_27 |  | 24 | 62 | 0.026373 | 0.125 | 0.08 | 261 | 0 | 0.364 | 1 | 1 | cs | TRUE
28 | LV_2767-10_0_7_line_28 |  | 25 | 27 | 0.1197 | 0.125 | 0.08 | 261 | 0 | 0.364 | 1 | 1 | cs | TRUE
29 | LV_2767-10_0_7_line_29 |  | 26 | 63 | 0.010373 | 0.125 | 0.08 | 261 | 0 | 0.364 | 1 | 1 | cs | TRUE
30 | LV_2767-10_0_7_line_30 |  | 27 | 190 | 0.028659 | 0.125 | 0.08 | 261 | 0 | 0.364 | 1 | 1 | cs | TRUE
31 | LV_2767-10_0_7_line_31 |  | 27 | 189 | 0.14602 | 0.125 | 0.08 | 261 | 0 | 0.364 | 1 | 1 | cs | TRUE
32 | LV_2767-10_0_7_line_32 |  | 28 | 29 | 0.018414 | 0.125 | 0.08 | 261 | 0 | 0.364 | 1 | 1 | cs | TRUE
33 | LV_2767-10_0_7_line_33 |  | 28 | 30 | 0.0003295 | 0.125 | 0.08 | 261 | 0 | 0.364 | 1 | 1 | cs | TRUE
34 | LV_2767-10_0_7_line_34 |  | 29 | 185 | 0.017803 | 0.125 | 0.08 | 261 | 0 | 0.364 | 1 | 1 | cs | TRUE
35 | LV_2767-10_0_7_line_35 |  | 30 | 98 | 0.018344 | 0.125 | 0.08 | 261 | 0 | 0.364 | 1 | 1 | cs | TRUE
36 | LV_2767-10_0_7_line_36 |  | 31 | 32 | 0.025642 | 0.125 | 0.08 | 261 | 0 | 0.364 | 1 | 1 | cs | TRUE
37 | LV_2767-10_0_7_line_37 |  | 33 | 35 | 0.019516 | 0.125 | 0.08 | 261 | 0 | 0.364 | 1 | 1 | cs | TRUE
38 | LV_2767-10_0_7_line_38 |  | 33 | 36 | 0.01475 | 0.125 | 0.08 | 261 | 0 | 0.364 | 1 | 1 | cs | TRUE
39 | LV_2767-10_0_7_line_39 |  | 36 | 40 | 0.020635 | 0.125 | 0.08 | 261 | 0 | 0.364 | 1 | 1 | cs | TRUE
40 | LV_2767-10_0_7_line_40 |  | 37 | 38 | 0.017395 | 0.125 | 0.08 | 261 | 0 | 0.364 | 1 | 1 | cs | TRUE
41 | LV_2767-10_0_7_line_41 |  | 37 | 39 | 0.017026 | 0.125 | 0.08 | 261 | 0 | 0.364 | 1 | 1 | cs | TRUE
42 | LV_2767-10_0_7_line_42 |  | 38 | 41 | 0.012177 | 0.125 | 0.08 | 261 | 0 | 0.364 | 1 | 1 | cs | TRUE
43 | LV_2767-10_0_7_line_43 |  | 39 | 40 | 0.010637 | 0.125 | 0.08 | 261 | 0 | 0.364 | 1 | 1 | cs | TRUE
44 | LV_2767-10_0_7_line_44 |  | 40 | 60 | 0.011205 | 0.125 | 0.08 | 261 | 0 | 0.364 | 1 | 1 | cs | TRUE
45 | LV_2767-10_0_7_line_45 |  | 41 | 62 | 0.0035751 | 0.125 | 0.08 | 261 | 0 | 0.364 | 1 | 1 | cs | TRUE
46 | LV_2767-10_0_7_line_46 |  | 42 | 43 | 0.014156 | 0.125 | 0.08 | 261 | 0 | 0.364 | 1 | 1 | cs | TRUE
47 | LV_2767-10_0_7_line_47 |  | 42 | 44 | 0.056591 | 0.125 | 0.08 | 261 | 0 | 0.364 | 1 | 1 | cs | TRUE
48 | LV_2767-10_0_7_line_48 |  | 43 | 45 | 0.014016 | 0.125 | 0.08 | 261 | 0 | 0.364 | 1 | 1 | cs | TRUE
49 | LV_2767-10_0_7_line_49 |  | 43 | 46 | 0.025632 | 0.125 | 0.08 | 261 | 0 | 0.364 | 1 | 1 | cs | TRUE
50 | LV_2767-10_0_7_line_50 |  | 44 | 47 | 0.01642 | 0.125 | 0.08 | 261 | 0 | 0.364 | 1 | 1 | cs | TRUE
51 | LV_2767-10_0_7_line_51 |  | 44 | 48 | 0.002879 | 0.125 | 0.08 | 261 | 0 | 0.364 | 1 | 1 | cs | TRUE
52 | LV_2767-10_0_7_line_52 |  | 45 | 49 | 0.026389 | 0.125 | 0.08 | 261 | 0 | 0.364 | 1 | 1 | cs | TRUE
53 | LV_2767-10_0_7_line_53 |  | 46 | 50 | 0.032658 | 0.125 | 0.08 | 261 | 0 | 0.364 | 1 | 1 | cs | TRUE
54 | LV_2767-10_0_7_line_54 |  | 48 | 51 | 0.033398 | 0.125 | 0.08 | 261 | 0 | 0.364 | 1 | 1 | cs | TRUE
55 | LV_2767-10_0_7_line_55 |  | 48 | 52 | 0.016046 | 0.125 | 0.08 | 261 | 0 | 0.364 | 1 | 1 | cs | TRUE
56 | LV_2767-10_0_7_line_56 |  | 49 | 53 | 0.007211 | 0.125 | 0.08 | 261 | 0 | 0.364 | 1 | 1 | cs | TRUE
57 | LV_2767-10_0_7_line_57 |  | 49 | 54 | 0.017049 | 0.125 | 0.08 | 261 | 0 | 0.364 | 1 | 1 | cs | TRUE
58 | LV_2767-10_0_7_line_58 |  | 50 | 55 | 0.0012362 | 0.125 | 0.08 | 261 | 0 | 0.364 | 1 | 1 | cs | TRUE
59 | LV_2767-10_0_7_line_59 |  | 51 | 56 | 0.016366 | 0.125 | 0.08 | 261 | 0 | 0.364 | 1 | 1 | cs | TRUE
60 | LV_2767-10_0_7_line_60 |  | 53 | 65 | 0.010169 | 0.125 | 0.08 | 261 | 0 | 0.364 | 1 | 1 | cs | TRUE
61 | LV_2767-10_0_7_line_61 |  | 53 | 66 | 0.03254 | 0.125 | 0.08 | 261 | 0 | 0.364 | 1 | 1 | cs | TRUE
62 | LV_2767-10_0_7_line_62 |  | 54 | 67 | 0.013858 | 0.125 | 0.08 | 261 | 0 | 0.364 | 1 | 1 | cs | TRUE
63 | LV_2767-10_0_7_line_63 |  | 55 | 109 | 0.026203 | 0.125 | 0.08 | 261 | 0 | 0.364 | 1 | 1 | cs | TRUE
64 | LV_2767-10_0_7_line_64 |  | 57 | 58 | 0.012336 | 0.125 | 0.08 | 261 | 0 | 0.364 | 1 | 1 | cs | TRUE
65 | LV_2767-10_0_7_line_65 |  | 58 | 59 | 0.016896 | 0.125 | 0.08 | 261 | 0 | 0.364 | 1 | 1 | cs | TRUE
66 | LV_2767-10_0_7_line_66 |  | 59 | 60 | 0.025098 | 0.125 | 0.08 | 261 | 0 | 0.364 | 1 | 1 | cs | TRUE
67 | LV_2767-10_0_7_line_67 |  | 60 | 61 | 0.010516 | 0.125 | 0.08 | 261 | 0 | 0.364 | 1 | 1 | cs | TRUE
68 | LV_2767-10_0_7_line_68 |  | 63 | 64 | 0.01419 | 0.125 | 0.08 | 261 | 0 | 0.364 | 1 | 3 | cs | TRUE
69 | LV_2767-10_0_7_line_69 |  | 64 | 71 | 0.036289 | 0.125 | 0.08 | 261 | 0 | 0.364 | 1 | 3 | cs | TRUE
70 | LV_2767-10_0_7_line_70 |  | 64 | 68 | 0.020237 | 0.125 | 0.08 | 261 | 0 | 0.364 | 1 | 1 | cs | TRUE
71 | LV_2767-10_0_7_line_71 |  | 66 | 68 | 0.022937 | 0.125 | 0.08 | 261 | 0 | 0.364 | 1 | 1 | cs | TRUE
72 | LV_2767-10_0_7_line_72 |  | 67 | 69 | 0.012957 | 0.125 | 0.08 | 261 | 0 | 0.364 | 1 | 1 | cs | TRUE
73 | LV_2767-10_0_7_line_73 |  | 67 | 70 | 0.008871 | 0.125 | 0.08 | 261 | 0 | 0.364 | 1 | 1 | cs | TRUE
74 | LV_2767-10_0_7_line_74 |  | 71 | 72 | 0.0092637 | 0.125 | 0.08 | 261 | 0 | 0.364 | 1 | 5 | cs | TRUE
75 | LV_2767-10_0_7_line_75 |  | 71 | 73 | 0.013876 | 0.125 | 0.08 | 261 | 0 | 0.364 | 1 | 1 | cs | TRUE
76 | LV_2767-10_0_7_line_76 |  | 72 | 74 | 0.0069977 | 0.125 | 0.08 | 261 | 0 | 0.364 | 1 | 5 | cs | TRUE
77 | LV_2767-10_0_7_line_77 |  | 73 | 75 | 0.012284 | 0.125 | 0.08 | 261 | 0 | 0.364 | 1 | 1 | cs | TRUE
78 | LV_2767-10_0_7_line_78 |  | 74 | 76 | 0.016925 | 0.125 | 0.08 | 261 | 0 | 0.364 | 1 | 5 | cs | TRUE
79 | LV_2767-10_0_7_line_79 |  | 76 | 77 | 0.033221 | 0.125 | 0.08 | 261 | 0 | 0.364 | 1 | 5 | cs | TRUE
80 | LV_2767-10_0_7_line_80 |  | 76 | 78 | 0.029729 | 0.125 | 0.08 | 261 | 0 | 0.364 | 1 | 5 | cs | TRUE
81 | LV_2767-10_0_7_line_81 |  | 77 | 79 | 0.017665 | 0.125 | 0.08 | 261 | 0 | 0.364 | 1 | 1 | cs | TRUE
82 | LV_2767-10_0_7_line_82 |  | 77 | 80 | 0.037348 | 0.125 | 0.08 | 261 | 0 | 0.364 | 1 | 1 | cs | TRUE
83 | LV_2767-10_0_7_line_83 |  | 78 | 81 | 0.000296 | 0.125 | 0.08 | 261 | 0 | 0.364 | 1 | 5 | cs | TRUE
84 | LV_2767-10_0_7_line_84 |  | 81 | 82 | 0.020778 | 0.125 | 0.08 | 261 | 0 | 0.364 | 1 | 5 | cs | TRUE
85 | LV_2767-10_0_7_line_85 |  | 81 | 83 | 0.029058 | 0.125 | 0.08 | 261 | 0 | 0.364 | 1 | 1 | cs | TRUE
86 | LV_2767-10_0_7_line_86 |  | 82 | 84 | 0.031132 | 0.125 | 0.08 | 261 | 0 | 0.364 | 1 | 1 | cs | TRUE
87 | LV_2767-10_0_7_line_87 |  | 82 | 85 | 0.02426 | 0.125 | 0.08 | 261 | 0 | 0.364 | 1 | 5 | cs | TRUE
88 | LV_2767-10_0_7_line_88 |  | 85 | 86 | 0.016494 | 0.125 | 0.08 | 261 | 0 | 0.364 | 1 | 5 | cs | TRUE
89 | LV_2767-10_0_7_line_89 |  | 86 | 87 | 0.016433 | 0.125 | 0.08 | 261 | 0 | 0.364 | 1 | 5 | cs | TRUE
90 | LV_2767-10_0_7_line_90 |  | 87 | 88 | 0.024162 | 0.125 | 0.08 | 261 | 0 | 0.364 | 1 | 5 | cs | TRUE
91 | LV_2767-10_0_7_line_91 |  | 88 | 89 | 0.008653 | 0.125 | 0.08 | 261 | 0 | 0.364 | 1 | 5 | cs | TRUE
92 | LV_2767-10_0_7_line_92 |  | 88 | 90 | 0.016607 | 0.125 | 0.08 | 261 | 0 | 0.364 | 1 | 1 | cs | TRUE
93 | LV_2767-10_0_7_line_93 |  | 89 | 91 | 0.048483 | 0.125 | 0.08 | 261 | 0 | 0.364 | 1 | 1 | cs | TRUE
94 | LV_2767-10_0_7_line_94 |  | 89 | 92 | 0.029485 | 0.125 | 0.08 | 261 | 0 | 0.364 | 1 | 5 | cs | TRUE
95 | LV_2767-10_0_7_line_95 |  | 90 | 93 | 0.028698 | 0.125 | 0.08 | 261 | 0 | 0.364 | 1 | 1 | cs | TRUE
96 | LV_2767-10_0_7_line_96 |  | 90 | 94 | 0.0051745 | 0.125 | 0.08 | 261 | 0 | 0.364 | 1 | 1 | cs | TRUE
97 | LV_2767-10_0_7_line_97 |  | 91 | 100 | 0.02014 | 0.125 | 0.08 | 261 | 0 | 0.364 | 1 | 1 | cs | TRUE
98 | LV_2767-10_0_7_line_98 |  | 92 | 95 | 0.048715 | 0.125 | 0.08 | 261 | 0 | 0.364 | 1 | 5 | cs | TRUE
99 | LV_2767-10_0_7_line_99 |  | 93 | 99 | 0.023219 | 0.125 | 0.08 | 261 | 0 | 0.364 | 1 | 1 | cs | TRUE
100 | LV_2767-10_0_7_line_100 |  | 93 | 98 | 0.033255 | 0.125 | 0.08 | 261 | 0 | 0.364 | 1 | 1 | cs | TRUE
101 | LV_2767-10_0_7_line_101 |  | 95 | 96 | 0.022672 | 0.125 | 0.08 | 261 | 0 | 0.364 | 1 | 5 | cs | TRUE
102 | LV_2767-10_0_7_line_102 |  | 95 | 97 | 0.047334 | 0.125 | 0.08 | 261 | 0 | 0.364 | 1 | 1 | cs | TRUE
103 | LV_2767-10_0_7_line_103 |  | 96 | 107 | 0.028538 | 0.125 | 0.08 | 261 | 0 | 0.364 | 1 | 5 | cs | TRUE
104 | LV_2767-10_0_7_line_104 |  | 97 | 101 | 0.022823 | 0.125 | 0.08 | 261 | 0 | 0.364 | 1 | 1 | cs | TRUE
105 | LV_2767-10_0_7_line_105 |  | 99 | 108 | 0.0044143 | 0.125 | 0.08 | 261 | 0 | 0.364 | 1 | 1 | cs | TRUE
106 | LV_2767-10_0_7_line_106 |  | 100 | 193 | 0.016832 | 0.125 | 0.08 | 261 | 0 | 0.364 | 1 | 1 | cs | TRUE
107 | LV_2767-10_0_7_line_107 |  | 102 | 103 | 0.026552 | 0.125 | 0.08 | 261 | 0 | 0.364 | 1 | 1 | cs | TRUE
108 | LV_2767-10_0_7_line_108 |  | 102 | 104 | 0.0066943 | 0.125 | 0.08 | 261 | 0 | 0.364 | 1 | 1 | cs | TRUE
109 | LV_2767-10_0_7_line_109 |  | 103 | 157 | 0.009227 | 0.125 | 0.08 | 261 | 0 | 0.364 | 1 | 5 | cs | TRUE
110 | LV_2767-10_0_7_line_110 |  | 103 | 158 | 0.037546 | 0.125 | 0.08 | 261 | 0 | 0.364 | 1 | 1 | cs | TRUE
111 | LV_2767-10_0_7_line_111 |  | 103 | 159 | 0.02011 | 0.125 | 0.08 | 261 | 0 | 0.364 | 1 | 5 | cs | TRUE
112 | LV_2767-10_0_7_line_112 |  | 105 | 106 | 0.021382 | 0.125 | 0.08 | 261 | 0 | 0.364 | 1 | 1 | cs | TRUE
113 | LV_2767-10_0_7_line_113 |  | 106 | 154 | 0.021647 | 0.125 | 0.08 | 261 | 0 | 0.364 | 1 | 5 | cs | TRUE
114 | LV_2767-10_0_7_line_114 |  | 106 | 153 | 0.029983 | 0.125 | 0.08 | 261 | 0 | 0.364 | 1 | 5 | cs | TRUE
115 | LV_2767-10_0_7_line_115 |  | 107 | 157 | 0.044418 | 0.125 | 0.08 | 261 | 0 | 0.364 | 1 | 5 | cs | TRUE
116 | LV_2767-10_0_7_line_116 |  | 108 | 194 | 0.030387 | 0.125 | 0.08 | 261 | 0 | 0.364 | 1 | 1 | cs | TRUE
117 | LV_2767-10_0_7_line_117 |  | 109 | 110 | 0.055867 | 0.125 | 0.08 | 261 | 0 | 0.364 | 1 | 1 | cs | TRUE
118 | LV_2767-10_0_7_line_118 |  | 110 | 111 | 0.0049219 | 0.125 | 0.08 | 261 | 0 | 0.364 | 1 | 1 | cs | TRUE
119 | LV_2767-10_0_7_line_119 |  | 111 | 115 | 0.034029 | 0.125 | 0.08 | 261 | 0 | 0.364 | 1 | 1 | cs | TRUE
120 | LV_2767-10_0_7_line_120 |  | 112 | 113 | 0.029428 | 0.125 | 0.08 | 261 | 0 | 0.364 | 1 | 5 | cs | TRUE
121 | LV_2767-10_0_7_line_121 |  | 112 | 114 | 0.056826 | 0.125 | 0.08 | 261 | 0 | 0.364 | 1 | 5 | cs | TRUE
122 | LV_2767-10_0_7_line_122 |  | 113 | 116 | 0.013408 | 0.125 | 0.08 | 261 | 0 | 0.364 | 1 | 5 | cs | TRUE
123 | LV_2767-10_0_7_line_123 |  | 114 | 117 | 0.06552 | 0.125 | 0.08 | 261 | 0 | 0.364 | 1 | 5 | cs | TRUE
124 | LV_2767-10_0_7_line_124 |  | 115 | 118 | 0.034371 | 0.125 | 0.08 | 261 | 0 | 0.364 | 1 | 1 | cs | TRUE
125 | LV_2767-10_0_7_line_125 |  | 116 | 131 | 0.021762 | 0.125 | 0.08 | 261 | 0 | 0.364 | 1 | 5 | cs | TRUE
126 | LV_2767-10_0_7_line_126 |  | 116 | 132 | 0.024443 | 0.125 | 0.08 | 261 | 0 | 0.364 | 1 | 5 | cs | TRUE
127 | LV_2767-10_0_7_line_127 |  | 117 | 128 | 0.051646 | 0.125 | 0.08 | 261 | 0 | 0.364 | 1 | 5 | cs | TRUE
128 | LV_2767-10_0_7_line_128 |  | 118 | 119 | 0.015991 | 0.125 | 0.08 | 261 | 0 | 0.364 | 1 | 1 | cs | TRUE
129 | LV_2767-10_0_7_line_129 |  | 118 | 120 | 0.01855 | 0.125 | 0.08 | 261 | 0 | 0.364 | 1 | 1 | cs | TRUE
130 | LV_2767-10_0_7_line_130 |  | 120 | 121 | 0.022105 | 0.125 | 0.08 | 261 | 0 | 0.364 | 1 | 1 | cs | TRUE
131 | LV_2767-10_0_7_line_131 |  | 121 | 122 | 0.020404 | 0.125 | 0.08 | 261 | 0 | 0.364 | 1 | 1 | cs | TRUE
132 | LV_2767-10_0_7_line_132 |  | 123 | 124 | 0.004368 | 0.125 | 0.08 | 261 | 0 | 0.364 | 1 | 5 | cs | TRUE
133 | LV_2767-10_0_7_line_133 |  | 123 | 125 | 0.022338 | 0.125 | 0.08 | 261 | 0 | 0.364 | 1 | 5 | cs | TRUE
134 | LV_2767-10_0_7_line_134 |  | 124 | 126 | 0.033801 | 0.125 | 0.08 | 261 | 0 | 0.364 | 1 | 5 | cs | TRUE
135 | LV_2767-10_0_7_line_135 |  | 124 | 127 | 0.021799 | 0.125 | 0.08 | 261 | 0 | 0.364 | 1 | 1 | cs | TRUE
136 | LV_2767-10_0_7_line_136 |  | 125 | 128 | 0.017913 | 0.125 | 0.08 | 261 | 0 | 0.364 | 1 | 5 | cs | TRUE
137 | LV_2767-10_0_7_line_137 |  | 126 | 129 | 0.04337 | 0.125 | 0.08 | 261 | 0 | 0.364 | 1 | 5 | cs | TRUE
138 | LV_2767-10_0_7_line_138 |  | 127 | 130 | 0.01366 | 0.125 | 0.08 | 261 | 0 | 0.364 | 1 | 1 | cs | TRUE
139 | LV_2767-10_0_7_line_139 |  | 129 | 133 | 0.032963 | 0.125 | 0.08 | 261 | 0 | 0.364 | 1 | 1 | cs | TRUE
140 | LV_2767-10_0_7_line_140 |  | 129 | 134 | 0.016958 | 0.125 | 0.08 | 261 | 0 | 0.364 | 1 | 5 | cs | TRUE
141 | LV_2767-10_0_7_line_141 |  | 131 | 144 | 0.02917 | 0.125 | 0.08 | 261 | 0 | 0.364 | 1 | 5 | cs | TRUE
142 | LV_2767-10_0_7_line_142 |  | 132 | 145 | 0.0016648 | 0.125 | 0.08 | 261 | 0 | 0.364 | 1 | 5 | cs | TRUE
143 | LV_2767-10_0_7_line_143 |  | 133 | 135 | 0.010993 | 0.125 | 0.08 | 261 | 0 | 0.364 | 1 | 1 | cs | TRUE
144 | LV_2767-10_0_7_line_144 |  | 134 | 136 | 0.024288 | 0.125 | 0.08 | 261 | 0 | 0.364 | 1 | 5 | cs | TRUE
145 | LV_2767-10_0_7_line_145 |  | 136 | 140 | 0.021241 | 0.125 | 0.08 | 261 | 0 | 0.364 | 1 | 5 | cs | TRUE
146 | LV_2767-10_0_7_line_146 |  | 137 | 138 | 0.024368 | 0.125 | 0.08 | 261 | 0 | 0.364 | 1 | 5 | cs | TRUE
147 | LV_2767-10_0_7_line_147 |  | 137 | 139 | 0.064045 | 0.125 | 0.08 | 261 | 0 | 0.364 | 1 | 5 | cs | TRUE
148 | LV_2767-10_0_7_line_148 |  | 138 | 180 | 0.012652 | 0.125 | 0.08 | 261 | 0 | 0.364 | 1 | 1 | cs | TRUE
149 | LV_2767-10_0_7_line_149 |  | 138 | 174 | 0.015033 | 0.125 | 0.08 | 261 | 0 | 0.364 | 1 | 5 | cs | TRUE
150 | LV_2767-10_0_7_line_150 |  | 139 | 182 | 0.032775 | 0.125 | 0.08 | 261 | 0 | 0.364 | 1 | 2 | cs | TRUE
151 | LV_2767-10_0_7_line_151 |  | 140 | 141 | 0.0031764 | 0.125 | 0.08 | 261 | 0 | 0.364 | 1 | 5 | cs | TRUE
152 | LV_2767-10_0_7_line_152 |  | 141 | 142 | 0.026559 | 0.125 | 0.08 | 261 | 0 | 0.364 | 1 | 2 | cs | TRUE
153 | LV_2767-10_0_7_line_153 |  | 142 | 143 | 0.003446 | 0.125 | 0.08 | 261 | 0 | 0.364 | 1 | 1 | cs | TRUE
154 | LV_2767-10_0_7_line_154 |  | 144 | 146 | 0.017728 | 0.125 | 0.08 | 261 | 0 | 0.364 | 1 | 5 | cs | TRUE
155 | LV_2767-10_0_7_line_155 |  | 145 | 147 | 0.010384 | 0.125 | 0.08 | 261 | 0 | 0.364 | 1 | 5 | cs | TRUE
156 | LV_2767-10_0_7_line_156 |  | 146 | 148 | 0.011187 | 0.125 | 0.08 | 261 | 0 | 0.364 | 1 | 1 | cs | TRUE
157 | LV_2767-10_0_7_line_157 |  | 146 | 149 | 0.001985 | 0.125 | 0.08 | 261 | 0 | 0.364 | 1 | 5 | cs | TRUE
158 | LV_2767-10_0_7_line_158 |  | 147 | 173 | 0.023558 | 0.125 | 0.08 | 261 | 0 | 0.364 | 1 | 5 | cs | TRUE
159 | LV_2767-10_0_7_line_159 |  | 149 | 150 | 0.01544 | 0.125 | 0.08 | 261 | 0 | 0.364 | 1 | 1 | cs | TRUE
160 | LV_2767-10_0_7_line_160 |  | 149 | 151 | 0.011005 | 0.125 | 0.08 | 261 | 0 | 0.364 | 1 | 5 | cs | TRUE
161 | LV_2767-10_0_7_line_161 |  | 151 | 152 | 0.018159 | 0.125 | 0.08 | 261 | 0 | 0.364 | 1 | 5 | cs | TRUE
162 | LV_2767-10_0_7_line_162 |  | 152 | 153 | 0.012068 | 0.125 | 0.08 | 261 | 0 | 0.364 | 1 | 5 | cs | TRUE
163 | LV_2767-10_0_7_line_163 |  | 154 | 155 | 0.030469 | 0.125 | 0.08 | 261 | 0 | 0.364 | 1 | 5 | cs | TRUE
164 | LV_2767-10_0_7_line_164 |  | 155 | 156 | 0.021004 | 0.125 | 0.08 | 261 | 0 | 0.364 | 1 | 5 | cs | TRUE
165 | LV_2767-10_0_7_line_165 |  | 156 | 161 | 0.032306 | 0.125 | 0.08 | 261 | 0 | 0.364 | 1 | 1 | cs | TRUE
166 | LV_2767-10_0_7_line_166 |  | 156 | 159 | 0.036387 | 0.125 | 0.08 | 261 | 0 | 0.364 | 1 | 5 | cs | TRUE
167 | LV_2767-10_0_7_line_167 |  | 159 | 160 | 0.034659 | 0.125 | 0.08 | 261 | 0 | 0.364 | 1 | 4 | cs | TRUE
168 | LV_2767-10_0_7_line_168 |  | 160 | 162 | 0.006355 | 0.125 | 0.08 | 261 | 0 | 0.364 | 1 | 1 | cs | TRUE
169 | LV_2767-10_0_7_line_169 |  | 160 | 163 | 0.042489 | 0.125 | 0.08 | 261 | 0 | 0.364 | 1 | 2 | cs | TRUE
170 | LV_2767-10_0_7_line_170 |  | 163 | 166 | 0.009187 | 0.125 | 0.08 | 261 | 0 | 0.364 | 1 | 1 | cs | TRUE
171 | LV_2767-10_0_7_line_171 |  | 163 | 167 | 0.036064 | 0.125 | 0.08 | 261 | 0 | 0.364 | 1 | 1 | cs | TRUE
172 | LV_2767-10_0_7_line_172 |  | 164 | 165 | 0.00079438 | 0.125 | 0.08 | 261 | 0 | 0.364 | 1 | 1 | cs | TRUE
173 | LV_2767-10_0_7_line_173 |  | 165 | 168 | 0.023948 | 0.125 | 0.08 | 261 | 0 | 0.364 | 1 | 1 | cs | TRUE
174 | LV_2767-10_0_7_line_174 |  | 167 | 183 | 0.036116 | 0.125 | 0.08 | 261 | 0 | 0.364 | 1 | 1 | cs | TRUE
175 | LV_2767-10_0_7_line_175 |  | 167 | 184 | 0.029862 | 0.125 | 0.08 | 261 | 0 | 0.364 | 1 | 1 | cs | TRUE
176 | LV_2767-10_0_7_line_176 |  | 168 | 169 | 0.021247 | 0.125 | 0.08 | 261 | 0 | 0.364 | 1 | 1 | cs | TRUE
177 | LV_2767-10_0_7_line_177 |  | 169 | 170 | 0.019042 | 0.125 | 0.08 | 261 | 0 | 0.364 | 1 | 1 | cs | TRUE
178 | LV_2767-10_0_7_line_178 |  | 170 | 171 | 0.020317 | 0.125 | 0.08 | 261 | 0 | 0.364 | 1 | 1 | cs | TRUE
179 | LV_2767-10_0_7_line_179 |  | 171 | 172 | 0.040661 | 0.125 | 0.08 | 261 | 0 | 0.364 | 1 | 5 | cs | TRUE
180 | LV_2767-10_0_7_line_180 |  | 171 | 173 | 0.015567 | 0.125 | 0.08 | 261 | 0 | 0.364 | 1 | 5 | cs | TRUE
181 | LV_2767-10_0_7_line_181 |  | 172 | 174 | 0.001868 | 0.125 | 0.08 | 261 | 0 | 0.364 | 1 | 5 | cs | TRUE
182 | LV_2767-10_0_7_line_182 |  | 172 | 175 | 0.024893 | 0.125 | 0.08 | 261 | 0 | 0.364 | 1 | 1 | cs | TRUE
183 | LV_2767-10_0_7_line_183 |  | 174 | 176 | 0.012016 | 0.125 | 0.08 | 261 | 0 | 0.364 | 1 | 1 | cs | TRUE
184 | LV_2767-10_0_7_line_184 |  | 175 | 177 | 0.00086037 | 0.125 | 0.08 | 261 | 0 | 0.364 | 1 | 1 | cs | TRUE
185 | LV_2767-10_0_7_line_185 |  | 176 | 178 | 0.035822 | 0.125 | 0.08 | 261 | 0 | 0.364 | 1 | 1 | cs | TRUE
186 | LV_2767-10_0_7_line_186 |  | 178 | 179 | 0.0036517 | 0.125 | 0.08 | 261 | 0 | 0.364 | 1 | 1 | cs | TRUE
187 | LV_2767-10_0_7_line_187 |  | 181 | 182 | 0.035945 | 0.125 | 0.08 | 261 | 0 | 0.364 | 1 | 1 | cs | TRUE
188 | LV_2767-10_0_7_line_188 |  | 185 | 186 | 0.018455 | 0.125 | 0.08 | 261 | 0 | 0.364 | 1 | 1 | cs | TRUE
189 | LV_2767-10_0_7_line_189 |  | 186 | 187 | 0.018397 | 0.125 | 0.08 | 261 | 0 | 0.364 | 1 | 1 | cs | TRUE
190 | LV_2767-10_0_7_line_190 |  | 187 | 188 | 0.018295 | 0.125 | 0.08 | 261 | 0 | 0.364 | 1 | 1 | cs | TRUE
191 | LV_2767-10_0_7_line_191 |  | 188 | 189 | 0.031404 | 0.125 | 0.08 | 261 | 0 | 0.364 | 1 | 1 | cs | TRUE
192 | LV_2767-10_0_7_line_192 |  | 190 | 191 | 0.029247 | 0.125 | 0.08 | 261 | 0 | 0.364 | 1 | 1 | cs | TRUE
193 | LV_2767-10_0_7_line_193 |  | 191 | 192 | 0.014833 | 0.125 | 0.08 | 261 | 0 | 0.364 | 1 | 1 | cs | TRUE
194 | LV_2767-10_0_7_line_194 |  | 194 | 195 | 0.00094357 | 0.125 | 0.08 | 261 | 0 | 0.364 | 1 | 1 | cs | TRUE
195 | LV_2767-10_0_7_line_195 |  | 195 | 196 | 0.010656 | 0.125 | 0.08 | 261 | 0 | 0.364 | 1 | 1 | cs | TRUE

## trafo
| name | std_type | hv_bus | lv_bus | sn_mva | vn_hv_kv | vn_lv_kv | vk_percent | vkr_percent | pfe_kw | i0_percent | shift_degree | tap_side | tap_neutral | tap_min | tap_max | tap_step_percent | tap_step_degree | tap_pos | tap_phase_shifter | parallel | df | in_service
0 | LV_2767-10_0_7_trafo_67 | 0.63 MVA 20/0.4 kV | 197 | 77 | 0.63 | 20 | 0.4 | 6 | 1.206 | 1.65 | 0.2619 | 150 | hv | 0 | -2 | 2 | 2.5 | 0 | 0 | FALSE | 1 | 1 | TRUE

## line_geodata
| x0 | y0 | x1 | y1 | x2 | y2 | x3 | y3 | x4 | y4 | x5 | y5 | x6 | y6 | x7 | y7 | x8 | y8 | x9 | y9
0 | 2610428.7296 | 1263411.5094 | 2610425.9406 | 1263413.6567 | 2610410.7195 | 1263425.8582
1 | 2610428.7296 | 1263411.5094 | 2610443.9852 | 1263399.7634
2 | 2610378.7788 | 1263451.4002 | 2610406.6474 | 1263429.1224 | 2610410.7195 | 1263425.8582
3 | 2610378.7788 | 1263451.4002 | 2610396.6805 | 1263470.9447
4 | 2610396.6805 | 1263470.9447 | 2610402.8418 | 1263477.6714 | 2610413.4578 | 1263489.2615
5 | 2610476.273 | 1263389.894 | 2610485.0898 | 1263399.2176
6 | 2610497.2013 | 1263412.0253 | 2610485.0898 | 1263399.2176
7 | 2610427.1601 | 1263504.2211 | 2610413.4578 | 1263489.2615
8 | 2610497.2013 | 1263412.0253 | 2610481.1419 | 1263436.1695
9 | 2610497.2013 | 1263412.0253 | 2610505.787 | 1263398.6691
10 | 2610427.1601 | 1263504.2211 | 2610437.8304 | 1263492.5206
11 | 2610427.1601 | 1263504.2211 | 2610415.8485 | 1263516.632 | 2610413.0933 | 1263519.2217
12 | 2610437.8304 | 1263492.5206 | 2610443.4749 | 1263486.3374
13 | 2610437.8304 | 1263492.5206 | 2610448.0695 | 1263502.3552
14 | 2610382.587 | 1263547.8954 | 2610413.0933 | 1263519.2217
15 | 2610443.4749 | 1263486.3374 | 2610453.6315 | 1263492.6373
16 | 2610443.4749 | 1263486.3374 | 2610444.6219 | 1263485.083 | 2610457.4579 | 1263469.5328
17 | 2610382.587 | 1263547.8954 | 2610389.3678 | 1263555.1455 | 2610389.8373 | 1263558.0261
18 | 2610474.1911 | 1263446.6196 | 2610481.1419 | 1263436.1695
19 | 2610474.1911 | 1263446.6196 | 2610468.1145 | 1263454.9733
20 | 2610457.4579 | 1263469.5328 | 2610458.0116 | 1263468.862 | 2610468.1145 | 1263454.9733
21 | 2610788.3099 | 1263312.8112 | 2610651.2848 | 1263284.4466
22 | 2610788.3099 | 1263312.8112 | 2610811.4887 | 1263319.3133 | 2610822.3064 | 1263322.3573 | 2610834.3822 | 1263325.2701 | 2610846.5543 | 1263329.0727 | 2610858.0516 | 1263335.2757 | 2610863.9037 | 1263343.6032 | 2610869.0446 | 1263353.6529
23 | 2610869.0446 | 1263353.6529 | 2610874.4227 | 1263361.5884
24 | 2610665.5957 | 1263470.9542 | 2610634.6891 | 1263460.6473 | 2610626.4741 | 1263459.4874 | 2610611.2988 | 1263458.871 | 2610601.5793 | 1263456.7189 | 2610591.6892 | 1263453.032 | 2610566.1226 | 1263441.6048
25 | 2610551.7091 | 1263437.1278 | 2610561.4434 | 1263439.5134 | 2610566.1226 | 1263441.6048
26 | 2610665.5957 | 1263470.9542 | 2610664.1894 | 1263482.3261 | 2610661.1102 | 1263494.2399 | 2610657.844 | 1263497.0137 | 2610655.2859 | 1263499.7666 | 2610655.2359 | 1263502.435 | 2610657.0997 | 1263504.7066 | 2610659.266 | 1263506.2671 | 2610659.1228 | 1263514.706 | 2610656.3786 | 1263520.1904
27 | 2610551.7091 | 1263437.1278 | 2610544.8458 | 1263438.2387 | 2610538.7849 | 1263441.2745 | 2610528.6773 | 1263448.8667
28 | 2610982.5016 | 1263391.5762 | 2610908.4226 | 1263389.6942 | 2610898.1702 | 1263386.462 | 2610891.399 | 1263382.458 | 2610880.9654 | 1263371.2423 | 2610874.4227 | 1263361.5884
29 | 2610651.7651 | 1263529.4793 | 2610651.8967 | 1263529.1474 | 2610656.3786 | 1263520.1904
30 | 2610982.5016 | 1263391.5762 | 2610983.0148 | 1263362.9213
31 | 2610960.1524 | 1263535.8786 | 2610982.5016 | 1263391.5762
32 | 2610838.9949 | 1263516.064 | 2610857.1677 | 1263519.0361
33 | 2610838.6698 | 1263516.0109 | 2610838.9949 | 1263516.064
34 | 2610857.1677 | 1263519.0361 | 2610874.7373 | 1263521.9095
35 | 2610820.5659 | 1263513.0518 | 2610824.0144 | 1263513.614 | 2610838.6698 | 1263516.0109
36 | 2610389.8373 | 1263558.0261 | 2610405.1401 | 1263563.0563 | 2610410.9788 | 1263570.6606
37 | 2610453.6315 | 1263492.6373 | 2610452.6348 | 1263498.3729 | 2610463.1485 | 1263507.1863
38 | 2610453.6315 | 1263492.6373 | 2610464.7951 | 1263491.6674 | 2610468.2926 | 1263491.0957
39 | 2610485.3056 | 1263482.0747 | 2610482.2687 | 1263487.2951 | 2610476.7739 | 1263489.7093 | 2610468.2926 | 1263491.0957
40 | 2610498.2881 | 1263457.6475 | 2610510.6302 | 1263458.9702 | 2610515.0661 | 1263456.7013
41 | 2610498.2881 | 1263457.6475 | 2610490.3122 | 1263472.6896
42 | 2610515.0661 | 1263456.7013 | 2610525.0363 | 1263451.6017 | 2610525.8188 | 1263451.0139
43 | 2610485.3056 | 1263482.0747 | 2610485.6834 | 1263481.4193 | 2610490.3122 | 1263472.6896
44 | 2610485.3056 | 1263482.0747 | 2610494.3318 | 1263488.7507
45 | 2610528.6773 | 1263448.8667 | 2610525.8188 | 1263451.0139
46 | 2610529.0853 | 1263572.4141 | 2610519.8481 | 1263583.141
47 | 2610482.1085 | 1263625.1563 | 2610486.5429 | 1263621.8174 | 2610519.8481 | 1263583.141
48 | 2610529.0853 | 1263572.4141 | 2610540.9081 | 1263564.8854
49 | 2610529.0853 | 1263572.4141 | 2610543.8066 | 1263593.3971
50 | 2610482.1085 | 1263625.1563 | 2610492.7283 | 1263637.7059
51 | 2610479.8008 | 1263626.8868 | 2610482.1085 | 1263625.1563
52 | 2610566.0176 | 1263556.7688 | 2610540.9081 | 1263564.8854
53 | 2610543.8066 | 1263593.3971 | 2610562.5629 | 1263620.1316
54 | 2610479.8008 | 1263626.8868 | 2610453.0664 | 1263647.0091
55 | 2610468.6068 | 1263615.3591 | 2610479.8008 | 1263626.8868
56 | 2610566.0176 | 1263556.7688 | 2610572.8979 | 1263554.5462
57 | 2610566.0176 | 1263556.7688 | 2610567.232 | 1263539.7628
58 | 2610563.2729 | 1263621.1436 | 2610562.5629 | 1263620.1316
59 | 2610453.0664 | 1263647.0091 | 2610464.1616 | 1263659.0703
60 | 2610572.8979 | 1263554.5462 | 2610574.0381 | 1263544.4413
61 | 2610572.8979 | 1263554.5462 | 2610600.3135 | 1263545.6777 | 2610604.0098 | 1263545.2083
62 | 2610568.2189 | 1263525.9404 | 2610567.232 | 1263539.7628
63 | 2610578.3221 | 1263642.5941 | 2610563.2729 | 1263621.1436
64 | 2610467.7632 | 1263521.2707 | 2610459.0115 | 1263529.964
65 | 2610467.7632 | 1263521.2707 | 2610478.4529 | 1263508.1866
66 | 2610494.3318 | 1263488.7507 | 2610478.4529 | 1263508.1866
67 | 2610494.3318 | 1263488.7507 | 2610501.0972 | 1263483.3812 | 2610502.7148 | 1263484.3736
68 | 2610646.5326 | 1263542.6693 | 2610651.7651 | 1263529.4793
69 | 2610646.5326 | 1263542.6693 | 2610652.2888 | 1263545.715 | 2610659.8434 | 1263549.698 | 2610673.1822 | 1263566.2222
70 | 2610646.5326 | 1263542.6693 | 2610640.5413 | 1263540.5683 | 2610626.7643 | 1263542.3181
71 | 2610604.0098 | 1263545.2083 | 2610626.7643 | 1263542.3181
72 | 2610568.2189 | 1263525.9404 | 2610558.1487 | 1263517.7502
73 | 2610576.1493 | 1263521.9184 | 2610568.2189 | 1263525.9404
74 | 2610673.1822 | 1263566.2222 | 2610676.8188 | 1263574.7422
75 | 2610673.1822 | 1263566.2222 | 2610685.2196 | 1263559.3198
76 | 2610679.5658 | 1263581.1782 | 2610676.8188 | 1263574.7422
77 | 2610695.8756 | 1263553.2095 | 2610685.2196 | 1263559.3198
78 | 2610686.2097 | 1263596.7443 | 2610679.5658 | 1263581.1782
79 | 2610686.2097 | 1263596.7443 | 2610657.672 | 1263601.3852 | 2610653.752 | 1263603.3907
80 | 2610686.2097 | 1263596.7443 | 2610715.5625 | 1263592.0302
81 | 2610653.752 | 1263603.3907 | 2610645.322 | 1263587.8538
82 | 2610653.752 | 1263603.3907 | 2610628.6793 | 1263616.2213 | 2610620.5441 | 1263620.4818
83 | 2610715.5625 | 1263592.0302 | 2610715.8547 | 1263591.9832
84 | 2610736.4293 | 1263588.6736 | 2610715.8547 | 1263591.9832
85 | 2610721.4369 | 1263620.5018 | 2610715.8547 | 1263591.9832
86 | 2610741.4886 | 1263618.8591 | 2610742.5842 | 1263616.9041 | 2610736.4293 | 1263588.6736
87 | 2610736.4293 | 1263588.6736 | 2610760.3816 | 1263584.8209
88 | 2610760.3816 | 1263584.8209 | 2610776.6662 | 1263582.2015
89 | 2610776.6662 | 1263582.2015 | 2610792.8908 | 1263579.5918
90 | 2610816.7463 | 1263575.7547 | 2610792.8908 | 1263579.5918
91 | 2610816.7463 | 1263575.7547 | 2610820.7468 | 1263575.0281 | 2610825.3492 | 1263574.7252
92 | 2610816.7463 | 1263575.7547 | 2610816.0613 | 1263571.3949 | 2610818.3391 | 1263569.5867 | 2610819.1263 | 1263567.4533 | 2610818.5591 | 1263560.4586
93 | 2610825.3492 | 1263574.7252 | 2610827.9247 | 1263574.841 | 2610830.9145 | 1263574.9799 | 2610873.9077 | 1263577.3377
94 | 2610825.3492 | 1263574.7252 | 2610829.97 | 1263603.846
95 | 2610818.5591 | 1263560.4586 | 2610824.3516 | 1263560.0355 | 2610822.8787 | 1263541.7091 | 2610825.8159 | 1263541.7478 | 2610827.3825 | 1263541.7618
96 | 2610818.5591 | 1263560.4586 | 2610818.1224 | 1263555.3026
97 | 2610873.9077 | 1263577.3377 | 2610874.0883 | 1263597.4767
98 | 2610838.3286 | 1263651.8018 | 2610837.5269 | 1263649.521 | 2610834.3886 | 1263631.6919 | 2610829.97 | 1263603.846
99 | 2610827.3825 | 1263541.7618 | 2610850.3959 | 1263544.8483
100 | 2610820.5659 | 1263513.0518 | 2610821.9653 | 1263530.4219 | 2610822.7386 | 1263540.041 | 2610822.8787 | 1263541.7091 | 2610825.8159 | 1263541.7478 | 2610827.3825 | 1263541.7618
101 | 2610838.3286 | 1263651.8018 | 2610842.8917 | 1263674.0102
102 | 2610838.3286 | 1263651.8018 | 2610873.0626 | 1263644.0599 | 2610879.8228 | 1263641.6039 | 2610879.6205 | 1263636.9336
103 | 2610848.6863 | 1263701.9524 | 2610848.4438 | 1263701.0319 | 2610842.8917 | 1263674.0102
104 | 2610879.6205 | 1263636.9336 | 2610896.8202 | 1263634.0075 | 2610902.187 | 1263634.3177
105 | 2610850.3959 | 1263544.8483 | 2610854.771 | 1263545.4351
106 | 2610874.2392 | 1263614.3082 | 2610874.0883 | 1263597.4767
107 | 2610850.8243 | 1263746.1117 | 2610844.8012 | 1263720.2496
108 | 2610844.8012 | 1263720.2496 | 2610838.1943 | 1263721.3272
109 | 2610859.9996 | 1263744.9054 | 2610850.8243 | 1263746.1117
110 | 2610850.8243 | 1263746.1117 | 2610860.0504 | 1263782.5062
111 | 2610850.8243 | 1263746.1117 | 2610830.8983 | 1263749.2331
112 | 2610762.0079 | 1263691.8019 | 2610772.4275 | 1263673.1301
113 | 2610762.0079 | 1263691.8019 | 2610775.3491 | 1263702.5557 | 2610777.3931 | 1263706.5772
114 | 2610762.0079 | 1263691.8019 | 2610747.5483 | 1263687.2504 | 2610732.7489 | 1263688.1091
115 | 2610859.9996 | 1263744.9054 | 2610848.6863 | 1263701.9524
116 | 2610884.8881 | 1263549.4744 | 2610854.771 | 1263545.4351
117 | 2610578.3221 | 1263642.5941 | 2610532.4515 | 1263674.6793
118 | 2610532.4515 | 1263674.6793 | 2610528.4182 | 1263677.5002
119 | 2610528.4182 | 1263677.5002 | 2610500.5327 | 1263697.0032
120 | 2610605.3834 | 1263684.3599 | 2610620.7623 | 1263709.4492
121 | 2610605.3834 | 1263684.3599 | 2610596.2704 | 1263688.6133 | 2610558.3931 | 1263716.0473
122 | 2610627.7692 | 1263720.8806 | 2610620.7623 | 1263709.4492
123 | 2610505.0029 | 1263753.6182 | 2610523.0997 | 1263741.5532 | 2610535.0857 | 1263735.2256 | 2610549.3951 | 1263722.5645 | 2610558.3931 | 1263716.0473
124 | 2610472.3673 | 1263716.7021 | 2610500.5327 | 1263697.0032
125 | 2610627.7692 | 1263720.8806 | 2610643.7944 | 1263709.1234 | 2610645.5242 | 1263708.3694
126 | 2610627.7692 | 1263720.8806 | 2610640.6299 | 1263741.6669
127 | 2610462.4388 | 1263781.2716 | 2610463.7388 | 1263779.508 | 2610468.3876 | 1263774.0902 | 2610481.2366 | 1263769.4652 | 2610488.8122 | 1263765.6537 | 2610501.8589 | 1263755.7143 | 2610505.0029 | 1263753.6182
128 | 2610472.3673 | 1263716.7021 | 2610467.77 | 1263701.3835
129 | 2610472.3673 | 1263716.7021 | 2610457.1644 | 1263727.3317
130 | 2610439.158 | 1263740.1377 | 2610440.3725 | 1263739.0724 | 2610457.1644 | 1263727.3317
131 | 2610439.158 | 1263740.1377 | 2610454.5586 | 1263753.574
132 | 2610443.3168 | 1263816.5087 | 2610447.3808 | 1263818.1391
133 | 2610443.3168 | 1263816.5087 | 2610452.8208 | 1263796.2929
134 | 2610447.3808 | 1263818.1391 | 2610479.6084 | 1263828.3327
135 | 2610447.3808 | 1263818.1391 | 2610457.7192 | 1263798.9481
136 | 2610452.8208 | 1263796.2929 | 2610455.3817 | 1263790.8455 | 2610462.4388 | 1263781.2716
137 | 2610521.2073 | 1263840.5736 | 2610498.143 | 1263834.1951 | 2610479.6084 | 1263828.3327
138 | 2610467.0027 | 1263790.6881 | 2610461.5632 | 1263791.8126 | 2610457.7192 | 1263798.9481
139 | 2610521.2073 | 1263840.5736 | 2610548.2959 | 1263845.4582 | 2610553.7849 | 1263846.1573
140 | 2610521.2073 | 1263840.5736 | 2610527.5069 | 1263824.8295
141 | 2610645.5242 | 1263708.3694 | 2610664.6274 | 1263700.0433 | 2610672.7261 | 1263698.0885
142 | 2610640.6299 | 1263741.6669 | 2610641.5058 | 1263743.0826
143 | 2610553.7849 | 1263846.1573 | 2610554.9791 | 1263835.2297
144 | 2610527.5069 | 1263824.8295 | 2610535.3003 | 1263805.352 | 2610536.7438 | 1263802.3745
145 | 2610536.7438 | 1263802.3745 | 2610542.5871 | 1263790.3213 | 2610548.4205 | 1263785.0737
146 | 2610626.4172 | 1263853.714 | 2610633.6661 | 1263830.4443
147 | 2610626.4172 | 1263853.714 | 2610652.3715 | 1263856.8849 | 2610677.3136 | 1263857.5078 | 2610690.1469 | 1263859.2248
148 | 2610633.6661 | 1263830.4443 | 2610621.1073 | 1263828.6317
149 | 2610639.7458 | 1263816.7124 | 2610634.5069 | 1263827.7551 | 2610633.6661 | 1263830.4443
150 | 2610722.6328 | 1263863.5712 | 2610690.1469 | 1263859.2248
151 | 2610550.782 | 1263782.9494 | 2610548.4205 | 1263785.0737
152 | 2610550.782 | 1263782.9494 | 2610555.8482 | 1263778.3921 | 2610570.5576 | 1263765.2203 | 2610570.5576 | 1263765.2203
153 | 2610570.5576 | 1263765.2203 | 2610573.5545 | 1263763.5192
154 | 2610689.9588 | 1263693.929 | 2610672.7261 | 1263698.0885
155 | 2610646.9693 | 1263751.9131 | 2610641.5058 | 1263743.0826
156 | 2610689.9588 | 1263693.929 | 2610688.3972 | 1263682.8519
157 | 2610689.9588 | 1263693.929 | 2610691.8952 | 1263693.4655
158 | 2610646.9693 | 1263751.9131 | 2610659.3642 | 1263771.9465
159 | 2610691.8952 | 1263693.4655 | 2610695.3025 | 1263708.5264
160 | 2610691.8952 | 1263693.4655 | 2610692.9802 | 1263693.2006 | 2610702.7676 | 1263691.7931
161 | 2610702.7676 | 1263691.7931 | 2610720.7418 | 1263689.2083
162 | 2610720.7418 | 1263689.2083 | 2610725.4339 | 1263688.5336 | 2610732.7489 | 1263688.1091
163 | 2610788.3877 | 1263734.9078 | 2610782.1482 | 1263715.9327 | 2610777.3931 | 1263706.5772
164 | 2610794.9486 | 1263754.8605 | 2610788.3877 | 1263734.9078
165 | 2610794.9486 | 1263754.8605 | 2610794.8488 | 1263776.642 | 2610790.6914 | 1263786.3098
166 | 2610794.9486 | 1263754.8605 | 2610824.1859 | 1263750.2883 | 2610830.8983 | 1263749.2331
167 | 2610830.8983 | 1263749.2331 | 2610824.1859 | 1263750.2883 | 2610828.3684 | 1263777.8371
168 | 2610828.3684 | 1263777.8371 | 2610821.9973 | 1263777.6365
169 | 2610820.4919 | 1263814.3701 | 2610817.3343 | 1263798.9315 | 2610823.2596 | 1263795.7735 | 2610823.9944 | 1263789.3037 | 2610829.2092 | 1263783.4091 | 2610828.3684 | 1263777.8371
170 | 2610820.4919 | 1263814.3701 | 2610811.5259 | 1263816.4886
171 | 2610809.7124 | 1263844.6491 | 2610823.6345 | 1263829.7642 | 2610820.4919 | 1263814.3701
172 | 2610745.9075 | 1263759.1577 | 2610746.6988 | 1263759.0883
173 | 2610745.9075 | 1263759.1577 | 2610732.4139 | 1263760.34 | 2610722.1013 | 1263761.7065
174 | 2610774.2161 | 1263841.4826 | 2610796.8946 | 1263840.3674 | 2610809.7124 | 1263844.6491
175 | 2610809.7124 | 1263844.6491 | 2610810.7511 | 1263844.9957 | 2610816.2164 | 1263858.6929 | 2610806.9861 | 1263869.2459
176 | 2610722.1013 | 1263761.7065 | 2610701.0385 | 1263764.4975 | 2610701.0385 | 1263764.4975
177 | 2610701.0385 | 1263764.4975 | 2610684.8392 | 1263774.5061
178 | 2610667.5549 | 1263785.1849 | 2610684.8392 | 1263774.5061
179 | 2610667.5549 | 1263785.1849 | 2610653.2627 | 1263796.6339 | 2610641.7869 | 1263812.4131 | 2610640.5471 | 1263815.0238
180 | 2610667.5549 | 1263785.1849 | 2610659.3642 | 1263771.9465
181 | 2610639.7458 | 1263816.7124 | 2610640.5471 | 1263815.0238
182 | 2610640.5471 | 1263815.0238 | 2610663.402 | 1263824.8878
183 | 2610639.7458 | 1263816.7124 | 2610627.9634 | 1263814.3519
184 | 2610664.1919 | 1263825.2287 | 2610663.402 | 1263824.8878
185 | 2610627.9634 | 1263814.3519 | 2610626.5859 | 1263814.0759 | 2610619.0526 | 1263811.0271 | 2610602.8156 | 1263790.3499
186 | 2610600.5602 | 1263787.4779 | 2610602.8156 | 1263790.3499
187 | 2610722.6328 | 1263863.5712 | 2610727.4926 | 1263845.6566 | 2610737.1736 | 1263831.2196
188 | 2610874.7373 | 1263521.9095 | 2610892.9498 | 1263524.888
189 | 2610892.9498 | 1263524.888 | 2610911.1057 | 1263527.8573
190 | 2610911.1057 | 1263527.8573 | 2610929.1604 | 1263530.8101
191 | 2610960.1524 | 1263535.8786 | 2610929.1604 | 1263530.8101
192 | 2610983.5386 | 1263333.679 | 2610983.0148 | 1263362.9213
193 | 2610983.5386 | 1263333.679 | 2610983.8042 | 1263318.8479
194 | 2610885.8233 | 1263549.5998 | 2610884.8881 | 1263549.4744
195 | 2610896.3849 | 1263551.0163 | 2610885.8233 | 1263549.5998

## bus_geodata
| x | y | coords
0 | 2610428.7296 | 1263411.5094
1 | 2610410.7195 | 1263425.8582
2 | 2610443.9852 | 1263399.7634
3 | 2610378.7788 | 1263451.4002
4 | 2610396.6805 | 1263470.9447
5 | 2610476.273 | 1263389.894
6 | 2610485.0898 | 1263399.2176
7 | 2610413.4578 | 1263489.2615
8 | 2610497.2013 | 1263412.0253
9 | 2610427.1601 | 1263504.2211
10 | 2610437.8304 | 1263492.5206
11 | 2610413.0933 | 1263519.2217
12 | 2610443.4749 | 1263486.3374
13 | 2610448.0695 | 1263502.3552
14 | 2610382.587 | 1263547.8954
15 | 2610481.1419 | 1263436.1695
16 | 2610505.787 | 1263398.6691
17 | 2610474.1911 | 1263446.6196
18 | 2610468.1145 | 1263454.9733
19 | 2610651.2848 | 1263284.4466
20 | 2610788.3099 | 1263312.8112
21 | 2610869.0446 | 1263353.6529
22 | 2610566.1226 | 1263441.6048
23 | 2610665.5957 | 1263470.9542
24 | 2610551.7091 | 1263437.1278
25 | 2610874.4227 | 1263361.5885
26 | 2610656.3786 | 1263520.1904
27 | 2610982.5016 | 1263391.5762
28 | 2610838.9949 | 1263516.064
29 | 2610857.1677 | 1263519.0361
30 | 2610838.6698 | 1263516.0109
31 | 2610389.8373 | 1263558.0261
32 | 2610410.9788 | 1263570.6606
33 | 2610453.6315 | 1263492.6373
34 | 2610457.4579 | 1263469.5328
35 | 2610463.1485 | 1263507.1863
36 | 2610468.2926 | 1263491.0957
37 | 2610498.2881 | 1263457.6475
38 | 2610515.0661 | 1263456.7013
39 | 2610490.3122 | 1263472.6896
40 | 2610485.3056 | 1263482.0747
41 | 2610525.8188 | 1263451.0139
42 | 2610519.8481 | 1263583.141
43 | 2610529.0853 | 1263572.4141
44 | 2610482.1085 | 1263625.1563
45 | 2610540.9081 | 1263564.8854
46 | 2610543.8066 | 1263593.3971
47 | 2610492.7283 | 1263637.7059
48 | 2610479.8008 | 1263626.8868
49 | 2610566.0176 | 1263556.7688
50 | 2610562.5629 | 1263620.1316
51 | 2610453.0664 | 1263647.0091
52 | 2610468.6068 | 1263615.3591
53 | 2610572.8979 | 1263554.5462
54 | 2610567.232 | 1263539.7628
55 | 2610563.2729 | 1263621.1436
56 | 2610464.1616 | 1263659.0703
57 | 2610459.0115 | 1263529.964
58 | 2610467.7632 | 1263521.2707
59 | 2610478.4529 | 1263508.1866
60 | 2610494.3318 | 1263488.7507
61 | 2610502.7148 | 1263484.3736
62 | 2610528.6773 | 1263448.8667
63 | 2610651.7651 | 1263529.4793
64 | 2610646.5326 | 1263542.6693
65 | 2610574.0381 | 1263544.4413
66 | 2610604.0098 | 1263545.2083
67 | 2610568.2189 | 1263525.9404
68 | 2610626.7643 | 1263542.3181
69 | 2610558.1487 | 1263517.7502
70 | 2610576.1493 | 1263521.9184
71 | 2610673.1822 | 1263566.2222
72 | 2610676.8188 | 1263574.7422
73 | 2610685.2196 | 1263559.3198
74 | 2610679.5658 | 1263581.1782
75 | 2610695.8756 | 1263553.2095
76 | 2610686.2097 | 1263596.7443
77 | 2610653.752 | 1263603.3907
78 | 2610715.5625 | 1263592.0302
79 | 2610645.322 | 1263587.8538
80 | 2610620.5441 | 1263620.4818
81 | 2610715.8547 | 1263591.9832
82 | 2610736.4293 | 1263588.6736
83 | 2610721.4369 | 1263620.5018
84 | 2610741.4886 | 1263618.8591
85 | 2610760.3816 | 1263584.8209
86 | 2610776.6662 | 1263582.2015
87 | 2610792.8908 | 1263579.5918
88 | 2610816.7463 | 1263575.7547
89 | 2610825.3492 | 1263574.7252
90 | 2610818.5591 | 1263560.4586
91 | 2610873.9077 | 1263577.3377
92 | 2610829.97 | 1263603.846
93 | 2610827.3825 | 1263541.7618
94 | 2610818.1224 | 1263555.3026
95 | 2610838.3286 | 1263651.8018
96 | 2610842.8917 | 1263674.0102
97 | 2610879.6205 | 1263636.9336
98 | 2610820.5659 | 1263513.0518
99 | 2610850.3959 | 1263544.8483
100 | 2610874.0883 | 1263597.4767
101 | 2610902.187 | 1263634.3177
102 | 2610844.8012 | 1263720.2496
103 | 2610850.8243 | 1263746.1117
104 | 2610838.1943 | 1263721.3272
105 | 2610772.4275 | 1263673.1301
106 | 2610762.0079 | 1263691.8019
107 | 2610848.6863 | 1263701.9524
108 | 2610854.771 | 1263545.4351
109 | 2610578.3221 | 1263642.5941
110 | 2610532.4515 | 1263674.6793
111 | 2610528.4182 | 1263677.5002
112 | 2610605.3834 | 1263684.3599
113 | 2610620.7623 | 1263709.4492
114 | 2610558.3931 | 1263716.0473
115 | 2610500.5327 | 1263697.0032
116 | 2610627.7692 | 1263720.8806
117 | 2610505.0029 | 1263753.6182
118 | 2610472.3673 | 1263716.7021
119 | 2610467.77 | 1263701.3835
120 | 2610457.1644 | 1263727.3317
121 | 2610439.158 | 1263740.1377
122 | 2610454.5586 | 1263753.574
123 | 2610443.3168 | 1263816.5087
124 | 2610447.3808 | 1263818.1391
125 | 2610452.8208 | 1263796.2929
126 | 2610479.6084 | 1263828.3327
127 | 2610457.7192 | 1263798.9481
128 | 2610462.4388 | 1263781.2716
129 | 2610521.2073 | 1263840.5736
130 | 2610467.0027 | 1263790.6881
131 | 2610645.5242 | 1263708.3694
132 | 2610640.6299 | 1263741.6669
133 | 2610553.7849 | 1263846.1573
134 | 2610527.5069 | 1263824.8295
135 | 2610554.9791 | 1263835.2297
136 | 2610536.7438 | 1263802.3745
137 | 2610626.4172 | 1263853.714
138 | 2610633.6661 | 1263830.4443
139 | 2610690.1469 | 1263859.2248
140 | 2610548.4205 | 1263785.0737
141 | 2610550.782 | 1263782.9494
142 | 2610570.5576 | 1263765.2203
143 | 2610573.5545 | 1263763.5192
144 | 2610672.7261 | 1263698.0885
145 | 2610641.5058 | 1263743.0826
146 | 2610689.9588 | 1263693.929
147 | 2610646.9693 | 1263751.9131
148 | 2610688.3972 | 1263682.8519
149 | 2610691.8952 | 1263693.4655
150 | 2610695.3025 | 1263708.5264
151 | 2610702.7676 | 1263691.7931
152 | 2610720.7418 | 1263689.2083
153 | 2610732.7489 | 1263688.1091
154 | 2610777.3931 | 1263706.5772
155 | 2610788.3877 | 1263734.9078
156 | 2610794.9486 | 1263754.8605
157 | 2610859.9996 | 1263744.9054
158 | 2610860.0504 | 1263782.5062
159 | 2610830.8983 | 1263749.2331
160 | 2610828.3684 | 1263777.8371
161 | 2610790.6914 | 1263786.3098
162 | 2610821.9973 | 1263777.6365
163 | 2610820.4919 | 1263814.3701
164 | 2610746.6988 | 1263759.0883
165 | 2610745.9075 | 1263759.1577
166 | 2610811.5259 | 1263816.4886
167 | 2610809.7124 | 1263844.6491
168 | 2610722.1013 | 1263761.7065
169 | 2610701.0385 | 1263764.4975
170 | 2610684.8392 | 1263774.5061
171 | 2610667.5549 | 1263785.1849
172 | 2610640.5471 | 1263815.0238
173 | 2610659.3642 | 1263771.9465
174 | 2610639.7458 | 1263816.7124
175 | 2610663.402 | 1263824.8878
176 | 2610627.9634 | 1263814.3519
177 | 2610664.1919 | 1263825.2287
178 | 2610602.8156 | 1263790.3499
179 | 2610600.5602 | 1263787.4779
180 | 2610621.1073 | 1263828.6317
181 | 2610737.1736 | 1263831.2196
182 | 2610722.6328 | 1263863.5712
183 | 2610774.2161 | 1263841.4826
184 | 2610806.9861 | 1263869.2459
185 | 2610874.7373 | 1263521.9095
186 | 2610892.9498 | 1263524.888
187 | 2610911.1057 | 1263527.8573
188 | 2610929.1604 | 1263530.8101
189 | 2610960.1524 | 1263535.8786
190 | 2610983.0148 | 1263362.9213
191 | 2610983.5386 | 1263333.679
192 | 2610983.8042 | 1263318.8479
193 | 2610874.2392 | 1263614.3082
194 | 2610884.8881 | 1263549.4744
195 | 2610885.8233 | 1263549.5998
196 | 2610896.3849 | 1263551.0163
197 | 2610645.322 | 1263587.8538

## line_std_types
| c_nf_per_km | r_ohm_per_km | x_ohm_per_km | max_i_ka | type | q_mm2 | alpha | voltage_rating
NAYY 4x50 SE | 210 | 0.642 | 0.083 | 0.142 | cs | 50 | 0.00403 | LV
NAYY 4x120 SE | 264 | 0.225 | 0.08 | 0.242 | cs | 120 | 0.00403 | LV
NAYY 4x150 SE | 261 | 0.208 | 0.08 | 0.27 | cs | 150 | 0.00403 | LV
NA2XS2Y 1x95 RM/25 12/20 kV | 216 | 0.313 | 0.132 | 0.252 | cs | 95 | 0.00403 | MV
NA2XS2Y 1x185 RM/25 12/20 kV | 273 | 0.161 | 0.117 | 0.362 | cs | 185 | 0.00403 | MV
NA2XS2Y 1x240 RM/25 12/20 kV | 304 | 0.122 | 0.112 | 0.421 | cs | 240 | 0.00403 | MV
NA2XS2Y 1x95 RM/25 6/10 kV | 315 | 0.313 | 0.123 | 0.249 | cs | 95 | 0.00403 | MV
NA2XS2Y 1x185 RM/25 6/10 kV | 406 | 0.161 | 0.11 | 0.358 | cs | 185 | 0.00403 | MV
NA2XS2Y 1x240 RM/25 6/10 kV | 456 | 0.122 | 0.105 | 0.416 | cs | 240 | 0.00403 | MV
NA2XS2Y 1x150 RM/25 12/20 kV | 250 | 0.206 | 0.116 | 0.319 | cs | 150 | 0.00403 | MV
NA2XS2Y 1x120 RM/25 12/20 kV | 230 | 0.253 | 0.119 | 0.283 | cs | 120 | 0.00403 | MV
NA2XS2Y 1x70 RM/25 12/20 kV | 190 | 0.443 | 0.132 | 0.22 | cs | 70 | 0.00403 | MV
NA2XS2Y 1x150 RM/25 6/10 kV | 360 | 0.206 | 0.11 | 0.315 | cs | 150 | 0.00403 | MV
NA2XS2Y 1x120 RM/25 6/10 kV | 340 | 0.253 | 0.113 | 0.28 | cs | 120 | 0.00403 | MV
NA2XS2Y 1x70 RM/25 6/10 kV | 280 | 0.443 | 0.123 | 0.217 | cs | 70 | 0.00403 | MV
N2XS(FL)2Y 1x120 RM/35 64/110 kV | 112 | 0.153 | 0.166 | 0.366 | cs | 120 | 0.00393 | HV
N2XS(FL)2Y 1x185 RM/35 64/110 kV | 125 | 0.099 | 0.156 | 0.457 | cs | 185 | 0.00393 | HV
N2XS(FL)2Y 1x240 RM/35 64/110 kV | 135 | 0.075 | 0.149 | 0.526 | cs | 240 | 0.00393 | HV
N2XS(FL)2Y 1x300 RM/35 64/110 kV | 144 | 0.06 | 0.144 | 0.588 | cs | 300 | 0.00393 | HV
15-AL1/3-ST1A 0.4 | 11 | 1.8769 | 0.35 | 0.105 | ol | 16 | 0.00403 | LV
24-AL1/4-ST1A 0.4 | 11.25 | 1.2012 | 0.335 | 0.14 | ol | 24 | 0.00403 | LV
48-AL1/8-ST1A 0.4 | 12.2 | 0.5939 | 0.3 | 0.21 | ol | 48 | 0.00403 | LV
94-AL1/15-ST1A 0.4 | 13.2 | 0.306 | 0.29 | 0.35 | ol | 94 | 0.00403 | LV
34-AL1/6-ST1A 10.0 | 9.7 | 0.8342 | 0.36 | 0.17 | ol | 34 | 0.00403 | MV
48-AL1/8-ST1A 10.0 | 10.1 | 0.5939 | 0.35 | 0.21 | ol | 48 | 0.00403 | MV
70-AL1/11-ST1A 10.0 | 10.4 | 0.4132 | 0.339 | 0.29 | ol | 70 | 0.00403 | MV
94-AL1/15-ST1A 10.0 | 10.75 | 0.306 | 0.33 | 0.35 | ol | 94 | 0.00403 | MV
122-AL1/20-ST1A 10.0 | 11.1 | 0.2376 | 0.323 | 0.41 | ol | 122 | 0.00403 | MV
149-AL1/24-ST1A 10.0 | 11.25 | 0.194 | 0.315 | 0.47 | ol | 149 | 0.00403 | MV
34-AL1/6-ST1A 20.0 | 9.15 | 0.8342 | 0.382 | 0.17 | ol | 34 | 0.00403 | MV
48-AL1/8-ST1A 20.0 | 9.5 | 0.5939 | 0.372 | 0.21 | ol | 48 | 0.00403 | MV
70-AL1/11-ST1A 20.0 | 9.7 | 0.4132 | 0.36 | 0.29 | ol | 70 | 0.00403 | MV
94-AL1/15-ST1A 20.0 | 10 | 0.306 | 0.35 | 0.35 | ol | 94 | 0.00403 | MV
122-AL1/20-ST1A 20.0 | 10.3 | 0.2376 | 0.344 | 0.41 | ol | 122 | 0.00403 | MV
149-AL1/24-ST1A 20.0 | 10.5 | 0.194 | 0.337 | 0.47 | ol | 149 | 0.00403 | MV
184-AL1/30-ST1A 20.0 | 10.75 | 0.1571 | 0.33 | 0.535 | ol | 184 | 0.00403 | MV
243-AL1/39-ST1A 20.0 | 11 | 0.1188 | 0.32 | 0.645 | ol | 243 | 0.00403 | MV
48-AL1/8-ST1A 110.0 | 8 | 0.5939 | 0.46 | 0.21 | ol | 48 | 0.00403 | HV
70-AL1/11-ST1A 110.0 | 8.4 | 0.4132 | 0.45 | 0.29 | ol | 70 | 0.00403 | HV
94-AL1/15-ST1A 110.0 | 8.65 | 0.306 | 0.44 | 0.35 | ol | 94 | 0.00403 | HV
122-AL1/20-ST1A 110.0 | 8.5 | 0.2376 | 0.43 | 0.41 | ol | 122 | 0.00403 | HV
149-AL1/24-ST1A 110.0 | 8.75 | 0.194 | 0.41 | 0.47 | ol | 149 | 0.00403 | HV
184-AL1/30-ST1A 110.0 | 8.8 | 0.1571 | 0.4 | 0.535 | ol | 184 | 0.00403 | HV
243-AL1/39-ST1A 110.0 | 9 | 0.1188 | 0.39 | 0.645 | ol | 243 | 0.00403 | HV
305-AL1/39-ST1A 110.0 | 9.2 | 0.0949 | 0.38 | 0.74 | ol | 305 | 0.00403 | HV
490-AL1/64-ST1A 110.0 | 9.75 | 0.059 | 0.37 | 0.96 | ol | 490 | 0.00403 | HV
679-AL1/86-ST1A 110.0 | 9.95 | 0.042 | 0.36 | 1.15 | ol | 679 | 0.00403 | HV
490-AL1/64-ST1A 220.0 | 10 | 0.059 | 0.285 | 0.96 | ol | 490 | 0.00403 | HV
679-AL1/86-ST1A 220.0 | 11.7 | 0.042 | 0.275 | 1.15 | ol | 679 | 0.00403 | HV
490-AL1/64-ST1A 380.0 | 11 | 0.059 | 0.253 | 0.96 | ol | 490 | 0.00403 | HV
679-AL1/86-ST1A 380.0 | 14.6 | 0.042 | 0.25 | 1.15 | ol | 679 | 0.00403 | HV

## trafo_std_types
| i0_percent | pfe_kw | vkr_percent | sn_mva | vn_lv_kv | vn_hv_kv | vk_percent | shift_degree | vector_group | tap_side | tap_neutral | tap_min | tap_max | tap_step_degree | tap_step_percent | tap_phase_shifter
160 MVA 380/110 kV | 0.06 | 60 | 0.25 | 160 | 110 | 380 | 12.2 | 0 | Yy0 | hv | 0 | -9 | 9 | 0 | 1.5 | FALSE
100 MVA 220/110 kV | 0.06 | 55 | 0.26 | 100 | 110 | 220 | 12 | 0 | Yy0 | hv | 0 | -9 | 9 | 0 | 1.5 | FALSE
63 MVA 110/20 kV | 0.04 | 22 | 0.32 | 63 | 20 | 110 | 18 | 150 | YNd5 | hv | 0 | -9 | 9 | 0 | 1.5 | FALSE
40 MVA 110/20 kV | 0.05 | 18 | 0.34 | 40 | 20 | 110 | 16.2 | 150 | YNd5 | hv | 0 | -9 | 9 | 0 | 1.5 | FALSE
25 MVA 110/20 kV | 0.07 | 14 | 0.41 | 25 | 20 | 110 | 12 | 150 | YNd5 | hv | 0 | -9 | 9 | 0 | 1.5 | FALSE
63 MVA 110/10 kV | 0.04 | 22 | 0.32 | 63 | 10 | 110 | 18 | 150 | YNd5 | hv | 0 | -9 | 9 | 0 | 1.5 | FALSE
40 MVA 110/10 kV | 0.05 | 18 | 0.34 | 40 | 10 | 110 | 16.2 | 150 | YNd5 | hv | 0 | -9 | 9 | 0 | 1.5 | FALSE
25 MVA 110/10 kV | 0.07 | 14 | 0.41 | 25 | 10 | 110 | 12 | 150 | YNd5 | hv | 0 | -9 | 9 | 0 | 1.5 | FALSE
0.25 MVA 20/0.4 kV | 0.32 | 0.8 | 1.44 | 0.25 | 0.4 | 20 | 6 | 150 | Yzn5 | hv | 0 | -2 | 2 | 0 | 2.5 | FALSE
0.4 MVA 20/0.4 kV | 0.3375 | 1.35 | 1.425 | 0.4 | 0.4 | 20 | 6 | 150 | Dyn5 | hv | 0 | -2 | 2 | 0 | 2.5 | FALSE
0.63 MVA 20/0.4 kV | 0.2619 | 1.65 | 1.206 | 0.63 | 0.4 | 20 | 6 | 150 | Dyn5 | hv | 0 | -2 | 2 | 0 | 2.5 | FALSE
0.25 MVA 10/0.4 kV | 0.24 | 0.6 | 1.2 | 0.25 | 0.4 | 10 | 4 | 150 | Dyn5 | hv | 0 | -2 | 2 | 0 | 2.5 | FALSE
0.4 MVA 10/0.4 kV | 0.2375 | 0.95 | 1.325 | 0.4 | 0.4 | 10 | 4 | 150 | Dyn5 | hv | 0 | -2 | 2 | 0 | 2.5 | FALSE
0.63 MVA 10/0.4 kV | 0.1873 | 1.18 | 1.0794 | 0.63 | 0.4 | 10 | 4 | 150 | Dyn5 | hv | 0 | -2 | 2 | 0 | 2.5 | FALSE

## trafo3w_std_types
| sn_hv_mva | sn_mv_mva | sn_lv_mva | vn_hv_kv | vn_mv_kv | vn_lv_kv | vk_hv_percent | vk_mv_percent | vk_lv_percent | vkr_hv_percent | vkr_mv_percent | vkr_lv_percent | pfe_kw | i0_percent | shift_mv_degree | shift_lv_degree | vector_group | tap_side | tap_neutral | tap_min | tap_max | tap_step_percent
63/25/38 MVA 110/20/10 kV | 63 | 25 | 38 | 110 | 20 | 10 | 10.4 | 10.4 | 10.4 | 0.28 | 0.32 | 0.35 | 35 | 0.89 | 0 | 0 | YN0yn0yn0 | hv | 0 | -10 | 10 | 1.2
63/25/38 MVA 110/10/10 kV | 63 | 25 | 38 | 110 | 10 | 10 | 10.4 | 10.4 | 10.4 | 0.28 | 0.32 | 0.35 | 35 | 0.89 | 0 | 0 | YN0yn0yn0 | hv | 0 | -10 | 10 | 1.2

## fuse_std_types
| fuse_type | i_rated_a | t_avg | t_min | t_total | x_avg | x_min | x_total
HV 100A | HV 100A | 100 | 0 | [10.0, 3.64, 0.854, 0.281, 0.1, 0.0531, 0.022, 0.01] | [10.0, 4.267, 1.21, 0.403, 0.1, 0.058, 0.022, 0.01] | 0 | [300.0, 350.0, 450.0, 550.0, 700.0, 850.0, 1200.0, 1752.0] | [600.0, 700.0, 900.0, 1150.0, 1665.0, 2000.0, 3000.0, 4313.0]
HV 10A | HV 10A | 10 | 0 | [10.0, 1675.0, 0.344, 0.156, 0.1, 0.0417, 0.0171, 0.01] | [10.0, 1.3, 0.3, 0.155, 0.1, 0.0555, 0.023, 0.01] | 0 | [30.0, 32.0, 35.0, 37.0, 39.0, 50.0, 70.0, 88.0] | [60.0, 70.0, 80.0, 87.0, 94.0, 110.0, 150.0, 216.0]
HV 125A | HV 125A | 125 | 0 | [10.0, 1.82, 0.344, 0.1, 0.0467, 0.0269, 0.01] | [10.0, 2.478, 0.426, 0.1, 0.0427, 0.0211, 0.01] | 0 | [375.0, 500.0, 700.0, 925.0, 1200.0, 1500.0, 2341.0] | [750.0, 1000.0, 1500.0, 2200.0, 3000.0, 4000.0, 5765.0]
HV 160A | HV 160A | 160 | 0 | [10.0, 4.15, 1.03, 0.198, 0.1, 0.051, 0.0172, 0.01] | [10.0, 2.3, 0.734, 0.274, 0.1, 0.046, 0.0177, 0.01] | 0 | [480.0, 550.0, 700.0, 1000.0, 1260.0, 1600.0, 2500.0, 3227.0] | [960.0, 1300.0, 1700.0, 2200.0, 2996.0, 4000.0, 6000.0, 7946.0]
HV 16A | HV 16A | 16 | 0 | [10.0, 0.352, 0.164, 0.1, 0.0649, 0.0342, 0.01] | [10.0, 2.34, 0.722, 0.181, 0.1, 0.055, 0.0296, 0.01] | 0 | [48.0, 60.0, 65.0, 71.0, 80.0, 100.0, 162.0] | [96.0, 110.0, 125.0, 150.0, 168.0, 200.0, 250.0, 398.0]
HV 200A | HV 200A | 200 | 0 | [10.0, 4.267, 1.21, 0.403, 0.1, 0.058, 0.022, 0.01] | [10.0, 3.73, 1.654, 0.328, 0.1, 0.0531, 0.019, 0.01] | 0 | [600.0, 700.0, 900.0, 1150.0, 1665.0, 2000.0, 3000.0, 4313.0] | [1200.0, 1500.0, 1800.0, 2700.0, 3960.0, 5000.0, 7500.0, 10620.0]
HV 20A | HV 20A | 20 | 0 | [10.0, 1.3, 0.3, 0.155, 0.1, 0.0555, 0.023, 0.01] | [10.0, 1.3, 0.161, 0.1, 0.0611, 0.0399, 0.0141, 0.01] | 0 | [60.0, 70.0, 80.0, 87.0, 94.0, 110.0, 150.0, 216.0] | [120.0, 150.0, 200.0, 223.0, 260.0, 300.0, 450.0, 532.0]
HV 25A | HV 25A | 25 | 0 | [10.0, 2.512, 0.833, 0.299, 0.1, 0.0372, 0.0223, 0.01] | [10.0, 3.125, 0.597, 0.198, 0.1, 0.0378, 0.022, 0.01] | 0 | [75.0, 82.0, 90.0, 100.0, 124.0, 170.0, 200.0, 289.0] | [150.0, 170.0, 210.0, 250.0, 294.0, 400.0, 500.0, 711.0]
HV 31.5A | HV 31.5A | 31.5 | 0 | [10.0, 2.34, 0.722, 0.181, 0.1, 0.055, 0.0296, 0.01] | [10.0, 2.84, 0.368, 0.164, 0.1, 0.0621, 0.0378, 0.0195, 0.01] | 0 | [95.0, 110.0, 125.0, 150.0, 165.0, 200.0, 250.0, 390.0] | [189.0, 220.0, 300.0, 350.0, 393.0, 450.0, 530.0, 700.0, 960.0]
HV 40A | HV 40A | 40 | 0 | [10.0, 1.3, 0.161, 0.1, 0.0611, 0.0399, 0.0141, 0.01] | [10.0, 2.05, 0.369, 0.198, 0.1, 0.051, 0.0298, 0.01] | 0 | [120.0, 150.0, 200.0, 223.0, 260.0, 300.0, 450.0, 532.0] | [240.0, 300.0, 400.0, 450.0, 530.0, 650.0, 800.0, 1311.0]
HV 50A | HV 50A | 50 | 0 | [10.0, 3.215, 0.597, 0.198, 0.1, 0.0378, 0.022, 0.01] | [10.0, 3.64, 0.854, 0.281, 0.1, 0.0531, 0.022, 0.01] | 0 | [150.0, 170.0, 210.0, 250.0, 294.0, 400.0, 500.0, 711.0] | [300.0, 350.0, 450.0, 550.0, 700.0, 850.0, 1200.0, 1752.0]
HV 6.3A | HV 6.3A | 6.3 | 0 | [10.0, 1.39, 0.344, 0.168, 0.1, 0.056, 0.0263, 0.01] | [10.0, 1.711, 0.516, 0.198, 0.1, 0.0634, 0.0303, 0.01] | 0 | [19.0, 19.5, 20.4, 20.8, 22.0, 25.0, 32.0, 48.0] | [38.0, 40.0, 43.0, 48.0, 53.0, 60.0, 75.0, 118.0]
HV 63A | HV 63A | 63 | 0 | [10.0, 2.84, 0.368, 0.164, 0.1, 0.0621, 0.0378, 0.0195, 0.01] | [10.0, 1.82, 0.344, 0.1, 0.0467, 0.0269, 0.01] | 0 | [189.0, 220.0, 300.0, 350.0, 393.0, 450.0, 530.0, 700.0, 961.0] | [378.0, 500.0, 700.0, 934.0, 1200.0, 1500.0, 2366.0]
HV 80A | HV 80A | 80 | 0 | [10.0, 2.05, 0.369, 0.198, 0.1, 0.051, 0.0298, 0.01] | [10.0, 4.15, 1.03, 0.198, 0.1, 0.051, 0.0172, 0.01] | 0 | [240.0, 300.0, 400.0, 450.0, 530.0, 650.0, 800.0, 1311.0] | [480.0, 550.0, 700.0, 1000.0, 1260.0, 1600.0, 2500.0, 3227.0]
Siemens NH-1-100 | Siemens NH-1-100 | 100 | [5400.0, 2000.0, 400.0, 20.0, 1.0, 0.2, 0.012, 0.004] | 0 | 0 | [150.0, 190.0, 250.0, 430.0, 900.0, 1250.0, 2700.0, 3600.0] | 0 | 0
Siemens NH-1-125 | Siemens NH-1-125 | 125 | [4800.0, 120.0, 7.0, 0.1, 0.004] | 0 | 0 | [180.0, 400.0, 740.0, 2000.0, 4250.0] | 0 | 0
Siemens NH-1-16 | Siemens NH-1-16 | 16 | [4000.0, 400.0, 2.0, 0.1, 0.04, 0.01] | 0 | 0 | [26.0, 35.0, 75.0, 150.0, 200.0, 300.0] | 0 | 0
Siemens NH-1-160 | Siemens NH-1-160 | 160 | [4800.0, 120.0, 7.0, 0.1, 0.004] | 0 | 0 | [210.0, 500.0, 900.0, 2300.0, 5000.0] | 0 | 0
Siemens NH-1-25 | Siemens NH-1-25 | 25 | [4000.0, 1000.0, 10.0, 0.2, 0.02, 0.01] | 0 | 0 | [40.0, 50.0, 100.0, 210.0, 400.0, 500.0] | 0 | 0
Siemens NH-1-50 | Siemens NH-1-50 | 50 | [4000.0, 40.0, 4.0, 1.0, 0.02, 0.01] | 0 | 0 | [86.0, 200.0, 300.0, 400.0, 1000.0, 1280.0] | 0 | 0
Siemens NH-1-63 | Siemens NH-1-63 | 63 | [4000.0, 100.0, 10.0, 2.0, 0.04, 0.01] | 0 | 0 | [100.0, 200.0, 300.0, 400.0, 1000.0, 1500.0] | 0 | 0
Siemens NH-1-80 | Siemens NH-1-80 | 80 | [4800.0, 120.0, 7.0, 0.1, 0.01] | 0 | 0 | [150.58, 250.0, 450.0, 1150.0, 2470.0] | 0 | 0
Siemens NH-2-1000 | Siemens NH-2-1000 | 1000 | [4800.0, 120.0, 7.0, 0.1, 0.004] | 0 | 0 | [1900.0, 3500.0, 8400.0, 24000.0, 52000.0] | 0 | 0
Siemens NH-2-200 | Siemens NH-2-200 | 200 | [4800.0, 120.0, 7.0, 0.1, 0.004] | 0 | 0 | [280.0, 650.0, 1200.0, 3000.0, 7000.0] | 0 | 0
Siemens NH-2-224 | Siemens NH-2-224 | 224 | [4800.0, 120.0, 7.0, 0.2, 0.04, 0.004] | 0 | 0 | [400.0, 750.0, 1453.0, 3025.0, 4315.0, 7600.0] | 0 | 0
Siemens NH-2-250 | Siemens NH-2-250 | 250 | [4800.0, 120.0, 7.0, 0.1, 0.004] | 0 | 0 | [450.0, 800.0, 1650.0, 4000.0, 8500.0] | 0 | 0
Siemens NH-2-315 | Siemens NH-2-315 | 315 | [4800.0, 120.0, 7.0, 0.1, 0.004] | 0 | 0 | [550.0, 920.0, 1900.0, 5000.0, 11000.0] | 0 | 0
Siemens NH-2-355 | Siemens NH-2-355 | 355 | [4800.0, 120.0, 6.0, 0.1, 0.004] | 0 | 0 | [650.0, 1116.27, 2350.0, 5840.0, 12790.0] | 0 | 0
Siemens NH-2-400 | Siemens NH-2-400 | 400 | [4800.0, 120.0, 7.0, 0.1, 0.004] | 0 | 0 | [720.0, 1350.0, 2800.0, 6500.0, 15000.0] | 0 | 0
Siemens NH-2-425 | Siemens NH-2-425 | 425 | [4800.0, 120.0, 7.0, 0.1, 0.004] | 0 | 0 | [850.0, 1500.0, 3050.0, 7500.0, 16500.0] | 0 | 0
Siemens NH-2-630 | Siemens NH-2-630 | 630 | [4800.0, 120.0, 7.0, 0.1, 0.004] | 0 | 0 | [1200.0, 2000.0, 4800.0, 12000.0, 26000.0] | 0 | 0

## dtypes
| element | column | dtype
0 | bus | name | object
1 | bus | vn_kv | float64
2 | bus | type | object
3 | bus | zone | object
4 | bus | in_service | bool
5 | load | name | object
6 | load | bus | uint32
7 | load | p_mw | float64
8 | load | q_mvar | float64
9 | load | const_z_percent | float64
10 | load | const_i_percent | float64
11 | load | sn_mva | float64
12 | load | scaling | float64
13 | load | in_service | bool
14 | load | type | object
15 | ext_grid | name | object
16 | ext_grid | bus | uint32
17 | ext_grid | vm_pu | float64
18 | ext_grid | va_degree | float64
19 | ext_grid | slack_weight | float64
20 | ext_grid | in_service | bool
21 | line | name | object
22 | line | std_type | object
23 | line | from_bus | uint32
24 | line | to_bus | uint32
25 | line | length_km | float64
26 | line | r_ohm_per_km | float64
27 | line | x_ohm_per_km | float64
28 | line | c_nf_per_km | float64
29 | line | g_us_per_km | float64
30 | line | max_i_ka | float64
31 | line | df | float64
32 | line | parallel | uint32
33 | line | type | object
34 | line | in_service | bool
35 | trafo | name | object
36 | trafo | std_type | object
37 | trafo | hv_bus | uint32
38 | trafo | lv_bus | uint32
39 | trafo | sn_mva | float64
40 | trafo | vn_hv_kv | float64
41 | trafo | vn_lv_kv | float64
42 | trafo | vk_percent | float64
43 | trafo | vkr_percent | float64
44 | trafo | pfe_kw | float64
45 | trafo | i0_percent | float64
46 | trafo | shift_degree | float64
47 | trafo | tap_side | object
48 | trafo | tap_neutral | int32
49 | trafo | tap_min | int32
50 | trafo | tap_max | int32
51 | trafo | tap_step_percent | float64
52 | trafo | tap_step_degree | float64
53 | trafo | tap_pos | int32
54 | trafo | tap_phase_shifter | bool
55 | trafo | parallel | uint32
56 | trafo | df | float64
57 | trafo | in_service | bool
58 | line_geodata | coords | object
59 | bus_geodata | x | float64
60 | bus_geodata | y | float64
61 | bus_geodata | coords | object

## parameters
| version | format_version | converged | OPF_converged | name | f_hz | sn_mva
0 | 2.14.6 | 2.14.0 | FALSE | FALSE |  | 50 | 1