## bus
| name | vn_kv | type | zone | in_service
0 | bus_LV_2767-13_0_5_node_0 | 0.4 | n |  | TRUE
1 | bus_LV_2767-13_0_5_node_1 | 0.4 | n |  | TRUE
2 | bus_LV_2767-13_0_5_node_2 | 0.4 | n |  | TRUE
3 | bus_LV_2767-13_0_5_node_4 | 0.4 | n |  | TRUE
4 | bus_LV_2767-13_0_5_node_30 | 0.4 | n |  | TRUE
5 | bus_LV_2767-13_0_5_node_29 | 0.4 | n |  | TRUE
6 | bus_LV_2767-13_0_5_node_3 | 0.4 | n |  | TRUE
7 | bus_LV_2767-13_0_5_node_7 | 0.4 | n |  | TRUE
8 | bus_LV_2767-13_0_5_node_5 | 0.4 | n |  | TRUE
9 | bus_LV_2767-13_0_5_node_208 | 0.4 | n |  | TRUE
10 | bus_LV_2767-13_0_5_node_6 | 0.4 | n |  | TRUE
11 | bus_LV_2767-13_0_5_node_31 | 0.4 | n |  | TRUE
12 | bus_LV_2767-13_0_5_node_26 | 0.4 | n |  | TRUE
13 | bus_LV_2767-13_0_5_node_8 | 0.4 | n |  | TRUE
14 | bus_LV_2767-13_0_5_node_9 | 0.4 | n |  | TRUE
15 | bus_LV_2767-13_0_5_node_10 | 0.4 | n |  | TRUE
16 | bus_LV_2767-13_0_5_node_11 | 0.4 | n |  | TRUE
17 | bus_LV_2767-13_0_5_node_12 | 0.4 | n |  | TRUE
18 | bus_LV_2767-13_0_5_node_13 | 0.4 | n |  | TRUE
19 | bus_LV_2767-13_0_5_node_14 | 0.4 | n |  | TRUE
20 | bus_LV_2767-13_0_5_node_15 | 0.4 | n |  | TRUE
21 | bus_LV_2767-13_0_5_node_19 | 0.4 | n |  | TRUE
22 | bus_LV_2767-13_0_5_node_83 | 0.4 | n |  | TRUE
23 | bus_LV_2767-13_0_5_node_41 | 0.4 | n |  | TRUE
24 | bus_LV_2767-13_0_5_node_88 | 0.4 | n |  | TRUE
25 | bus_LV_2767-13_0_5_node_17 | 0.4 | n |  | TRUE
26 | bus_LV_2767-13_0_5_node_44 | 0.4 | n |  | TRUE
27 | bus_LV_2767-13_0_5_node_74 | 0.4 | n |  | TRUE
28 | bus_LV_2767-13_0_5_node_43 | 0.4 | n |  | TRUE
29 | bus_LV_2767-13_0_5_node_39 | 0.4 | n |  | TRUE
30 | bus_LV_2767-13_0_5_node_16 | 0.4 | n |  | TRUE
31 | bus_LV_2767-13_0_5_node_18 | 0.4 | n |  | TRUE
32 | bus_LV_2767-13_0_5_node_20 | 0.4 | n |  | TRUE
33 | bus_LV_2767-13_0_5_node_25 | 0.4 | n |  | TRUE
34 | bus_LV_2767-13_0_5_node_87 | 0.4 | n |  | TRUE
35 | bus_LV_2767-13_0_5_node_23 | 0.4 | n |  | TRUE
36 | bus_LV_2767-13_0_5_node_21 | 0.4 | n |  | TRUE
37 | bus_LV_2767-13_0_5_node_22 | 0.4 | n |  | TRUE
38 | bus_LV_2767-13_0_5_node_24 | 0.4 | n |  | TRUE
39 | bus_LV_2767-13_0_5_node_27 | 0.4 | n |  | TRUE
40 | bus_LV_2767-13_0_5_node_28 | 0.4 | n |  | TRUE
41 | bus_LV_2767-13_0_5_node_32 | 0.4 | n |  | TRUE
42 | bus_LV_2767-13_0_5_node_33 | 0.4 | n |  | TRUE
43 | bus_LV_2767-13_0_5_node_34 | 0.4 | n |  | TRUE
44 | bus_LV_2767-13_0_5_node_35 | 0.4 | n |  | TRUE
45 | bus_LV_2767-13_0_5_node_36 | 0.4 | n |  | TRUE
46 | bus_LV_2767-13_0_5_node_37 | 0.4 | n |  | TRUE
47 | bus_LV_2767-13_0_5_node_209 | 0.4 | n |  | TRUE
48 | bus_LV_2767-13_0_5_node_207 | 0.4 | n |  | TRUE
49 | bus_LV_2767-13_0_5_node_46 | 0.4 | n |  | TRUE
50 | bus_LV_2767-13_0_5_node_38 | 0.4 | n |  | TRUE
51 | bus_LV_2767-13_0_5_node_45 | 0.4 | n |  | TRUE
52 | bus_LV_2767-13_0_5_node_40 | 0.4 | n |  | TRUE
53 | bus_LV_2767-13_0_5_node_42 | 0.4 | n |  | TRUE
54 | bus_LV_2767-13_0_5_node_69 | 0.4 | n |  | TRUE
55 | bus_LV_2767-13_0_5_node_70 | 0.4 | n |  | TRUE
56 | bus_LV_2767-13_0_5_node_80 | 0.4 | n |  | TRUE
57 | bus_LV_2767-13_0_5_node_84 | 0.4 | n |  | TRUE
58 | bus_LV_2767-13_0_5_node_48 | 0.4 | n |  | TRUE
59 | bus_LV_2767-13_0_5_node_205 | 0.4 | n |  | TRUE
60 | bus_LV_2767-13_0_5_node_59 | 0.4 | n |  | TRUE
61 | bus_LV_2767-13_0_5_node_206 | 0.4 | n |  | TRUE
62 | bus_LV_2767-13_0_5_node_58 | 0.4 | n |  | TRUE
63 | bus_LV_2767-13_0_5_node_49 | 0.4 | n |  | TRUE
64 | bus_LV_2767-13_0_5_node_50 | 0.4 | n |  | TRUE
65 | bus_LV_2767-13_0_5_node_51 | 0.4 | n |  | TRUE
66 | bus_LV_2767-13_0_5_node_52 | 0.4 | n |  | TRUE
67 | bus_LV_2767-13_0_5_node_53 | 0.4 | n |  | TRUE
68 | bus_LV_2767-13_0_5_node_54 | 0.4 | n |  | TRUE
69 | bus_LV_2767-13_0_5_node_55 | 0.4 | n |  | TRUE
70 | bus_LV_2767-13_0_5_node_56 | 0.4 | n |  | TRUE
71 | bus_LV_2767-13_0_5_node_57 | 0.4 | n |  | TRUE
72 | bus_LV_2767-13_0_5_node_60 | 0.4 | n |  | TRUE
73 | bus_LV_2767-13_0_5_node_107 | 0.4 | n |  | TRUE
74 | bus_LV_2767-13_0_5_node_201 | 0.4 | n |  | TRUE
75 | bus_LV_2767-13_0_5_node_61 | 0.4 | n |  | TRUE
76 | bus_LV_2767-13_0_5_node_63 | 0.4 | n |  | TRUE
77 | bus_LV_2767-13_0_5_node_62 | 0.4 | n |  | TRUE
78 | bus_LV_2767-13_0_5_node_196 | 0.4 | n |  | TRUE
79 | bus_LV_2767-13_0_5_node_104 | 0.4 | n |  | TRUE
80 | bus_LV_2767-13_0_5_node_200 | 0.4 | n |  | TRUE
81 | bus_LV_2767-13_0_5_node_67 | 0.4 | n |  | TRUE
82 | bus_LV_2767-13_0_5_node_64 | 0.4 | n |  | TRUE
83 | bus_LV_2767-13_0_5_node_202 | 0.4 | n |  | TRUE
84 | bus_LV_2767-13_0_5_node_65 | 0.4 | n |  | TRUE
85 | bus_LV_2767-13_0_5_node_66 | 0.4 | n |  | TRUE
86 | bus_LV_2767-13_0_5_node_68 | 0.4 | n |  | TRUE
87 | bus_LV_2767-13_0_5_node_75 | 0.4 | n |  | TRUE
88 | bus_LV_2767-13_0_5_node_161 | 0.4 | n |  | TRUE
89 | bus_LV_2767-13_0_5_node_163 | 0.4 | n |  | TRUE
90 | bus_LV_2767-13_0_5_node_210 | 0.4 | n |  | TRUE
91 | bus_LV_2767-13_0_5_node_157 | 0.4 | n |  | TRUE
92 | bus_LV_2767-13_0_5_node_164 | 0.4 | n |  | TRUE
93 | bus_LV_2767-13_0_5_node_71 | 0.4 | n |  | TRUE
94 | bus_LV_2767-13_0_5_node_72 | 0.4 | n |  | TRUE
95 | bus_LV_2767-13_0_5_node_73 | 0.4 | n |  | TRUE
96 | bus_LV_2767-13_0_5_node_82 | 0.4 | n |  | TRUE
97 | bus_LV_2767-13_0_5_node_79 | 0.4 | n |  | TRUE
98 | bus_LV_2767-13_0_5_node_85 | 0.4 | n |  | TRUE
99 | bus_LV_2767-13_0_5_node_76 | 0.4 | n |  | TRUE
100 | bus_LV_2767-13_0_5_node_77 | 0.4 | n |  | TRUE
101 | bus_LV_2767-13_0_5_node_78 | 0.4 | n |  | TRUE
102 | bus_LV_2767-13_0_5_node_169 | 0.4 | n |  | TRUE
103 | bus_LV_2767-13_0_5_node_167 | 0.4 | n |  | TRUE
104 | bus_LV_2767-13_0_5_node_81 | 0.4 | n |  | TRUE
105 | bus_LV_2767-13_0_5_node_101 | 0.4 | n |  | TRUE
106 | bus_LV_2767-13_0_5_node_98 | 0.4 | n |  | TRUE
107 | bus_LV_2767-13_0_5_node_171 | 0.4 | n |  | TRUE
108 | bus_LV_2767-13_0_5_node_174 | 0.4 | n |  | TRUE
109 | bus_LV_2767-13_0_5_node_168 | 0.4 | n |  | TRUE
110 | bus_LV_2767-13_0_5_node_96 | 0.4 | n |  | TRUE
111 | bus_LV_2767-13_0_5_node_99 | 0.4 | n |  | TRUE
112 | bus_LV_2767-13_0_5_node_93 | 0.4 | n |  | TRUE
113 | bus_LV_2767-13_0_5_node_86 | 0.4 | n |  | TRUE
114 | bus_LV_2767-13_0_5_node_95 | 0.4 | n |  | TRUE
115 | bus_LV_2767-13_0_5_node_89 | 0.4 | n |  | TRUE
116 | bus_LV_2767-13_0_5_node_90 | 0.4 | n |  | TRUE
117 | bus_LV_2767-13_0_5_node_91 | 0.4 | n |  | TRUE
118 | bus_LV_2767-13_0_5_node_92 | 0.4 | n |  | TRUE
119 | bus_LV_2767-13_0_5_node_94 | 0.4 | n |  | TRUE
120 | bus_LV_2767-13_0_5_node_97 | 0.4 | n |  | TRUE
121 | bus_LV_2767-13_0_5_node_100 | 0.4 | n |  | TRUE
122 | bus_LV_2767-13_0_5_node_176 | 0.4 | n |  | TRUE
123 | bus_LV_2767-13_0_5_node_177 | 0.4 | n |  | TRUE
124 | bus_LV_2767-13_0_5_node_103 | 0.4 | n |  | TRUE
125 | bus_LV_2767-13_0_5_node_105 | 0.4 | n |  | TRUE
126 | bus_LV_2767-13_0_5_node_106 | 0.4 | n |  | TRUE
127 | bus_LV_2767-13_0_5_node_111 | 0.4 | n |  | TRUE
128 | bus_LV_2767-13_0_5_node_189 | 0.4 | n |  | TRUE
129 | bus_LV_2767-13_0_5_node_113 | 0.4 | n |  | TRUE
130 | bus_LV_2767-13_0_5_node_109 | 0.4 | n |  | TRUE
131 | bus_LV_2767-13_0_5_node_190 | 0.4 | n |  | TRUE
132 | bus_LV_2767-13_0_5_node_197 | 0.4 | n |  | TRUE
133 | bus_LV_2767-13_0_5_node_108 | 0.4 | n |  | TRUE
134 | bus_LV_2767-13_0_5_node_110 | 0.4 | n |  | TRUE
135 | bus_LV_2767-13_0_5_node_112 | 0.4 | n |  | TRUE
136 | bus_LV_2767-13_0_5_node_115 | 0.4 | n |  | TRUE
137 | bus_LV_2767-13_0_5_node_117 | 0.4 | n |  | TRUE
138 | bus_LV_2767-13_0_5_node_114 | 0.4 | n |  | TRUE
139 | bus_LV_2767-13_0_5_node_116 | 0.4 | n |  | TRUE
140 | bus_LV_2767-13_0_5_node_121 | 0.4 | n |  | TRUE
141 | bus_LV_2767-13_0_5_node_118 | 0.4 | n |  | TRUE
142 | bus_LV_2767-13_0_5_node_123 | 0.4 | n |  | TRUE
143 | bus_LV_2767-13_0_5_node_119 | 0.4 | n |  | TRUE
144 | bus_LV_2767-13_0_5_node_124 | 0.4 | n |  | TRUE
145 | bus_LV_2767-13_0_5_node_127 | 0.4 | n |  | TRUE
146 | bus_LV_2767-13_0_5_node_128 | 0.4 | n |  | TRUE
147 | bus_LV_2767-13_0_5_node_125 | 0.4 | n |  | TRUE
148 | bus_LV_2767-13_0_5_node_126 | 0.4 | n |  | TRUE
149 | bus_LV_2767-13_0_5_node_131 | 0.4 | n |  | TRUE
150 | bus_LV_2767-13_0_5_node_129 | 0.4 | n |  | TRUE
151 | bus_LV_2767-13_0_5_node_136 | 0.4 | n |  | TRUE
152 | bus_LV_2767-13_0_5_node_186 | 0.4 | n |  | TRUE
153 | bus_LV_2767-13_0_5_node_130 | 0.4 | n |  | TRUE
154 | bus_LV_2767-13_0_5_node_138 | 0.4 | n |  | TRUE
155 | bus_LV_2767-13_0_5_node_134 | 0.4 | n |  | TRUE
156 | bus_LV_2767-13_0_5_node_187 | 0.4 | n |  | TRUE
157 | bus_LV_2767-13_0_5_node_132 | 0.4 | n |  | TRUE
158 | bus_LV_2767-13_0_5_node_133 | 0.4 | n |  | TRUE
159 | bus_LV_2767-13_0_5_node_203 | 0.4 | n |  | TRUE
160 | bus_LV_2767-13_0_5_node_140 | 0.4 | n |  | TRUE
161 | bus_LV_2767-13_0_5_node_139 | 0.4 | n |  | TRUE
162 | bus_LV_2767-13_0_5_node_142 | 0.4 | n |  | TRUE
163 | bus_LV_2767-13_0_5_node_137 | 0.4 | n |  | TRUE
164 | bus_LV_2767-13_0_5_node_135 | 0.4 | n |  | TRUE
165 | bus_LV_2767-13_0_5_node_154 | 0.4 | n |  | TRUE
166 | bus_LV_2767-13_0_5_node_155 | 0.4 | n |  | TRUE
167 | bus_LV_2767-13_0_5_node_152 | 0.4 | n |  | TRUE
168 | bus_LV_2767-13_0_5_node_143 | 0.4 | n |  | TRUE
169 | bus_LV_2767-13_0_5_node_144 | 0.4 | n |  | TRUE
170 | bus_LV_2767-13_0_5_node_141 | 0.4 | n |  | TRUE
171 | bus_LV_2767-13_0_5_node_145 | 0.4 | n |  | TRUE
172 | bus_LV_2767-13_0_5_node_173 | 0.4 | n |  | TRUE
173 | bus_LV_2767-13_0_5_node_170 | 0.4 | n |  | TRUE
174 | bus_LV_2767-13_0_5_node_146 | 0.4 | n |  | TRUE
175 | bus_LV_2767-13_0_5_node_147 | 0.4 | n |  | TRUE
176 | bus_LV_2767-13_0_5_node_148 | 0.4 | n |  | TRUE
177 | bus_LV_2767-13_0_5_node_149 | 0.4 | n |  | TRUE
178 | bus_LV_2767-13_0_5_node_150 | 0.4 | n |  | TRUE
179 | bus_LV_2767-13_0_5_node_151 | 0.4 | n |  | TRUE
180 | bus_LV_2767-13_0_5_node_153 | 0.4 | n |  | TRUE
181 | bus_LV_2767-13_0_5_node_156 | 0.4 | n |  | TRUE
182 | bus_LV_2767-13_0_5_node_158 | 0.4 | n |  | TRUE
183 | bus_LV_2767-13_0_5_node_159 | 0.4 | n |  | TRUE
184 | bus_LV_2767-13_0_5_node_160 | 0.4 | n |  | TRUE
185 | bus_LV_2767-13_0_5_node_162 | 0.4 | n |  | TRUE
186 | bus_LV_2767-13_0_5_node_165 | 0.4 | n |  | TRUE
187 | bus_LV_2767-13_0_5_node_166 | 0.4 | n |  | TRUE
188 | bus_LV_2767-13_0_5_node_211 | 0.4 | n |  | TRUE
189 | bus_LV_2767-13_0_5_node_172 | 0.4 | n |  | TRUE
190 | bus_LV_2767-13_0_5_node_175 | 0.4 | n |  | TRUE
191 | bus_LV_2767-13_0_5_node_183 | 0.4 | n |  | TRUE
192 | bus_LV_2767-13_0_5_node_179 | 0.4 | n |  | TRUE
193 | bus_LV_2767-13_0_5_node_181 | 0.4 | n |  | TRUE
194 | bus_LV_2767-13_0_5_node_178 | 0.4 | n |  | TRUE
195 | bus_LV_2767-13_0_5_node_212 | 0.4 | n |  | TRUE
196 | bus_LV_2767-13_0_5_node_180 | 0.4 | n |  | TRUE
197 | bus_LV_2767-13_0_5_node_182 | 0.4 | n |  | TRUE
198 | bus_LV_2767-13_0_5_node_184 | 0.4 | n |  | TRUE
199 | bus_LV_2767-13_0_5_node_185 | 0.4 | n |  | TRUE
200 | bus_LV_2767-13_0_5_node_188 | 0.4 | n |  | TRUE
201 | bus_LV_2767-13_0_5_node_191 | 0.4 | n |  | TRUE
202 | bus_LV_2767-13_0_5_node_192 | 0.4 | n |  | TRUE
203 | bus_LV_2767-13_0_5_node_193 | 0.4 | n |  | TRUE
204 | bus_LV_2767-13_0_5_node_194 | 0.4 | n |  | TRUE
205 | bus_LV_2767-13_0_5_node_195 | 0.4 | n |  | TRUE
206 | bus_LV_2767-13_0_5_node_198 | 0.4 | n |  | TRUE
207 | bus_LV_2767-13_0_5_node_199 | 0.4 | n |  | TRUE
208 | bus_MV_569_0_node_139 | 20 | n |  | TRUE

## load
| name | bus | p_mw | q_mvar | const_z_percent | const_i_percent | sn_mva | scaling | in_service | type
0 | LV_2767-13_0_5_load_0 | 0 | 0.0044998 | 0.0011278 | 0 | 0 |  | 1 | TRUE | wye
1 | LV_2767-13_0_5_load_30 | 4 | 0.0022745 | 0.00057006 | 0 | 0 |  | 1 | TRUE | wye
2 | LV_2767-13_0_5_load_29 | 5 | 0.0024115 | 0.00060439 | 0 | 0 |  | 1 | TRUE | wye
3 | LV_2767-13_0_5_load_5 | 8 | 0.024036 | 0.006024 | 0 | 0 |  | 1 | TRUE | wye
4 | LV_2767-13_0_5_load_208 | 9 | 0.016605 | 0.0041617 | 0 | 0 |  | 1 | TRUE | wye
5 | LV_2767-13_0_5_load_31 | 11 | 0.0025791 | 0.00064638 | 0 | 0 |  | 1 | TRUE | wye
6 | LV_2767-13_0_5_load_26 | 12 | 0.0020317 | 0.00050919 | 0 | 0 |  | 1 | TRUE | wye
7 | LV_2767-13_0_5_load_8 | 13 | 0.0034746 | 0.00087082 | 0 | 0 |  | 1 | TRUE | wye
8 | LV_2767-13_0_5_load_10 | 15 | 0.0083769 | 0.0020995 | 0 | 0 |  | 1 | TRUE | wye
9 | LV_2767-13_0_5_load_11 | 16 | 0.003734 | 0.00093583 | 0 | 0 |  | 1 | TRUE | wye
10 | LV_2767-13_0_5_load_12 | 17 | 0.0020122 | 0.0005043 | 0 | 0 |  | 1 | TRUE | wye
11 | LV_2767-13_0_5_load_83 | 22 | 0.0035446 | 0.00088835 | 0 | 0 |  | 1 | TRUE | wye
12 | LV_2767-13_0_5_load_41 | 23 | 0.0048861 | 0.0012246 | 0 | 0 |  | 1 | TRUE | wye
13 | LV_2767-13_0_5_load_88 | 24 | 0.0019175 | 0.00048058 | 0 | 0 |  | 1 | TRUE | wye
14 | LV_2767-13_0_5_load_43 | 28 | 0.0047972 | 0.0012023 | 0 | 0 |  | 1 | TRUE | wye
15 | LV_2767-13_0_5_load_16 | 30 | 0.0016564 | 0.00041514 | 0 | 0 |  | 1 | TRUE | wye
16 | LV_2767-13_0_5_load_18 | 31 | 0.0034354 | 0.000861 | 0 | 0 |  | 1 | TRUE | wye
17 | LV_2767-13_0_5_load_20 | 32 | 0.0037444 | 0.00093844 | 0 | 0 |  | 1 | TRUE | wye
18 | LV_2767-13_0_5_load_87 | 34 | 0.0026648 | 0.00066785 | 0 | 0 |  | 1 | TRUE | wye
19 | LV_2767-13_0_5_load_21 | 36 | 0.0012681 | 0.00031782 | 0 | 0 |  | 1 | TRUE | wye
20 | LV_2767-13_0_5_load_22 | 37 | 0.0043422 | 0.0010883 | 0 | 0 |  | 1 | TRUE | wye
21 | LV_2767-13_0_5_load_24 | 38 | 0.00097118 | 0.0002434 | 0 | 0 |  | 1 | TRUE | wye
22 | LV_2767-13_0_5_load_27 | 39 | 0.0051115 | 0.0012811 | 0 | 0 |  | 1 | TRUE | wye
23 | LV_2767-13_0_5_load_28 | 40 | 0.0014939 | 0.0003744 | 0 | 0 |  | 1 | TRUE | wye
24 | LV_2767-13_0_5_load_32 | 41 | 0.0040328 | 0.0010107 | 0 | 0 |  | 1 | TRUE | wye
25 | LV_2767-13_0_5_load_33 | 42 | 0.0062774 | 0.0015733 | 0 | 0 |  | 1 | TRUE | wye
26 | LV_2767-13_0_5_load_35 | 44 | 0.0068363 | 0.0017133 | 0 | 0 |  | 1 | TRUE | wye
27 | LV_2767-13_0_5_load_209 | 47 | 0.0089937 | 0.002254 | 0 | 0 |  | 1 | TRUE | wye
28 | LV_2767-13_0_5_load_207 | 48 | 0.0091046 | 0.0022818 | 0 | 0 |  | 1 | TRUE | wye
29 | LV_2767-13_0_5_load_38 | 50 | 0.0061788 | 0.0015485 | 0 | 0 |  | 1 | TRUE | wye
30 | LV_2767-13_0_5_load_45 | 51 | 0.0021989 | 0.00055109 | 0 | 0 |  | 1 | TRUE | wye
31 | LV_2767-13_0_5_load_42 | 53 | 0.004659 | 0.0011677 | 0 | 0 |  | 1 | TRUE | wye
32 | LV_2767-13_0_5_load_69 | 54 | 0.0035345 | 0.00088582 | 0 | 0 |  | 1 | TRUE | wye
33 | LV_2767-13_0_5_load_84 | 57 | 0.0031568 | 0.00079116 | 0 | 0 |  | 1 | TRUE | wye
34 | LV_2767-13_0_5_load_205 | 59 | 0.0033352 | 0.00083587 | 0 | 0 |  | 1 | TRUE | wye
35 | LV_2767-13_0_5_load_206 | 61 | 0.002827 | 0.00070852 | 0 | 0 |  | 1 | TRUE | wye
36 | LV_2767-13_0_5_load_49 | 63 | 0.0039713 | 0.00099531 | 0 | 0 |  | 1 | TRUE | wye
37 | LV_2767-13_0_5_load_50 | 64 | 0.0043316 | 0.0010856 | 0 | 0 |  | 1 | TRUE | wye
38 | LV_2767-13_0_5_load_51 | 65 | 0.0032346 | 0.00081067 | 0 | 0 |  | 1 | TRUE | wye
39 | LV_2767-13_0_5_load_52 | 66 | 0.0016279 | 0.00040798 | 0 | 0 |  | 1 | TRUE | wye
40 | LV_2767-13_0_5_load_53 | 67 | 0.00075023 | 0.00018802 | 0 | 0 |  | 1 | TRUE | wye
41 | LV_2767-13_0_5_load_54 | 68 | 0.0033793 | 0.00084693 | 0 | 0 |  | 1 | TRUE | wye
42 | LV_2767-13_0_5_load_55 | 69 | 0.0044217 | 0.0011082 | 0 | 0 |  | 1 | TRUE | wye
43 | LV_2767-13_0_5_load_56 | 70 | 0.0025464 | 0.00063818 | 0 | 0 |  | 1 | TRUE | wye
44 | LV_2767-13_0_5_load_57 | 71 | 0.003346 | 0.00083859 | 0 | 0 |  | 1 | TRUE | wye
45 | LV_2767-13_0_5_load_201 | 74 | 0.0025478 | 0.00063854 | 0 | 0 |  | 1 | TRUE | wye
46 | LV_2767-13_0_5_load_62 | 77 | 0.002775 | 0.00069547 | 0 | 0 |  | 1 | TRUE | wye
47 | LV_2767-13_0_5_load_196 | 78 | 0.002196 | 0.00055037 | 0 | 0 |  | 1 | TRUE | wye
48 | LV_2767-13_0_5_load_200 | 80 | 0.002002 | 0.00050175 | 0 | 0 |  | 1 | TRUE | wye
49 | LV_2767-13_0_5_load_64 | 82 | 0.0041075 | 0.0010294 | 0 | 0 |  | 1 | TRUE | wye
50 | LV_2767-13_0_5_load_202 | 83 | 0.0021793 | 0.00054618 | 0 | 0 |  | 1 | TRUE | wye
51 | LV_2767-13_0_5_load_66 | 85 | 0.0053765 | 0.0013475 | 0 | 0 |  | 1 | TRUE | wye
52 | LV_2767-13_0_5_load_75 | 87 | 0.0026386 | 0.00066129 | 0 | 0 |  | 1 | TRUE | wye
53 | LV_2767-13_0_5_load_163 | 89 | 0.0043509 | 0.0010905 | 0 | 0 |  | 1 | TRUE | wye
54 | LV_2767-13_0_5_load_210 | 90 | 0.008681 | 0.0021757 | 0 | 0 |  | 1 | TRUE | wye
55 | LV_2767-13_0_5_load_71 | 93 | 0.0036297 | 0.00090968 | 0 | 0 |  | 1 | TRUE | wye
56 | LV_2767-13_0_5_load_72 | 94 | 0.0044589 | 0.0011175 | 0 | 0 |  | 1 | TRUE | wye
57 | LV_2767-13_0_5_load_73 | 95 | 0.0030575 | 0.00076629 | 0 | 0 |  | 1 | TRUE | wye
58 | LV_2767-13_0_5_load_82 | 96 | 0.0023132 | 0.00057974 | 0 | 0 |  | 1 | TRUE | wye
59 | LV_2767-13_0_5_load_79 | 97 | 0.0037472 | 0.00093915 | 0 | 0 |  | 1 | TRUE | wye
60 | LV_2767-13_0_5_load_85 | 98 | 0.0032126 | 0.00080515 | 0 | 0 |  | 1 | TRUE | wye
61 | LV_2767-13_0_5_load_167 | 103 | 0.0021102 | 0.00052888 | 0 | 0 |  | 1 | TRUE | wye
62 | LV_2767-13_0_5_load_101 | 105 | 0.0034416 | 0.00086255 | 0 | 0 |  | 1 | TRUE | wye
63 | LV_2767-13_0_5_load_98 | 106 | 0.002889 | 0.00072406 | 0 | 0 |  | 1 | TRUE | wye
64 | LV_2767-13_0_5_load_174 | 108 | 0.0023482 | 0.0005885 | 0 | 0 |  | 1 | TRUE | wye
65 | LV_2767-13_0_5_load_96 | 110 | 0.002171 | 0.0005441 | 0 | 0 |  | 1 | TRUE | wye
66 | LV_2767-13_0_5_load_99 | 111 | 0.0031117 | 0.00077987 | 0 | 0 |  | 1 | TRUE | wye
67 | LV_2767-13_0_5_load_93 | 112 | 0.0026164 | 0.00065574 | 0 | 0 |  | 1 | TRUE | wye
68 | LV_2767-13_0_5_load_86 | 113 | 0.0031803 | 0.00079706 | 0 | 0 |  | 1 | TRUE | wye
69 | LV_2767-13_0_5_load_95 | 114 | 0.0025009 | 0.00062678 | 0 | 0 |  | 1 | TRUE | wye
70 | LV_2767-13_0_5_load_89 | 115 | 0.0035607 | 0.0008924 | 0 | 0 |  | 1 | TRUE | wye
71 | LV_2767-13_0_5_load_90 | 116 | 0.0026786 | 0.00067131 | 0 | 0 |  | 1 | TRUE | wye
72 | LV_2767-13_0_5_load_91 | 117 | 0.0025916 | 0.00064951 | 0 | 0 |  | 1 | TRUE | wye
73 | LV_2767-13_0_5_load_92 | 118 | 0.0028686 | 0.00071894 | 0 | 0 |  | 1 | TRUE | wye
74 | LV_2767-13_0_5_load_100 | 121 | 0.0026929 | 0.00067491 | 0 | 0 |  | 1 | TRUE | wye
75 | LV_2767-13_0_5_load_176 | 122 | 0.0061078 | 0.0015308 | 0 | 0 |  | 1 | TRUE | wye
76 | LV_2767-13_0_5_load_103 | 124 | 0.003153 | 0.00079022 | 0 | 0 |  | 1 | TRUE | wye
77 | LV_2767-13_0_5_load_105 | 125 | 0.0023142 | 0.00057999 | 0 | 0 |  | 1 | TRUE | wye
78 | LV_2767-13_0_5_load_189 | 128 | 0.0044799 | 0.0011228 | 0 | 0 |  | 1 | TRUE | wye
79 | LV_2767-13_0_5_load_113 | 129 | 0.00362 | 0.00090725 | 0 | 0 |  | 1 | TRUE | wye
80 | LV_2767-13_0_5_load_109 | 130 | 0.0049668 | 0.0012448 | 0 | 0 |  | 1 | TRUE | wye
81 | LV_2767-13_0_5_load_190 | 131 | 0.0048853 | 0.0012244 | 0 | 0 |  | 1 | TRUE | wye
82 | LV_2767-13_0_5_load_197 | 132 | 0.0026151 | 0.00065541 | 0 | 0 |  | 1 | TRUE | wye
83 | LV_2767-13_0_5_load_108 | 133 | 0.0052006 | 0.0013034 | 0 | 0 |  | 1 | TRUE | wye
84 | LV_2767-13_0_5_load_110 | 134 | 0.0045629 | 0.0011436 | 0 | 0 |  | 1 | TRUE | wye
85 | LV_2767-13_0_5_load_112 | 135 | 0.0045199 | 0.0011328 | 0 | 0 |  | 1 | TRUE | wye
86 | LV_2767-13_0_5_load_114 | 138 | 0.0049196 | 0.001233 | 0 | 0 |  | 1 | TRUE | wye
87 | LV_2767-13_0_5_load_116 | 139 | 0.0074069 | 0.0018563 | 0 | 0 |  | 1 | TRUE | wye
88 | LV_2767-13_0_5_load_121 | 140 | 0.0053366 | 0.0013375 | 0 | 0 |  | 1 | TRUE | wye
89 | LV_2767-13_0_5_load_118 | 141 | 0.0041477 | 0.0010395 | 0 | 0 |  | 1 | TRUE | wye
90 | LV_2767-13_0_5_load_123 | 142 | 0.0036031 | 0.00090303 | 0 | 0 |  | 1 | TRUE | wye
91 | LV_2767-13_0_5_load_119 | 143 | 0.0048579 | 0.0012175 | 0 | 0 |  | 1 | TRUE | wye
92 | LV_2767-13_0_5_load_124 | 144 | 0.0046371 | 0.0011622 | 0 | 0 |  | 1 | TRUE | wye
93 | LV_2767-13_0_5_load_127 | 145 | 0.0071631 | 0.0017953 | 0 | 0 |  | 1 | TRUE | wye
94 | LV_2767-13_0_5_load_125 | 147 | 0.0017341 | 0.00043461 | 0 | 0 |  | 1 | TRUE | wye
95 | LV_2767-13_0_5_load_129 | 150 | 0.0060445 | 0.0015149 | 0 | 0 |  | 1 | TRUE | wye
96 | LV_2767-13_0_5_load_186 | 152 | 0.0095917 | 0.0024039 | 0 | 0 |  | 1 | TRUE | wye
97 | LV_2767-13_0_5_load_130 | 153 | 0.0021913 | 0.0005492 | 0 | 0 |  | 1 | TRUE | wye
98 | LV_2767-13_0_5_load_138 | 154 | 0.0022935 | 0.00057479 | 0 | 0 |  | 1 | TRUE | wye
99 | LV_2767-13_0_5_load_134 | 155 | 0.00232 | 0.00058146 | 0 | 0 |  | 1 | TRUE | wye
100 | LV_2767-13_0_5_load_187 | 156 | 0.0050556 | 0.0012671 | 0 | 0 |  | 1 | TRUE | wye
101 | LV_2767-13_0_5_load_203 | 159 | 0.0351 | 0.0087968 | 0 | 0 |  | 1 | TRUE | wye
102 | LV_2767-13_0_5_load_139 | 161 | 0.0051278 | 0.0012851 | 0 | 0 |  | 1 | TRUE | wye
103 | LV_2767-13_0_5_load_142 | 162 | 0.002467 | 0.00061829 | 0 | 0 |  | 1 | TRUE | wye
104 | LV_2767-13_0_5_load_137 | 163 | 0.0032124 | 0.0008051 | 0 | 0 |  | 1 | TRUE | wye
105 | LV_2767-13_0_5_load_135 | 164 | 0.0018791 | 0.00047094 | 0 | 0 |  | 1 | TRUE | wye
106 | LV_2767-13_0_5_load_155 | 166 | 0.0046648 | 0.0011691 | 0 | 0 |  | 1 | TRUE | wye
107 | LV_2767-13_0_5_load_152 | 167 | 0.0038941 | 0.00097596 | 0 | 0 |  | 1 | TRUE | wye
108 | LV_2767-13_0_5_load_143 | 168 | 0.0028861 | 0.00072332 | 0 | 0 |  | 1 | TRUE | wye
109 | LV_2767-13_0_5_load_144 | 169 | 0.0019301 | 0.00048373 | 0 | 0 |  | 1 | TRUE | wye
110 | LV_2767-13_0_5_load_141 | 170 | 0.0058367 | 0.0014628 | 0 | 0 |  | 1 | TRUE | wye
111 | LV_2767-13_0_5_load_173 | 172 | 0.0026006 | 0.00065178 | 0 | 0 |  | 1 | TRUE | wye
112 | LV_2767-13_0_5_load_170 | 173 | 0.0027639 | 0.0006927 | 0 | 0 |  | 1 | TRUE | wye
113 | LV_2767-13_0_5_load_146 | 174 | 0.0021218 | 0.00053177 | 0 | 0 |  | 1 | TRUE | wye
114 | LV_2767-13_0_5_load_147 | 175 | 0.0035654 | 0.00089357 | 0 | 0 |  | 1 | TRUE | wye
115 | LV_2767-13_0_5_load_148 | 176 | 0.0016101 | 0.00040352 | 0 | 0 |  | 1 | TRUE | wye
116 | LV_2767-13_0_5_load_149 | 177 | 0.003763 | 0.0009431 | 0 | 0 |  | 1 | TRUE | wye
117 | LV_2767-13_0_5_load_150 | 178 | 0.0036705 | 0.00091992 | 0 | 0 |  | 1 | TRUE | wye
118 | LV_2767-13_0_5_load_153 | 180 | 0.003942 | 0.00098795 | 0 | 0 |  | 1 | TRUE | wye
119 | LV_2767-13_0_5_load_156 | 181 | 0.0044381 | 0.0011123 | 0 | 0 |  | 1 | TRUE | wye
120 | LV_2767-13_0_5_load_158 | 182 | 0.0038863 | 0.00097399 | 0 | 0 |  | 1 | TRUE | wye
121 | LV_2767-13_0_5_load_159 | 183 | 0.0038831 | 0.00097321 | 0 | 0 |  | 1 | TRUE | wye
122 | LV_2767-13_0_5_load_160 | 184 | 0.0041416 | 0.001038 | 0 | 0 |  | 1 | TRUE | wye
123 | LV_2767-13_0_5_load_162 | 185 | 0.0024304 | 0.00060912 | 0 | 0 |  | 1 | TRUE | wye
124 | LV_2767-13_0_5_load_165 | 186 | 0.0052549 | 0.001317 | 0 | 0 |  | 1 | TRUE | wye
125 | LV_2767-13_0_5_load_211 | 188 | 0.0024201 | 0.00060655 | 0 | 0 |  | 1 | TRUE | wye
126 | LV_2767-13_0_5_load_172 | 189 | 0.0019084 | 0.00047828 | 0 | 0 |  | 1 | TRUE | wye
127 | LV_2767-13_0_5_load_175 | 190 | 0.002957 | 0.0007411 | 0 | 0 |  | 1 | TRUE | wye
128 | LV_2767-13_0_5_load_181 | 193 | 0.0017409 | 0.00043631 | 0 | 0 |  | 1 | TRUE | wye
129 | LV_2767-13_0_5_load_178 | 194 | 0.0088114 | 0.0022084 | 0 | 0 |  | 1 | TRUE | wye
130 | LV_2767-13_0_5_load_212 | 195 | 0.0077852 | 0.0019512 | 0 | 0 |  | 1 | TRUE | wye
131 | LV_2767-13_0_5_load_180 | 196 | 0.0052283 | 0.0013103 | 0 | 0 |  | 1 | TRUE | wye
132 | LV_2767-13_0_5_load_184 | 198 | 0.0017788 | 0.00044581 | 0 | 0 |  | 1 | TRUE | wye
133 | LV_2767-13_0_5_load_185 | 199 | 0.0054811 | 0.0013737 | 0 | 0 |  | 1 | TRUE | wye
134 | LV_2767-13_0_5_load_188 | 200 | 0.00251 | 0.00062908 | 0 | 0 |  | 1 | TRUE | wye
135 | LV_2767-13_0_5_load_191 | 201 | 0.0018606 | 0.00046632 | 0 | 0 |  | 1 | TRUE | wye
136 | LV_2767-13_0_5_load_192 | 202 | 0.0025122 | 0.00062962 | 0 | 0 |  | 1 | TRUE | wye
137 | LV_2767-13_0_5_load_193 | 203 | 0.0034189 | 0.00085685 | 0 | 0 |  | 1 | TRUE | wye
138 | LV_2767-13_0_5_load_194 | 204 | 0.0031804 | 0.00079709 | 0 | 0 |  | 1 | TRUE | wye
139 | LV_2767-13_0_5_load_195 | 205 | 0.0022054 | 0.00055273 | 0 | 0 |  | 1 | TRUE | wye
140 | LV_2767-13_0_5_load_198 | 206 | 0.0024818 | 0.00062199 | 0 | 0 |  | 1 | TRUE | wye
141 | LV_2767-13_0_5_load_199 | 207 | 0.0026281 | 0.00065867 | 0 | 0 |  | 1 | TRUE | wye

## ext_grid
| name | bus | vm_pu | va_degree | slack_weight | in_service
0 |  | 188 | 1 | 0 | 1 | TRUE

## line
| name | std_type | from_bus | to_bus | length_km | r_ohm_per_km | x_ohm_per_km | c_nf_per_km | g_us_per_km | max_i_ka | df | parallel | type | in_service
0 | LV_2767-13_0_5_line_0 |  | 0 | 1 | 0.048729 | 0.125 | 0.08 | 261 | 0 | 0.364 | 1 | 1 | cs | TRUE
1 | LV_2767-13_0_5_line_1 |  | 1 | 2 | 0.007066 | 0.125 | 0.08 | 261 | 0 | 0.364 | 1 | 1 | cs | TRUE
2 | LV_2767-13_0_5_line_2 |  | 1 | 3 | 0.044545 | 0.125 | 0.08 | 261 | 0 | 0.364 | 1 | 1 | cs | TRUE
3 | LV_2767-13_0_5_line_3 |  | 2 | 4 | 0.027736 | 0.125 | 0.08 | 261 | 0 | 0.364 | 1 | 1 | cs | TRUE
4 | LV_2767-13_0_5_line_4 |  | 2 | 5 | 0.015482 | 0.125 | 0.08 | 261 | 0 | 0.364 | 1 | 1 | cs | TRUE
5 | LV_2767-13_0_5_line_5 |  | 3 | 9 | 0.039078 | 0.125 | 0.08 | 261 | 0 | 0.364 | 1 | 1 | cs | TRUE
6 | LV_2767-13_0_5_line_6 |  | 3 | 10 | 0.004883 | 0.125 | 0.08 | 261 | 0 | 0.364 | 1 | 1 | cs | TRUE
7 | LV_2767-13_0_5_line_7 |  | 4 | 11 | 0.0080699 | 0.125 | 0.08 | 261 | 0 | 0.364 | 1 | 1 | cs | TRUE
8 | LV_2767-13_0_5_line_8 |  | 5 | 12 | 0.0061726 | 0.125 | 0.08 | 261 | 0 | 0.364 | 1 | 1 | cs | TRUE
9 | LV_2767-13_0_5_line_9 |  | 6 | 7 | 0.055643 | 0.125 | 0.08 | 261 | 0 | 0.364 | 1 | 1 | cs | TRUE
10 | LV_2767-13_0_5_line_10 |  | 6 | 8 | 0.015694 | 0.125 | 0.08 | 261 | 0 | 0.364 | 1 | 1 | cs | TRUE
11 | LV_2767-13_0_5_line_11 |  | 7 | 13 | 0.017283 | 0.125 | 0.08 | 261 | 0 | 0.364 | 1 | 1 | cs | TRUE
12 | LV_2767-13_0_5_line_12 |  | 8 | 10 | 0.021694 | 0.125 | 0.08 | 261 | 0 | 0.364 | 1 | 1 | cs | TRUE
13 | LV_2767-13_0_5_line_13 |  | 11 | 41 | 0.013764 | 0.125 | 0.08 | 261 | 0 | 0.364 | 1 | 1 | cs | TRUE
14 | LV_2767-13_0_5_line_14 |  | 12 | 35 | 0.034384 | 0.125 | 0.08 | 261 | 0 | 0.364 | 1 | 1 | cs | TRUE
15 | LV_2767-13_0_5_line_15 |  | 13 | 14 | 0.020854 | 0.125 | 0.08 | 261 | 0 | 0.364 | 1 | 1 | cs | TRUE
16 | LV_2767-13_0_5_line_16 |  | 14 | 15 | 0.017207 | 0.125 | 0.08 | 261 | 0 | 0.364 | 1 | 1 | cs | TRUE
17 | LV_2767-13_0_5_line_17 |  | 16 | 17 | 0.03406 | 0.125 | 0.08 | 261 | 0 | 0.364 | 1 | 1 | cs | TRUE
18 | LV_2767-13_0_5_line_18 |  | 16 | 18 | 0.029297 | 0.125 | 0.08 | 261 | 0 | 0.364 | 1 | 1 | cs | TRUE
19 | LV_2767-13_0_5_line_19 |  | 18 | 19 | 0.020082 | 0.125 | 0.08 | 261 | 0 | 0.364 | 1 | 2 | cs | TRUE
20 | LV_2767-13_0_5_line_20 |  | 18 | 20 | 0.008796 | 0.125 | 0.08 | 261 | 0 | 0.364 | 1 | 5 | cs | TRUE
21 | LV_2767-13_0_5_line_21 |  | 19 | 21 | 0.028587 | 0.125 | 0.08 | 261 | 0 | 0.364 | 1 | 1 | cs | TRUE
22 | LV_2767-13_0_5_line_22 |  | 19 | 22 | 0.018195 | 0.125 | 0.08 | 261 | 0 | 0.364 | 1 | 1 | cs | TRUE
23 | LV_2767-13_0_5_line_23 |  | 20 | 23 | 0.035386 | 0.125 | 0.08 | 261 | 0 | 0.364 | 1 | 5 | cs | TRUE
24 | LV_2767-13_0_5_line_24 |  | 21 | 24 | 0.015376 | 0.125 | 0.08 | 261 | 0 | 0.364 | 1 | 1 | cs | TRUE
25 | LV_2767-13_0_5_line_25 |  | 21 | 25 | 0.015527 | 0.125 | 0.08 | 261 | 0 | 0.364 | 1 | 1 | cs | TRUE
26 | LV_2767-13_0_5_line_26 |  | 23 | 29 | 0.014684 | 0.125 | 0.08 | 261 | 0 | 0.364 | 1 | 5 | cs | TRUE
27 | LV_2767-13_0_5_line_27 |  | 24 | 34 | 0.0030505 | 0.125 | 0.08 | 261 | 0 | 0.364 | 1 | 1 | cs | TRUE
28 | LV_2767-13_0_5_line_28 |  | 25 | 32 | 0.015587 | 0.125 | 0.08 | 261 | 0 | 0.364 | 1 | 1 | cs | TRUE
29 | LV_2767-13_0_5_line_29 |  | 25 | 30 | 0.031482 | 0.125 | 0.08 | 261 | 0 | 0.364 | 1 | 1 | cs | TRUE
30 | LV_2767-13_0_5_line_30 |  | 26 | 27 | 0.016053 | 0.125 | 0.08 | 261 | 0 | 0.364 | 1 | 5 | cs | TRUE
31 | LV_2767-13_0_5_line_31 |  | 26 | 28 | 0.022058 | 0.125 | 0.08 | 261 | 0 | 0.364 | 1 | 5 | cs | TRUE
32 | LV_2767-13_0_5_line_32 |  | 27 | 56 | 0.026508 | 0.125 | 0.08 | 261 | 0 | 0.364 | 1 | 5 | cs | TRUE
33 | LV_2767-13_0_5_line_33 |  | 27 | 57 | 0.021843 | 0.125 | 0.08 | 261 | 0 | 0.364 | 1 | 1 | cs | TRUE
34 | LV_2767-13_0_5_line_34 |  | 28 | 52 | 0.02586 | 0.125 | 0.08 | 261 | 0 | 0.364 | 1 | 5 | cs | TRUE
35 | LV_2767-13_0_5_line_35 |  | 29 | 50 | 0.02186 | 0.125 | 0.08 | 261 | 0 | 0.364 | 1 | 5 | cs | TRUE
36 | LV_2767-13_0_5_line_36 |  | 29 | 45 | 0.036131 | 0.125 | 0.08 | 261 | 0 | 0.364 | 1 | 1 | cs | TRUE
37 | LV_2767-13_0_5_line_37 |  | 30 | 31 | 0.029569 | 0.125 | 0.08 | 261 | 0 | 0.364 | 1 | 1 | cs | TRUE
38 | LV_2767-13_0_5_line_38 |  | 32 | 33 | 0.015613 | 0.125 | 0.08 | 261 | 0 | 0.364 | 1 | 1 | cs | TRUE
39 | LV_2767-13_0_5_line_39 |  | 33 | 35 | 0.017 | 0.125 | 0.08 | 261 | 0 | 0.364 | 1 | 1 | cs | TRUE
40 | LV_2767-13_0_5_line_40 |  | 34 | 115 | 0.0088744 | 0.125 | 0.08 | 261 | 0 | 0.364 | 1 | 1 | cs | TRUE
41 | LV_2767-13_0_5_line_41 |  | 35 | 36 | 0.015822 | 0.125 | 0.08 | 261 | 0 | 0.364 | 1 | 1 | cs | TRUE
42 | LV_2767-13_0_5_line_42 |  | 36 | 37 | 0.013056 | 0.125 | 0.08 | 261 | 0 | 0.364 | 1 | 1 | cs | TRUE
43 | LV_2767-13_0_5_line_43 |  | 37 | 38 | 0.008287 | 0.125 | 0.08 | 261 | 0 | 0.364 | 1 | 1 | cs | TRUE
44 | LV_2767-13_0_5_line_44 |  | 38 | 39 | 0.023266 | 0.125 | 0.08 | 261 | 0 | 0.364 | 1 | 1 | cs | TRUE
45 | LV_2767-13_0_5_line_45 |  | 39 | 40 | 0.0057792 | 0.125 | 0.08 | 261 | 0 | 0.364 | 1 | 1 | cs | TRUE
46 | LV_2767-13_0_5_line_46 |  | 42 | 43 | 0.021349 | 0.125 | 0.08 | 261 | 0 | 0.364 | 1 | 1 | cs | TRUE
47 | LV_2767-13_0_5_line_47 |  | 42 | 44 | 0.011435 | 0.125 | 0.08 | 261 | 0 | 0.364 | 1 | 1 | cs | TRUE
48 | LV_2767-13_0_5_line_48 |  | 43 | 45 | 0.037292 | 0.125 | 0.08 | 261 | 0 | 0.364 | 1 | 1 | cs | TRUE
49 | LV_2767-13_0_5_line_49 |  | 43 | 46 | 0.036669 | 0.125 | 0.08 | 261 | 0 | 0.364 | 1 | 1 | cs | TRUE
50 | LV_2767-13_0_5_line_50 |  | 45 | 47 | 0.005729 | 0.125 | 0.08 | 261 | 0 | 0.364 | 1 | 1 | cs | TRUE
51 | LV_2767-13_0_5_line_51 |  | 46 | 48 | 0.00622 | 0.125 | 0.08 | 261 | 0 | 0.364 | 1 | 1 | cs | TRUE
52 | LV_2767-13_0_5_line_52 |  | 46 | 49 | 0.038039 | 0.125 | 0.08 | 261 | 0 | 0.364 | 1 | 1 | cs | TRUE
53 | LV_2767-13_0_5_line_53 |  | 49 | 51 | 0.0432 | 0.125 | 0.08 | 261 | 0 | 0.364 | 1 | 1 | cs | TRUE
54 | LV_2767-13_0_5_line_54 |  | 50 | 52 | 0.019326 | 0.125 | 0.08 | 261 | 0 | 0.364 | 1 | 5 | cs | TRUE
55 | LV_2767-13_0_5_line_55 |  | 52 | 53 | 0.0060104 | 0.125 | 0.08 | 261 | 0 | 0.364 | 1 | 1 | cs | TRUE
56 | LV_2767-13_0_5_line_56 |  | 53 | 54 | 0.030145 | 0.125 | 0.08 | 261 | 0 | 0.364 | 1 | 1 | cs | TRUE
57 | LV_2767-13_0_5_line_57 |  | 54 | 55 | 0.017745 | 0.125 | 0.08 | 261 | 0 | 0.364 | 1 | 1 | cs | TRUE
58 | LV_2767-13_0_5_line_58 |  | 55 | 93 | 0.009741 | 0.125 | 0.08 | 261 | 0 | 0.364 | 1 | 1 | cs | TRUE
59 | LV_2767-13_0_5_line_59 |  | 55 | 94 | 0.021999 | 0.125 | 0.08 | 261 | 0 | 0.364 | 1 | 1 | cs | TRUE
60 | LV_2767-13_0_5_line_60 |  | 56 | 96 | 0.015424 | 0.125 | 0.08 | 261 | 0 | 0.364 | 1 | 1 | cs | TRUE
61 | LV_2767-13_0_5_line_61 |  | 56 | 97 | 0.018934 | 0.125 | 0.08 | 261 | 0 | 0.364 | 1 | 5 | cs | TRUE
62 | LV_2767-13_0_5_line_62 |  | 57 | 98 | 0.00039879 | 0.125 | 0.08 | 261 | 0 | 0.364 | 1 | 1 | cs | TRUE
63 | LV_2767-13_0_5_line_63 |  | 58 | 59 | 0.012117 | 0.125 | 0.08 | 261 | 0 | 0.364 | 1 | 1 | cs | TRUE
64 | LV_2767-13_0_5_line_64 |  | 58 | 60 | 0.016861 | 0.125 | 0.08 | 261 | 0 | 0.364 | 1 | 1 | cs | TRUE
65 | LV_2767-13_0_5_line_65 |  | 60 | 61 | 0.010308 | 0.125 | 0.08 | 261 | 0 | 0.364 | 1 | 1 | cs | TRUE
66 | LV_2767-13_0_5_line_66 |  | 60 | 62 | 0.024832 | 0.125 | 0.08 | 261 | 0 | 0.364 | 1 | 1 | cs | TRUE
67 | LV_2767-13_0_5_line_67 |  | 62 | 72 | 0.006907 | 0.125 | 0.08 | 261 | 0 | 0.364 | 1 | 1 | cs | TRUE
68 | LV_2767-13_0_5_line_68 |  | 62 | 71 | 0.015458 | 0.125 | 0.08 | 261 | 0 | 0.364 | 1 | 1 | cs | TRUE
69 | LV_2767-13_0_5_line_69 |  | 63 | 64 | 0.016147 | 0.125 | 0.08 | 261 | 0 | 0.364 | 1 | 1 | cs | TRUE
70 | LV_2767-13_0_5_line_70 |  | 63 | 65 | 0.009545 | 0.125 | 0.08 | 261 | 0 | 0.364 | 1 | 1 | cs | TRUE
71 | LV_2767-13_0_5_line_71 |  | 64 | 66 | 0.025686 | 0.125 | 0.08 | 261 | 0 | 0.364 | 1 | 1 | cs | TRUE
72 | LV_2767-13_0_5_line_72 |  | 65 | 67 | 0.0027686 | 0.125 | 0.08 | 261 | 0 | 0.364 | 1 | 1 | cs | TRUE
73 | LV_2767-13_0_5_line_73 |  | 66 | 68 | 0.0035104 | 0.125 | 0.08 | 261 | 0 | 0.364 | 1 | 1 | cs | TRUE
74 | LV_2767-13_0_5_line_74 |  | 67 | 69 | 0.030116 | 0.125 | 0.08 | 261 | 0 | 0.364 | 1 | 1 | cs | TRUE
75 | LV_2767-13_0_5_line_75 |  | 69 | 70 | 0.021905 | 0.125 | 0.08 | 261 | 0 | 0.364 | 1 | 1 | cs | TRUE
76 | LV_2767-13_0_5_line_76 |  | 70 | 71 | 0.00054911 | 0.125 | 0.08 | 261 | 0 | 0.364 | 1 | 1 | cs | TRUE
77 | LV_2767-13_0_5_line_77 |  | 72 | 73 | 0.037164 | 0.125 | 0.08 | 261 | 0 | 0.364 | 1 | 1 | cs | TRUE
78 | LV_2767-13_0_5_line_78 |  | 72 | 74 | 0.0144 | 0.125 | 0.08 | 261 | 0 | 0.364 | 1 | 1 | cs | TRUE
79 | LV_2767-13_0_5_line_79 |  | 73 | 78 | 0.013664 | 0.125 | 0.08 | 261 | 0 | 0.364 | 1 | 1 | cs | TRUE
80 | LV_2767-13_0_5_line_80 |  | 73 | 79 | 0.011968 | 0.125 | 0.08 | 261 | 0 | 0.364 | 1 | 1 | cs | TRUE
81 | LV_2767-13_0_5_line_81 |  | 74 | 80 | 0.021104 | 0.125 | 0.08 | 261 | 0 | 0.364 | 1 | 1 | cs | TRUE
82 | LV_2767-13_0_5_line_82 |  | 75 | 76 | 0.00152 | 0.125 | 0.08 | 261 | 0 | 0.364 | 1 | 1 | cs | TRUE
83 | LV_2767-13_0_5_line_83 |  | 75 | 77 | 0.016362 | 0.125 | 0.08 | 261 | 0 | 0.364 | 1 | 1 | cs | TRUE
84 | LV_2767-13_0_5_line_84 |  | 76 | 81 | 0.004777 | 0.125 | 0.08 | 261 | 0 | 0.364 | 1 | 1 | cs | TRUE
85 | LV_2767-13_0_5_line_85 |  | 76 | 82 | 0.01837 | 0.125 | 0.08 | 261 | 0 | 0.364 | 1 | 2 | cs | TRUE
86 | LV_2767-13_0_5_line_86 |  | 78 | 132 | 0.01941 | 0.125 | 0.08 | 261 | 0 | 0.364 | 1 | 1 | cs | TRUE
87 | LV_2767-13_0_5_line_87 |  | 79 | 126 | 0.038209 | 0.125 | 0.08 | 261 | 0 | 0.364 | 1 | 1 | cs | TRUE
88 | LV_2767-13_0_5_line_88 |  | 79 | 124 | 0.017139 | 0.125 | 0.08 | 261 | 0 | 0.364 | 1 | 1 | cs | TRUE
89 | LV_2767-13_0_5_line_89 |  | 80 | 81 | 0.036306 | 0.125 | 0.08 | 261 | 0 | 0.364 | 1 | 1 | cs | TRUE
90 | LV_2767-13_0_5_line_90 |  | 81 | 83 | 0.014786 | 0.125 | 0.08 | 261 | 0 | 0.364 | 1 | 1 | cs | TRUE
91 | LV_2767-13_0_5_line_91 |  | 82 | 84 | 0.018204 | 0.125 | 0.08 | 261 | 0 | 0.364 | 1 | 5 | cs | TRUE
92 | LV_2767-13_0_5_line_92 |  | 84 | 85 | 0.019685 | 0.125 | 0.08 | 261 | 0 | 0.364 | 1 | 1 | cs | TRUE
93 | LV_2767-13_0_5_line_93 |  | 84 | 86 | 0.006745 | 0.125 | 0.08 | 261 | 0 | 0.364 | 1 | 5 | cs | TRUE
94 | LV_2767-13_0_5_line_94 |  | 85 | 87 | 0.03341 | 0.125 | 0.08 | 261 | 0 | 0.364 | 1 | 1 | cs | TRUE
95 | LV_2767-13_0_5_line_95 |  | 86 | 88 | 0.021385 | 0.125 | 0.08 | 261 | 0 | 0.364 | 1 | 2 | cs | TRUE
96 | LV_2767-13_0_5_line_96 |  | 86 | 89 | 0.014021 | 0.125 | 0.08 | 261 | 0 | 0.364 | 1 | 5 | cs | TRUE
97 | LV_2767-13_0_5_line_97 |  | 88 | 90 | 0.018935 | 0.125 | 0.08 | 261 | 0 | 0.364 | 1 | 1 | cs | TRUE
98 | LV_2767-13_0_5_line_98 |  | 88 | 91 | 0.016136 | 0.125 | 0.08 | 261 | 0 | 0.364 | 1 | 1 | cs | TRUE
99 | LV_2767-13_0_5_line_99 |  | 89 | 92 | 0.015613 | 0.125 | 0.08 | 261 | 0 | 0.364 | 1 | 5 | cs | TRUE
100 | LV_2767-13_0_5_line_100 |  | 91 | 182 | 0.026602 | 0.125 | 0.08 | 261 | 0 | 0.364 | 1 | 1 | cs | TRUE
101 | LV_2767-13_0_5_line_101 |  | 91 | 181 | 0.0069508 | 0.125 | 0.08 | 261 | 0 | 0.364 | 1 | 1 | cs | TRUE
102 | LV_2767-13_0_5_line_102 |  | 92 | 186 | 0.005466 | 0.125 | 0.08 | 261 | 0 | 0.364 | 1 | 1 | cs | TRUE
103 | LV_2767-13_0_5_line_103 |  | 92 | 187 | 0.024458 | 0.125 | 0.08 | 261 | 0 | 0.364 | 1 | 5 | cs | TRUE
104 | LV_2767-13_0_5_line_104 |  | 94 | 95 | 0.015204 | 0.125 | 0.08 | 261 | 0 | 0.364 | 1 | 1 | cs | TRUE
105 | LV_2767-13_0_5_line_105 |  | 96 | 110 | 0.019625 | 0.125 | 0.08 | 261 | 0 | 0.364 | 1 | 1 | cs | TRUE
106 | LV_2767-13_0_5_line_106 |  | 97 | 100 | 0.0047456 | 0.125 | 0.08 | 261 | 0 | 0.364 | 1 | 5 | cs | TRUE
107 | LV_2767-13_0_5_line_107 |  | 98 | 113 | 0.038696 | 0.125 | 0.08 | 261 | 0 | 0.364 | 1 | 1 | cs | TRUE
108 | LV_2767-13_0_5_line_108 |  | 99 | 100 | 0.014071 | 0.125 | 0.08 | 261 | 0 | 0.364 | 1 | 5 | cs | TRUE
109 | LV_2767-13_0_5_line_109 |  | 99 | 101 | 0.006861 | 0.125 | 0.08 | 261 | 0 | 0.364 | 1 | 5 | cs | TRUE
110 | LV_2767-13_0_5_line_110 |  | 101 | 102 | 0.006577 | 0.125 | 0.08 | 261 | 0 | 0.364 | 1 | 1 | cs | TRUE
111 | LV_2767-13_0_5_line_111 |  | 101 | 103 | 0.016149 | 0.125 | 0.08 | 261 | 0 | 0.364 | 1 | 5 | cs | TRUE
112 | LV_2767-13_0_5_line_112 |  | 102 | 107 | 0.029755 | 0.125 | 0.08 | 261 | 0 | 0.364 | 1 | 1 | cs | TRUE
113 | LV_2767-13_0_5_line_113 |  | 102 | 108 | 0.020318 | 0.125 | 0.08 | 261 | 0 | 0.364 | 1 | 1 | cs | TRUE
114 | LV_2767-13_0_5_line_114 |  | 103 | 109 | 0.01718 | 0.125 | 0.08 | 261 | 0 | 0.364 | 1 | 5 | cs | TRUE
115 | LV_2767-13_0_5_line_115 |  | 104 | 105 | 0.008406 | 0.125 | 0.08 | 261 | 0 | 0.364 | 1 | 1 | cs | TRUE
116 | LV_2767-13_0_5_line_116 |  | 104 | 106 | 0.023924 | 0.125 | 0.08 | 261 | 0 | 0.364 | 1 | 1 | cs | TRUE
117 | LV_2767-13_0_5_line_117 |  | 106 | 111 | 0.016894 | 0.125 | 0.08 | 261 | 0 | 0.364 | 1 | 1 | cs | TRUE
118 | LV_2767-13_0_5_line_118 |  | 107 | 189 | 0.015614 | 0.125 | 0.08 | 261 | 0 | 0.364 | 1 | 1 | cs | TRUE
119 | LV_2767-13_0_5_line_119 |  | 107 | 173 | 0.0036395 | 0.125 | 0.08 | 261 | 0 | 0.364 | 1 | 1 | cs | TRUE
120 | LV_2767-13_0_5_line_120 |  | 108 | 190 | 0.0093557 | 0.125 | 0.08 | 261 | 0 | 0.364 | 1 | 1 | cs | TRUE
121 | LV_2767-13_0_5_line_121 |  | 109 | 187 | 0.020797 | 0.125 | 0.08 | 261 | 0 | 0.364 | 1 | 5 | cs | TRUE
122 | LV_2767-13_0_5_line_122 |  | 110 | 112 | 0.019918 | 0.125 | 0.08 | 261 | 0 | 0.364 | 1 | 1 | cs | TRUE
123 | LV_2767-13_0_5_line_123 |  | 111 | 121 | 0.017965 | 0.125 | 0.08 | 261 | 0 | 0.364 | 1 | 1 | cs | TRUE
124 | LV_2767-13_0_5_line_124 |  | 112 | 117 | 0.019332 | 0.125 | 0.08 | 261 | 0 | 0.364 | 1 | 1 | cs | TRUE
125 | LV_2767-13_0_5_line_125 |  | 113 | 114 | 0.021024 | 0.125 | 0.08 | 261 | 0 | 0.364 | 1 | 1 | cs | TRUE
126 | LV_2767-13_0_5_line_126 |  | 116 | 117 | 0.020025 | 0.125 | 0.08 | 261 | 0 | 0.364 | 1 | 1 | cs | TRUE
127 | LV_2767-13_0_5_line_127 |  | 116 | 118 | 3.4106e-07 | 0.125 | 0.08 | 261 | 0 | 0.364 | 1 | 1 | cs | TRUE
128 | LV_2767-13_0_5_line_128 |  | 118 | 119 | 0.023759 | 0.125 | 0.08 | 261 | 0 | 0.364 | 1 | 1 | cs | TRUE
129 | LV_2767-13_0_5_line_129 |  | 119 | 120 | 0.023408 | 0.125 | 0.08 | 261 | 0 | 0.364 | 1 | 1 | cs | TRUE
130 | LV_2767-13_0_5_line_130 |  | 120 | 121 | 0.02319 | 0.125 | 0.08 | 261 | 0 | 0.364 | 1 | 1 | cs | TRUE
131 | LV_2767-13_0_5_line_131 |  | 122 | 123 | 0.013073 | 0.125 | 0.08 | 261 | 0 | 0.364 | 1 | 1 | cs | TRUE
132 | LV_2767-13_0_5_line_132 |  | 123 | 194 | 0.006218 | 0.125 | 0.08 | 261 | 0 | 0.364 | 1 | 1 | cs | TRUE
133 | LV_2767-13_0_5_line_133 |  | 123 | 192 | 0.023651 | 0.125 | 0.08 | 261 | 0 | 0.364 | 1 | 1 | cs | TRUE
134 | LV_2767-13_0_5_line_134 |  | 124 | 125 | 0.014822 | 0.125 | 0.08 | 261 | 0 | 0.364 | 1 | 1 | cs | TRUE
135 | LV_2767-13_0_5_line_135 |  | 126 | 127 | 0.00914 | 0.125 | 0.08 | 261 | 0 | 0.364 | 1 | 1 | cs | TRUE
136 | LV_2767-13_0_5_line_136 |  | 126 | 128 | 0.023709 | 0.125 | 0.08 | 261 | 0 | 0.364 | 1 | 1 | cs | TRUE
137 | LV_2767-13_0_5_line_137 |  | 127 | 129 | 0.025874 | 0.125 | 0.08 | 261 | 0 | 0.364 | 1 | 1 | cs | TRUE
138 | LV_2767-13_0_5_line_138 |  | 127 | 130 | 0.015997 | 0.125 | 0.08 | 261 | 0 | 0.364 | 1 | 1 | cs | TRUE
139 | LV_2767-13_0_5_line_139 |  | 128 | 131 | 0.00097424 | 0.125 | 0.08 | 261 | 0 | 0.364 | 1 | 1 | cs | TRUE
140 | LV_2767-13_0_5_line_140 |  | 129 | 136 | 0.015874 | 0.125 | 0.08 | 261 | 0 | 0.364 | 1 | 1 | cs | TRUE
141 | LV_2767-13_0_5_line_141 |  | 130 | 133 | 0.010722 | 0.125 | 0.08 | 261 | 0 | 0.364 | 1 | 1 | cs | TRUE
142 | LV_2767-13_0_5_line_142 |  | 131 | 201 | 0.019204 | 0.125 | 0.08 | 261 | 0 | 0.364 | 1 | 1 | cs | TRUE
143 | LV_2767-13_0_5_line_143 |  | 132 | 206 | 0.019297 | 0.125 | 0.08 | 261 | 0 | 0.364 | 1 | 1 | cs | TRUE
144 | LV_2767-13_0_5_line_144 |  | 133 | 134 | 0.0055716 | 0.125 | 0.08 | 261 | 0 | 0.364 | 1 | 1 | cs | TRUE
145 | LV_2767-13_0_5_line_145 |  | 134 | 135 | 0.011239 | 0.125 | 0.08 | 261 | 0 | 0.364 | 1 | 1 | cs | TRUE
146 | LV_2767-13_0_5_line_146 |  | 136 | 137 | 0.002637 | 0.125 | 0.08 | 261 | 0 | 0.364 | 1 | 1 | cs | TRUE
147 | LV_2767-13_0_5_line_147 |  | 136 | 138 | 0.021516 | 0.125 | 0.08 | 261 | 0 | 0.364 | 1 | 1 | cs | TRUE
148 | LV_2767-13_0_5_line_148 |  | 137 | 140 | 0.033346 | 0.125 | 0.08 | 261 | 0 | 0.364 | 1 | 1 | cs | TRUE
149 | LV_2767-13_0_5_line_149 |  | 137 | 141 | 0.019036 | 0.125 | 0.08 | 261 | 0 | 0.364 | 1 | 1 | cs | TRUE
150 | LV_2767-13_0_5_line_150 |  | 138 | 139 | 0.018585 | 0.125 | 0.08 | 261 | 0 | 0.364 | 1 | 1 | cs | TRUE
151 | LV_2767-13_0_5_line_151 |  | 140 | 142 | 0.0062145 | 0.125 | 0.08 | 261 | 0 | 0.364 | 1 | 1 | cs | TRUE
152 | LV_2767-13_0_5_line_152 |  | 141 | 143 | 0.0026374 | 0.125 | 0.08 | 261 | 0 | 0.364 | 1 | 1 | cs | TRUE
153 | LV_2767-13_0_5_line_153 |  | 142 | 144 | 0.014627 | 0.125 | 0.08 | 261 | 0 | 0.364 | 1 | 1 | cs | TRUE
154 | LV_2767-13_0_5_line_154 |  | 144 | 147 | 0.0089399 | 0.125 | 0.08 | 261 | 0 | 0.364 | 1 | 1 | cs | TRUE
155 | LV_2767-13_0_5_line_155 |  | 145 | 146 | 0.041888 | 0.125 | 0.08 | 261 | 0 | 0.364 | 1 | 1 | cs | TRUE
156 | LV_2767-13_0_5_line_156 |  | 146 | 153 | 0.025997 | 0.125 | 0.08 | 261 | 0 | 0.364 | 1 | 1 | cs | TRUE
157 | LV_2767-13_0_5_line_157 |  | 146 | 150 | 0.018362 | 0.125 | 0.08 | 261 | 0 | 0.364 | 1 | 1 | cs | TRUE
158 | LV_2767-13_0_5_line_158 |  | 148 | 149 | 0.003713 | 0.125 | 0.08 | 261 | 0 | 0.364 | 1 | 1 | cs | TRUE
159 | LV_2767-13_0_5_line_159 |  | 148 | 150 | 0.011829 | 0.125 | 0.08 | 261 | 0 | 0.364 | 1 | 1 | cs | TRUE
160 | LV_2767-13_0_5_line_160 |  | 149 | 151 | 0.020549 | 0.125 | 0.08 | 261 | 0 | 0.364 | 1 | 1 | cs | TRUE
161 | LV_2767-13_0_5_line_161 |  | 149 | 152 | 0.03199 | 0.125 | 0.08 | 261 | 0 | 0.364 | 1 | 1 | cs | TRUE
162 | LV_2767-13_0_5_line_162 |  | 151 | 154 | 0.02016 | 0.125 | 0.08 | 261 | 0 | 0.364 | 1 | 1 | cs | TRUE
163 | LV_2767-13_0_5_line_163 |  | 151 | 155 | 0.024491 | 0.125 | 0.08 | 261 | 0 | 0.364 | 1 | 1 | cs | TRUE
164 | LV_2767-13_0_5_line_164 |  | 152 | 156 | 1.4121e-05 | 0.125 | 0.08 | 261 | 0 | 0.364 | 1 | 1 | cs | TRUE
165 | LV_2767-13_0_5_line_165 |  | 154 | 165 | 0.021485 | 0.125 | 0.08 | 261 | 0 | 0.364 | 1 | 1 | cs | TRUE
166 | LV_2767-13_0_5_line_166 |  | 155 | 164 | 0.0069447 | 0.125 | 0.08 | 261 | 0 | 0.364 | 1 | 1 | cs | TRUE
167 | LV_2767-13_0_5_line_167 |  | 156 | 200 | 0.0013029 | 0.125 | 0.08 | 261 | 0 | 0.364 | 1 | 1 | cs | TRUE
168 | LV_2767-13_0_5_line_168 |  | 157 | 158 | 0.034456 | 0.125 | 0.08 | 261 | 0 | 0.364 | 1 | 1 | cs | TRUE
169 | LV_2767-13_0_5_line_169 |  | 157 | 159 | 0.043663 | 0.125 | 0.08 | 261 | 0 | 0.364 | 1 | 1 | cs | TRUE
170 | LV_2767-13_0_5_line_170 |  | 158 | 160 | 0.031359 | 0.125 | 0.08 | 261 | 0 | 0.364 | 1 | 1 | cs | TRUE
171 | LV_2767-13_0_5_line_171 |  | 158 | 161 | 0.023834 | 0.125 | 0.08 | 261 | 0 | 0.364 | 1 | 1 | cs | TRUE
172 | LV_2767-13_0_5_line_172 |  | 160 | 162 | 0.04154 | 0.125 | 0.08 | 261 | 0 | 0.364 | 1 | 1 | cs | TRUE
173 | LV_2767-13_0_5_line_173 |  | 161 | 163 | 0.027773 | 0.125 | 0.08 | 261 | 0 | 0.364 | 1 | 1 | cs | TRUE
174 | LV_2767-13_0_5_line_174 |  | 162 | 170 | 0.0007701 | 0.125 | 0.08 | 261 | 0 | 0.364 | 1 | 1 | cs | TRUE
175 | LV_2767-13_0_5_line_175 |  | 163 | 164 | 0.028309 | 0.125 | 0.08 | 261 | 0 | 0.364 | 1 | 1 | cs | TRUE
176 | LV_2767-13_0_5_line_176 |  | 165 | 166 | 0.007711 | 0.125 | 0.08 | 261 | 0 | 0.364 | 1 | 1 | cs | TRUE
177 | LV_2767-13_0_5_line_177 |  | 165 | 167 | 0.03913 | 0.125 | 0.08 | 261 | 0 | 0.364 | 1 | 1 | cs | TRUE
178 | LV_2767-13_0_5_line_178 |  | 167 | 179 | 0.013768 | 0.125 | 0.08 | 261 | 0 | 0.364 | 1 | 1 | cs | TRUE
179 | LV_2767-13_0_5_line_179 |  | 168 | 169 | 0.033537 | 0.125 | 0.08 | 261 | 0 | 0.364 | 1 | 1 | cs | TRUE
180 | LV_2767-13_0_5_line_180 |  | 169 | 171 | 0.0029161 | 0.125 | 0.08 | 261 | 0 | 0.364 | 1 | 1 | cs | TRUE
181 | LV_2767-13_0_5_line_181 |  | 171 | 172 | 0.011961 | 0.125 | 0.08 | 261 | 0 | 0.364 | 1 | 1 | cs | TRUE
182 | LV_2767-13_0_5_line_182 |  | 171 | 173 | 0.029239 | 0.125 | 0.08 | 261 | 0 | 0.364 | 1 | 1 | cs | TRUE
183 | LV_2767-13_0_5_line_183 |  | 174 | 175 | 0.014834 | 0.125 | 0.08 | 261 | 0 | 0.364 | 1 | 1 | cs | TRUE
184 | LV_2767-13_0_5_line_184 |  | 174 | 176 | 0.00037437 | 0.125 | 0.08 | 261 | 0 | 0.364 | 1 | 1 | cs | TRUE
185 | LV_2767-13_0_5_line_185 |  | 175 | 177 | 0.015236 | 0.125 | 0.08 | 261 | 0 | 0.364 | 1 | 1 | cs | TRUE
186 | LV_2767-13_0_5_line_186 |  | 177 | 178 | 0.015184 | 0.125 | 0.08 | 261 | 0 | 0.364 | 1 | 1 | cs | TRUE
187 | LV_2767-13_0_5_line_187 |  | 178 | 179 | 0.028626 | 0.125 | 0.08 | 261 | 0 | 0.364 | 1 | 1 | cs | TRUE
188 | LV_2767-13_0_5_line_188 |  | 179 | 180 | 0.019776 | 0.125 | 0.08 | 261 | 0 | 0.364 | 1 | 1 | cs | TRUE
189 | LV_2767-13_0_5_line_189 |  | 180 | 181 | 0.0082078 | 0.125 | 0.08 | 261 | 0 | 0.364 | 1 | 1 | cs | TRUE
190 | LV_2767-13_0_5_line_190 |  | 182 | 183 | 0.014929 | 0.125 | 0.08 | 261 | 0 | 0.364 | 1 | 1 | cs | TRUE
191 | LV_2767-13_0_5_line_191 |  | 183 | 184 | 0.015382 | 0.125 | 0.08 | 261 | 0 | 0.364 | 1 | 1 | cs | TRUE
192 | LV_2767-13_0_5_line_192 |  | 184 | 185 | 0.015444 | 0.125 | 0.08 | 261 | 0 | 0.364 | 1 | 1 | cs | TRUE
193 | LV_2767-13_0_5_line_193 |  | 187 | 188 | 0.006185 | 0.125 | 0.08 | 261 | 0 | 0.364 | 1 | 5 | cs | TRUE
194 | LV_2767-13_0_5_line_194 |  | 189 | 191 | 0.030385 | 0.125 | 0.08 | 261 | 0 | 0.364 | 1 | 1 | cs | TRUE
195 | LV_2767-13_0_5_line_195 |  | 191 | 192 | 0.005686 | 0.125 | 0.08 | 261 | 0 | 0.364 | 1 | 1 | cs | TRUE
196 | LV_2767-13_0_5_line_196 |  | 191 | 193 | 0.011389 | 0.125 | 0.08 | 261 | 0 | 0.364 | 1 | 1 | cs | TRUE
197 | LV_2767-13_0_5_line_197 |  | 192 | 195 | 0.019327 | 0.125 | 0.08 | 261 | 0 | 0.364 | 1 | 1 | cs | TRUE
198 | LV_2767-13_0_5_line_198 |  | 193 | 196 | 0.0032728 | 0.125 | 0.08 | 261 | 0 | 0.364 | 1 | 1 | cs | TRUE
199 | LV_2767-13_0_5_line_199 |  | 196 | 197 | 0.019694 | 0.125 | 0.08 | 261 | 0 | 0.364 | 1 | 1 | cs | TRUE
200 | LV_2767-13_0_5_line_200 |  | 197 | 198 | 0.010348 | 0.125 | 0.08 | 261 | 0 | 0.364 | 1 | 1 | cs | TRUE
201 | LV_2767-13_0_5_line_201 |  | 197 | 199 | 0.0090187 | 0.125 | 0.08 | 261 | 0 | 0.364 | 1 | 1 | cs | TRUE
202 | LV_2767-13_0_5_line_202 |  | 201 | 202 | 0.0049649 | 0.125 | 0.08 | 261 | 0 | 0.364 | 1 | 1 | cs | TRUE
203 | LV_2767-13_0_5_line_203 |  | 202 | 203 | 0.022122 | 0.125 | 0.08 | 261 | 0 | 0.364 | 1 | 1 | cs | TRUE
204 | LV_2767-13_0_5_line_204 |  | 203 | 204 | 0.015202 | 0.125 | 0.08 | 261 | 0 | 0.364 | 1 | 1 | cs | TRUE
205 | LV_2767-13_0_5_line_205 |  | 204 | 205 | 0.02457 | 0.125 | 0.08 | 261 | 0 | 0.364 | 1 | 1 | cs | TRUE
206 | LV_2767-13_0_5_line_206 |  | 206 | 207 | 0.018057 | 0.125 | 0.08 | 261 | 0 | 0.364 | 1 | 1 | cs | TRUE

## trafo
| name | std_type | hv_bus | lv_bus | sn_mva | vn_hv_kv | vn_lv_kv | vk_percent | vkr_percent | pfe_kw | i0_percent | shift_degree | tap_side | tap_neutral | tap_min | tap_max | tap_step_percent | tap_step_degree | tap_pos | tap_phase_shifter | parallel | df | in_service
0 | LV_2767-13_0_5_trafo_211 | 0.63 MVA 20/0.4 kV | 208 | 188 | 0.63 | 20 | 0.4 | 6 | 1.206 | 1.65 | 0.2619 | 150 | hv | 0 | -2 | 2 | 2.5 | 0 | 0 | FALSE | 1 | 1 | TRUE

## line_geodata
| x0 | y0 | x1 | y1 | x2 | y2 | x3 | y3 | x4 | y4 | x5 | y5
0 | 2609550.5525 | 1264218.8196 | 2609556.4948 | 1264246.5927 | 2609558.8173 | 1264266.7865
1 | 2609550.5525 | 1264218.8196 | 2609544.1691 | 1264221.8893
2 | 2609550.5525 | 1264218.8196 | 2609556.5087 | 1264214.4817 | 2609565.418 | 1264204.8449 | 2609569.7303 | 1264197.2355 | 2609571.1412 | 1264200.2843 | 2609574.7752 | 1264211.6647
3 | 2609544.1691 | 1264221.8893 | 2609547.3093 | 1264249.4473
4 | 2609544.1691 | 1264221.8893 | 2609540.3487 | 1264223.3063 | 2609529.0684 | 1264225
5 | 2609574.7752 | 1264211.6647 | 2609578.9007 | 1264240.6135 | 2609588.6925 | 1264239.4062
6 | 2609574.7752 | 1264211.6647 | 2609577.8539 | 1264207.867
7 | 2609547.3093 | 1264249.4473 | 2609548.2229 | 1264257.4654
8 | 2609522.9182 | 1264224.4753 | 2609529.065 | 1264225.0005 | 2609529.0684 | 1264225
9 | 2609584.1887 | 1264118.1376 | 2609575.2666 | 1264173.0611
10 | 2609575.2666 | 1264173.0611 | 2609579.0648 | 1264176.1026 | 2609580.4478 | 1264186.8424
11 | 2609584.1887 | 1264118.1376 | 2609601.4074 | 1264119.6216
12 | 2609577.8539 | 1264207.867 | 2609581.6382 | 1264196.0872 | 2609580.4478 | 1264186.8424
13 | 2609548.2229 | 1264257.4654 | 2609549.7812 | 1264271.1408
14 | 2609490.4958 | 1264213.6978 | 2609503.8254 | 1264218.2111 | 2609517.1305 | 1264223.9807 | 2609522.9182 | 1264224.4753
15 | 2609622.184 | 1264121.4122 | 2609601.4074 | 1264119.6216
16 | 2609622.184 | 1264121.4122 | 2609609.8366 | 1264133.4339
17 | 2609388.0175 | 1264290.2548 | 2609383.8787 | 1264259.6939 | 2609383.3905 | 1264256.5112
18 | 2609378.816 | 1264227.5749 | 2609379.779 | 1264232.969 | 2609383.3905 | 1264256.5112
19 | 2609378.816 | 1264227.5749 | 2609398.7021 | 1264224.3818
20 | 2609370.0191 | 1264228.2392 | 2609378.816 | 1264227.5749
21 | 2609398.7021 | 1264224.3818 | 2609427.0767 | 1264220.2683
22 | 2609398.7021 | 1264224.3818 | 2609396.4434 | 1264206.3273
23 | 2609370.0191 | 1264228.2392 | 2609335.0863 | 1264233.8814
24 | 2609427.0767 | 1264220.2683 | 2609425.3832 | 1264204.9861
25 | 2609442.4881 | 1264218.0356 | 2609427.0767 | 1264220.2683
26 | 2609320.5902 | 1264236.2227 | 2609335.0863 | 1264233.8814
27 | 2609425.0472 | 1264201.9541 | 2609425.3832 | 1264204.9861
28 | 2609442.4881 | 1264218.0356 | 2609457.9578 | 1264216.1271
29 | 2609442.4881 | 1264218.0356 | 2609445.8751 | 1264249.3345
30 | 2609361.2689 | 1264189.6767 | 2609359.3359 | 1264173.7404
31 | 2609361.2689 | 1264189.6767 | 2609339.3391 | 1264192.0513
32 | 2609359.3359 | 1264173.7404 | 2609357.8563 | 1264147.2754
33 | 2609359.3359 | 1264173.7404 | 2609380.924 | 1264170.4143
34 | 2609313.7632 | 1264195.6063 | 2609319.6695 | 1264194.1812 | 2609339.3391 | 1264192.0513
35 | 2609320.5902 | 1264236.2227 | 2609316.9666 | 1264214.6647
36 | 2609285.1989 | 1264243.995 | 2609320.5902 | 1264236.2227
37 | 2609449.0564 | 1264278.7323 | 2609445.8751 | 1264249.3345
38 | 2609473.4529 | 1264214.2155 | 2609457.9578 | 1264216.1271
39 | 2609490.4958 | 1264213.6978 | 2609473.4529 | 1264214.2155
40 | 2609424.0698 | 1264193.1337 | 2609425.0472 | 1264201.9541
41 | 2609490.4958 | 1264213.6978 | 2609491.2686 | 1264229.501
42 | 2609491.2686 | 1264229.501 | 2609491.9063 | 1264242.5414
43 | 2609492.3111 | 1264250.8185 | 2609491.9063 | 1264242.5414
44 | 2609492.3111 | 1264250.8185 | 2609493.4476 | 1264274.0564
45 | 2609493.7299 | 1264279.8287 | 2609493.4476 | 1264274.0564
46 | 2609249.4114 | 1264254.8357 | 2609243.6026 | 1264234.2923
47 | 2609240.4913 | 1264223.289 | 2609243.6026 | 1264234.2923
48 | 2609249.4114 | 1264254.8357 | 2609280.686 | 1264245.3 | 2609285.1989 | 1264243.995
49 | 2609214.2941 | 1264265.7332 | 2609249.4114 | 1264254.8357
50 | 2609285.1989 | 1264243.995 | 2609283.8671 | 1264238.4224
51 | 2609214.2941 | 1264265.7332 | 2609212.5939 | 1264259.7487
52 | 2609177.866 | 1264277.0403 | 2609214.2941 | 1264265.7332
53 | 2609177.866 | 1264277.0403 | 2609159.2426 | 1264242.8992 | 2609156.4105 | 1264239.6511
54 | 2609313.7632 | 1264195.6063 | 2609316.9666 | 1264214.6647
55 | 2609313.7632 | 1264195.6063 | 2609307.9206 | 1264197.0166
56 | 2609286.024 | 1264186.9349 | 2609286.9545 | 1264190.3052 | 2609290.5802 | 1264197.7604 | 2609294.8162 | 1264200.1798 | 2609307.9206 | 1264197.0166
57 | 2609286.7037 | 1264172.4592 | 2609285.1594 | 1264172.7792 | 2609282.3322 | 1264174.7873 | 2609284.341 | 1264180.839 | 2609286.024 | 1264186.9349
58 | 2609286.7037 | 1264172.4592 | 2609284.06 | 1264163.0819
59 | 2609286.7037 | 1264172.4592 | 2609291.8263 | 1264171.3775 | 2609303.5489 | 1264168.3826 | 2609308.0482 | 1264167.1521
60 | 2609357.8563 | 1264147.2754 | 2609373.1033 | 1264144.9454
61 | 2609357.8563 | 1264147.2754 | 2609357.657 | 1264144.74 | 2609357.163 | 1264128.3568
62 | 2609381.3181 | 1264170.3536 | 2609380.924 | 1264170.4143
63 | 2609110.1035 | 1264170.018 | 2609106.1523 | 1264158.5597
64 | 2609110.1035 | 1264170.018 | 2609118.3692 | 1264167.1065 | 2609126.1222 | 1264164.6166
65 | 2609126.1222 | 1264164.6166 | 2609122.7859 | 1264154.8603
66 | 2609149.8257 | 1264156.9922 | 2609126.1222 | 1264164.6166
67 | 2609149.8257 | 1264156.9922 | 2609147.0566 | 1264150.6613
68 | 2609149.8257 | 1264156.9922 | 2609153.9477 | 1264171.8905
69 | 2609191.6443 | 1264203.4489 | 2609206.8166 | 1264197.9235
70 | 2609191.6443 | 1264203.4489 | 2609182.6755 | 1264206.7151
71 | 2609206.8166 | 1264197.9235 | 2609230.952 | 1264189.1339
72 | 2609182.6755 | 1264206.7151 | 2609180.074 | 1264207.6625 | 2609180.074 | 1264207.6625
73 | 2609234.2505 | 1264187.9327 | 2609230.952 | 1264189.1339
74 | 2609159.9351 | 1264193.5314 | 2609163.3885 | 1264206.0135 | 2609171.3821 | 1264208.6498 | 2609180.074 | 1264207.6625
75 | 2609159.9351 | 1264193.5314 | 2609154.0941 | 1264172.4197
76 | 2609154.0941 | 1264172.4197 | 2609153.9477 | 1264171.8905
77 | 2609132.1678 | 1264116.5928 | 2609147.0566 | 1264150.6613
78 | 2609147.0566 | 1264150.6613 | 2609160.9674 | 1264146.9416
79 | 2609132.1678 | 1264116.5928 | 2609145.4702 | 1264113.468
80 | 2609127.3724 | 1264105.6223 | 2609132.1678 | 1264116.5928
81 | 2609181.3547 | 1264141.49 | 2609160.9674 | 1264146.9416
82 | 2609216.1122 | 1264137.1807 | 2609217.5739 | 1264136.7494
83 | 2609216.1122 | 1264137.1807 | 2609220.8421 | 1264152.8445
84 | 2609217.5739 | 1264136.7494 | 2609216.4289 | 1264132.1111
85 | 2609217.5739 | 1264136.7494 | 2609235.1743 | 1264131.4881
86 | 2609145.4702 | 1264113.468 | 2609164.3658 | 1264109.0294
87 | 2609127.3724 | 1264105.6223 | 2609112.0631 | 1264070.597
88 | 2609127.3724 | 1264105.6223 | 2609111.351 | 1264111.7092
89 | 2609216.4289 | 1264132.1111 | 2609181.3547 | 1264141.49
90 | 2609212.8965 | 1264117.7513 | 2609216.4289 | 1264132.1111
91 | 2609252.616 | 1264126.2743 | 2609235.1743 | 1264131.4881
92 | 2609252.616 | 1264126.2743 | 2609271.9697 | 1264122.6769
93 | 2609251.105 | 1264119.7007 | 2609251.7857 | 1264122.6594 | 2609252.616 | 1264126.2743
94 | 2609271.9697 | 1264122.6769 | 2609304.8173 | 1264116.5714
95 | 2609246.3176 | 1264098.8567 | 2609251.105 | 1264119.7007
96 | 2609251.105 | 1264119.7007 | 2609264.9437 | 1264117.4497
97 | 2609246.3176 | 1264098.8567 | 2609227.9574 | 1264103.6982
98 | 2609246.3176 | 1264098.8567 | 2609242.7046 | 1264083.1292
99 | 2609280.3546 | 1264114.943 | 2609264.9437 | 1264117.4497
100 | 2609242.7046 | 1264083.1292 | 2609268.5658 | 1264076.8947
101 | 2609242.7046 | 1264083.1292 | 2609241.1478 | 1264076.355
102 | 2609280.3546 | 1264114.943 | 2609279.2861 | 1264109.5821
103 | 2609280.3546 | 1264114.943 | 2609304.5649 | 1264111.0003
104 | 2609322.9469 | 1264164.388 | 2609315.2718 | 1264165.1765 | 2609308.0482 | 1264167.1521
105 | 2609373.1033 | 1264144.9454 | 2609392.5032 | 1264141.9807
106 | 2609357.02 | 1264123.6134 | 2609357.163 | 1264128.3568
107 | 2609419.5625 | 1264164.4612 | 2609381.3181 | 1264170.3536
108 | 2609357.4262 | 1264109.5488 | 2609357.02 | 1264123.6134
109 | 2609357.4262 | 1264109.5488 | 2609358.1147 | 1264102.7229
110 | 2609357.5225 | 1264096.173 | 2609358.1147 | 1264102.7229
111 | 2609358.1147 | 1264102.7229 | 2609342.1429 | 1264105.1114
112 | 2609357.5225 | 1264096.173 | 2609354.0295 | 1264066.625
113 | 2609357.5225 | 1264096.173 | 2609377.6627 | 1264093.4945
114 | 2609325.1519 | 1264107.6524 | 2609342.1429 | 1264105.1114
115 | 2609391.5564 | 1264118.7977 | 2609390.9672 | 1264110.4133
116 | 2609391.5564 | 1264118.7977 | 2609415.2208 | 1264115.2826
117 | 2609415.2208 | 1264115.2826 | 2609431.9315 | 1264112.8003
118 | 2609354.0295 | 1264066.625 | 2609369.4959 | 1264064.483
119 | 2609354.0295 | 1264066.625 | 2609353.6022 | 1264063.0106
120 | 2609386.9367 | 1264092.2611 | 2609377.6627 | 1264093.4945
121 | 2609304.5649 | 1264111.0003 | 2609325.1519 | 1264107.6524
122 | 2609392.5032 | 1264141.9807 | 2609412.193 | 1264138.9717
123 | 2609431.9315 | 1264112.8003 | 2609449.7019 | 1264110.1607
124 | 2609412.193 | 1264138.9717 | 2609431.3034 | 1264136.0513
125 | 2609440.3416 | 1264161.2597 | 2609419.5625 | 1264164.4612
126 | 2609451.0983 | 1264133.0263 | 2609431.3034 | 1264136.0513
127 | 2609451.0987 | 1264133.0262 | 2609451.0983 | 1264133.0263
128 | 2609474.6564 | 1264130.0149 | 2609470.8377 | 1264130.3313 | 2609463.9308 | 1264131.0652 | 2609451.0987 | 1264133.0262
129 | 2609472.6301 | 1264106.6956 | 2609474.6564 | 1264130.0149
130 | 2609472.6301 | 1264106.6956 | 2609468.7506 | 1264107.3899 | 2609461.3235 | 1264108.4344 | 2609449.7019 | 1264110.1607
131 | 2609428.6404 | 1264055.6351 | 2609434.6072 | 1264054.188 | 2609441.4377 | 1264052.9991
132 | 2609428.6404 | 1264055.6351 | 2609428.1005 | 1264049.441
133 | 2609405.2433 | 1264059.5341 | 2609428.6404 | 1264055.6351
134 | 2609097.4952 | 1264116.9733 | 2609111.351 | 1264111.7092
135 | 2609108.4008 | 1264062.219 | 2609112.0631 | 1264070.597
136 | 2609112.0631 | 1264070.597 | 2609133.8162 | 1264061.1674
137 | 2609108.4008 | 1264062.219 | 2609098.0367 | 1264038.5113
138 | 2609108.4008 | 1264062.219 | 2609093.4499 | 1264067.9077
139 | 2609134.71 | 1264060.78 | 2609133.8162 | 1264061.1674
140 | 2609095.5296 | 1264023.3614 | 2609094.7573 | 1264031.0099 | 2609098.0367 | 1264038.5113
141 | 2609083.4289 | 1264071.7207 | 2609083.4289 | 1264071.7207 | 2609093.4499 | 1264067.9077
142 | 2609152.3299 | 1264053.1421 | 2609134.71 | 1264060.78
143 | 2609164.3658 | 1264109.0294 | 2609183.1518 | 1264104.6166
144 | 2609083.4289 | 1264071.7207 | 2609081.0954 | 1264066.6613
145 | 2609076.3882 | 1264056.455 | 2609081.0954 | 1264066.6613
146 | 2609095.7972 | 1264020.7378 | 2609095.5296 | 1264023.3614
147 | 2609095.5296 | 1264023.3614 | 2609076.5393 | 1264033.4766
148 | 2609095.7972 | 1264020.7378 | 2609096.2867 | 1264015.8574 | 2609120.4777 | 1264000.9004
149 | 2609095.7972 | 1264020.7378 | 2609088.4271 | 1264019.0142 | 2609083.1661 | 1264008.8248
150 | 2609059.1698 | 1264038.472 | 2609067.4088 | 1264038.34 | 2609076.5393 | 1264033.4766
151 | 2609125.7634 | 1263997.6323 | 2609120.4777 | 1264000.9004
152 | 2609083.1661 | 1264008.8248 | 2609081.9561 | 1264006.4813
153 | 2609125.7634 | 1263997.6323 | 2609138.2043 | 1263989.9403
154 | 2609145.8712 | 1263985.3521 | 2609144.6136 | 1263985.9775 | 2609138.2043 | 1263989.9403
155 | 2609182.2958 | 1263934.1665 | 2609144.6039 | 1263952.4403
156 | 2609182.2958 | 1263934.1665 | 2609198.9951 | 1263927.4209 | 2609206.6745 | 1263925.2263
157 | 2609182.2958 | 1263934.1665 | 2609187.1145 | 1263951.8845
158 | 2609190.2187 | 1263963.2987 | 2609193.8125 | 1263962.3258
159 | 2609190.2187 | 1263963.2987 | 2609187.1145 | 1263951.8845
160 | 2609213.7028 | 1263956.9418 | 2609193.8125 | 1263962.3258
161 | 2609193.8125 | 1263962.3258 | 2609200.6781 | 1263993.5706
162 | 2609213.7028 | 1263956.9418 | 2609218.2186 | 1263976.5897
163 | 2609213.7028 | 1263956.9418 | 2609237.4696 | 1263951.0314
164 | 2609200.6811 | 1263993.5844 | 2609200.6781 | 1263993.5706
165 | 2609223.0311 | 1263997.5286 | 2609218.2186 | 1263976.5897
166 | 2609244.2091 | 1263949.3554 | 2609237.4696 | 1263951.0314
167 | 2609200.6811 | 1263993.5844 | 2609200.9607 | 1263994.8569
168 | 2609321.7626 | 1263930.0692 | 2609319.1766 | 1263912.6309 | 2609319.3945 | 1263903.3693 | 2609321.236 | 1263896.0338
169 | 2609321.236 | 1263896.0338 | 2609353.7259 | 1263866.8647
170 | 2609321.7626 | 1263930.0692 | 2609326.0694 | 1263945.1196 | 2609329.1254 | 1263960.5239
171 | 2609321.7626 | 1263930.0692 | 2609298.6333 | 1263935.821
172 | 2609329.1254 | 1263960.5239 | 2609288.7068 | 1263970.1122
173 | 2609271.6815 | 1263942.5235 | 2609298.6333 | 1263935.821
174 | 2609287.9575 | 1263970.29 | 2609288.7068 | 1263970.1122
175 | 2609244.2091 | 1263949.3554 | 2609271.6815 | 1263942.5235
176 | 2609223.0311 | 1263997.5286 | 2609230.5648 | 1263995.7835
177 | 2609223.0311 | 1263997.5286 | 2609231.7962 | 1264035.6643
178 | 2609234.8802 | 1264049.0825 | 2609231.7962 | 1264035.6643
179 | 2609348.7162 | 1264031.2961 | 2609339.7691 | 1263998.9744
180 | 2609349.4942 | 1264034.1065 | 2609348.7162 | 1264031.2961
181 | 2609349.4942 | 1264034.1065 | 2609361.4474 | 1264033.0913
182 | 2609349.4942 | 1264034.1065 | 2609350.6999 | 1264038.4559 | 2609353.6022 | 1264063.0106
183 | 2609306.7122 | 1264031.8038 | 2609292.2891 | 1264035.2731
184 | 2609307.0762 | 1264031.7162 | 2609306.7122 | 1264031.8038
185 | 2609292.2891 | 1264035.2731 | 2609277.4758 | 1264038.8364
186 | 2609277.4758 | 1264038.8364 | 2609262.7126 | 1264042.3876
187 | 2609234.8802 | 1264049.0825 | 2609262.7126 | 1264042.3876
188 | 2609234.8802 | 1264049.0825 | 2609239.3095 | 1264068.3558
189 | 2609241.1478 | 1264076.355 | 2609239.3095 | 1264068.3558
190 | 2609268.5658 | 1264076.8947 | 2609283.0789 | 1264073.396
191 | 2609298.0328 | 1264069.791 | 2609283.0789 | 1264073.396
192 | 2609313.047 | 1264066.1715 | 2609298.0328 | 1264069.791
193 | 2609304.5649 | 1264111.0003 | 2609303.5126 | 1264104.9055
194 | 2609399.5938 | 1264060.3146 | 2609369.4959 | 1264064.483
195 | 2609405.2433 | 1264059.5341 | 2609399.5938 | 1264060.3146
196 | 2609399.5938 | 1264060.3146 | 2609398.0563 | 1264049.0294
197 | 2609405.2433 | 1264059.5341 | 2609408.2932 | 1264078.6187
198 | 2609397.6145 | 1264045.7865 | 2609398.0563 | 1264049.0294
199 | 2609394.9558 | 1264026.2727 | 2609397.6145 | 1264045.7865
200 | 2609394.9558 | 1264026.2727 | 2609384.7244 | 1264027.8202
201 | 2609394.9558 | 1264026.2727 | 2609403.9675 | 1264025.9154
202 | 2609156.8852 | 1264051.1674 | 2609152.3299 | 1264053.1421
203 | 2609156.8852 | 1264051.1674 | 2609177.1826 | 1264042.3689
204 | 2609177.1826 | 1264042.3689 | 2609191.1303 | 1264036.3228
205 | 2609199.5336 | 1264056.5106 | 2609193.4437 | 1264035.32 | 2609191.1303 | 1264036.3228
206 | 2609200.7308 | 1264100.4872 | 2609183.1518 | 1264104.6166

## bus_geodata
| x | y | coords
0 | 2609558.8173 | 1264266.7865
1 | 2609550.5525 | 1264218.8196
2 | 2609544.1691 | 1264221.8893
3 | 2609574.7752 | 1264211.6647
4 | 2609547.3093 | 1264249.4473
5 | 2609529.0684 | 1264225
6 | 2609575.2666 | 1264173.0611
7 | 2609584.1887 | 1264118.1376
8 | 2609580.4478 | 1264186.8424
9 | 2609588.6925 | 1264239.4062
10 | 2609577.8539 | 1264207.867
11 | 2609548.2229 | 1264257.4654
12 | 2609522.9182 | 1264224.4753
13 | 2609601.4074 | 1264119.6216
14 | 2609622.184 | 1264121.4122
15 | 2609609.8366 | 1264133.4339
16 | 2609383.3905 | 1264256.5112
17 | 2609388.0175 | 1264290.2548
18 | 2609378.816 | 1264227.5749
19 | 2609398.7021 | 1264224.3818
20 | 2609370.0191 | 1264228.2392
21 | 2609427.0767 | 1264220.2683
22 | 2609396.4434 | 1264206.3273
23 | 2609335.0863 | 1264233.8814
24 | 2609425.3832 | 1264204.9861
25 | 2609442.4881 | 1264218.0356
26 | 2609361.2689 | 1264189.6767
27 | 2609359.3359 | 1264173.7404
28 | 2609339.3391 | 1264192.0513
29 | 2609320.5902 | 1264236.2227
30 | 2609445.8751 | 1264249.3345
31 | 2609449.0564 | 1264278.7323
32 | 2609457.9578 | 1264216.1271
33 | 2609473.4529 | 1264214.2155
34 | 2609425.0472 | 1264201.9541
35 | 2609490.4958 | 1264213.6978
36 | 2609491.2686 | 1264229.501
37 | 2609491.9063 | 1264242.5414
38 | 2609492.3111 | 1264250.8185
39 | 2609493.4476 | 1264274.0564
40 | 2609493.7299 | 1264279.8287
41 | 2609549.7812 | 1264271.1408
42 | 2609243.6026 | 1264234.2923
43 | 2609249.4114 | 1264254.8357
44 | 2609240.4913 | 1264223.289
45 | 2609285.1989 | 1264243.995
46 | 2609214.2941 | 1264265.7332
47 | 2609283.8671 | 1264238.4224
48 | 2609212.5939 | 1264259.7487
49 | 2609177.866 | 1264277.0403
50 | 2609316.9666 | 1264214.6647
51 | 2609156.4105 | 1264239.6511
52 | 2609313.7632 | 1264195.6063
53 | 2609307.9206 | 1264197.0166
54 | 2609286.024 | 1264186.9349
55 | 2609286.7037 | 1264172.4592
56 | 2609357.8563 | 1264147.2754
57 | 2609380.924 | 1264170.4143
58 | 2609110.1035 | 1264170.018
59 | 2609106.1523 | 1264158.5597
60 | 2609126.1222 | 1264164.6166
61 | 2609122.7859 | 1264154.8603
62 | 2609149.8257 | 1264156.9922
63 | 2609191.6443 | 1264203.4489
64 | 2609206.8166 | 1264197.9235
65 | 2609182.6755 | 1264206.7151
66 | 2609230.952 | 1264189.1339
67 | 2609180.074 | 1264207.6625
68 | 2609234.2505 | 1264187.9327
69 | 2609159.9351 | 1264193.5314
70 | 2609154.0941 | 1264172.4197
71 | 2609153.9477 | 1264171.8905
72 | 2609147.0566 | 1264150.6613
73 | 2609132.1678 | 1264116.5928
74 | 2609160.9674 | 1264146.9416
75 | 2609216.1122 | 1264137.1807
76 | 2609217.5739 | 1264136.7494
77 | 2609220.8421 | 1264152.8445
78 | 2609145.4702 | 1264113.468
79 | 2609127.3724 | 1264105.6223
80 | 2609181.3547 | 1264141.49
81 | 2609216.4289 | 1264132.1111
82 | 2609235.1743 | 1264131.4881
83 | 2609212.8965 | 1264117.7513
84 | 2609252.616 | 1264126.2743
85 | 2609271.9697 | 1264122.6769
86 | 2609251.105 | 1264119.7007
87 | 2609304.8173 | 1264116.5714
88 | 2609246.3176 | 1264098.8567
89 | 2609264.9437 | 1264117.4497
90 | 2609227.9574 | 1264103.6982
91 | 2609242.7046 | 1264083.1292
92 | 2609280.3546 | 1264114.943
93 | 2609284.06 | 1264163.0819
94 | 2609308.0482 | 1264167.1521
95 | 2609322.9469 | 1264164.388
96 | 2609373.1033 | 1264144.9454
97 | 2609357.163 | 1264128.3568
98 | 2609381.3181 | 1264170.3536
99 | 2609357.4262 | 1264109.5487
100 | 2609357.02 | 1264123.6134
101 | 2609358.1147 | 1264102.7229
102 | 2609357.5225 | 1264096.173
103 | 2609342.1429 | 1264105.1114
104 | 2609391.5564 | 1264118.7977
105 | 2609390.9672 | 1264110.4133
106 | 2609415.2208 | 1264115.2826
107 | 2609354.0295 | 1264066.625
108 | 2609377.6627 | 1264093.4945
109 | 2609325.1519 | 1264107.6524
110 | 2609392.5032 | 1264141.9807
111 | 2609431.9315 | 1264112.8003
112 | 2609412.193 | 1264138.9717
113 | 2609419.5625 | 1264164.4612
114 | 2609440.3416 | 1264161.2597
115 | 2609424.0698 | 1264193.1337
116 | 2609451.0983 | 1264133.0263
117 | 2609431.3034 | 1264136.0513
118 | 2609451.0987 | 1264133.0262
119 | 2609474.6564 | 1264130.0149
120 | 2609472.6301 | 1264106.6956
121 | 2609449.7019 | 1264110.1607
122 | 2609441.4377 | 1264052.9991
123 | 2609428.6404 | 1264055.6351
124 | 2609111.351 | 1264111.7092
125 | 2609097.4952 | 1264116.9733
126 | 2609112.0631 | 1264070.597
127 | 2609108.4008 | 1264062.219
128 | 2609133.8162 | 1264061.1674
129 | 2609098.0367 | 1264038.5113
130 | 2609093.4499 | 1264067.9077
131 | 2609134.71 | 1264060.78
132 | 2609164.3658 | 1264109.0294
133 | 2609083.4289 | 1264071.7207
134 | 2609081.0954 | 1264066.6613
135 | 2609076.3882 | 1264056.455
136 | 2609095.5296 | 1264023.3614
137 | 2609095.7972 | 1264020.7378
138 | 2609076.5393 | 1264033.4766
139 | 2609059.1698 | 1264038.472
140 | 2609120.4777 | 1264000.9004
141 | 2609083.1661 | 1264008.8248
142 | 2609125.7634 | 1263997.6323
143 | 2609081.9561 | 1264006.4813
144 | 2609138.2043 | 1263989.9403
145 | 2609144.6039 | 1263952.4403
146 | 2609182.2958 | 1263934.1665
147 | 2609145.8712 | 1263985.3521
148 | 2609190.2187 | 1263963.2987
149 | 2609193.8125 | 1263962.3258
150 | 2609187.1145 | 1263951.8845
151 | 2609213.7028 | 1263956.9418
152 | 2609200.6781 | 1263993.5706
153 | 2609206.6745 | 1263925.2263
154 | 2609218.2186 | 1263976.5897
155 | 2609237.4696 | 1263951.0314
156 | 2609200.6811 | 1263993.5844
157 | 2609321.236 | 1263896.0338
158 | 2609321.7626 | 1263930.0692
159 | 2609353.7259 | 1263866.8647
160 | 2609329.1254 | 1263960.5239
161 | 2609298.6333 | 1263935.821
162 | 2609288.7068 | 1263970.1122
163 | 2609271.6815 | 1263942.5235
164 | 2609244.2091 | 1263949.3554
165 | 2609223.0311 | 1263997.5286
166 | 2609230.5648 | 1263995.7835
167 | 2609231.7962 | 1264035.6643
168 | 2609339.7691 | 1263998.9744
169 | 2609348.7162 | 1264031.2961
170 | 2609287.9575 | 1263970.29
171 | 2609349.4942 | 1264034.1065
172 | 2609361.4474 | 1264033.0913
173 | 2609353.6022 | 1264063.0106
174 | 2609306.7122 | 1264031.8038
175 | 2609292.2891 | 1264035.2731
176 | 2609307.0762 | 1264031.7162
177 | 2609277.4758 | 1264038.8364
178 | 2609262.7126 | 1264042.3876
179 | 2609234.8802 | 1264049.0825
180 | 2609239.3095 | 1264068.3558
181 | 2609241.1478 | 1264076.355
182 | 2609268.5658 | 1264076.8947
183 | 2609283.0789 | 1264073.396
184 | 2609298.0328 | 1264069.791
185 | 2609313.047 | 1264066.1715
186 | 2609279.2861 | 1264109.5821
187 | 2609304.5649 | 1264111.0003
188 | 2609303.5126 | 1264104.9055
189 | 2609369.4959 | 1264064.483
190 | 2609386.9367 | 1264092.2611
191 | 2609399.5938 | 1264060.3146
192 | 2609405.2433 | 1264059.5341
193 | 2609398.0563 | 1264049.0294
194 | 2609428.1005 | 1264049.441
195 | 2609408.2932 | 1264078.6187
196 | 2609397.6145 | 1264045.7865
197 | 2609394.9558 | 1264026.2727
198 | 2609384.7244 | 1264027.8201
199 | 2609403.9675 | 1264025.9154
200 | 2609200.9607 | 1263994.8569
201 | 2609152.3299 | 1264053.1421
202 | 2609156.8852 | 1264051.1674
203 | 2609177.1826 | 1264042.3689
204 | 2609191.1303 | 1264036.3228
205 | 2609199.5336 | 1264056.5106
206 | 2609183.1518 | 1264104.6166
207 | 2609200.7308 | 1264100.4872
208 | 2609304.5649 | 1264111.0003

## line_std_types
| c_nf_per_km | r_ohm_per_km | x_ohm_per_km | max_i_ka | type | q_mm2 | alpha | voltage_rating
NAYY 4x50 SE | 210 | 0.642 | 0.083 | 0.142 | cs | 50 | 0.00403 | LV
NAYY 4x120 SE | 264 | 0.225 | 0.08 | 0.242 | cs | 120 | 0.00403 | LV
NAYY 4x150 SE | 261 | 0.208 | 0.08 | 0.27 | cs | 150 | 0.00403 | LV
NA2XS2Y 1x95 RM/25 12/20 kV | 216 | 0.313 | 0.132 | 0.252 | cs | 95 | 0.00403 | MV
NA2XS2Y 1x185 RM/25 12/20 kV | 273 | 0.161 | 0.117 | 0.362 | cs | 185 | 0.00403 | MV
NA2XS2Y 1x240 RM/25 12/20 kV | 304 | 0.122 | 0.112 | 0.421 | cs | 240 | 0.00403 | MV
NA2XS2Y 1x95 RM/25 6/10 kV | 315 | 0.313 | 0.123 | 0.249 | cs | 95 | 0.00403 | MV
NA2XS2Y 1x185 RM/25 6/10 kV | 406 | 0.161 | 0.11 | 0.358 | cs | 185 | 0.00403 | MV
NA2XS2Y 1x240 RM/25 6/10 kV | 456 | 0.122 | 0.105 | 0.416 | cs | 240 | 0.00403 | MV
NA2XS2Y 1x150 RM/25 12/20 kV | 250 | 0.206 | 0.116 | 0.319 | cs | 150 | 0.00403 | MV
NA2XS2Y 1x120 RM/25 12/20 kV | 230 | 0.253 | 0.119 | 0.283 | cs | 120 | 0.00403 | MV
NA2XS2Y 1x70 RM/25 12/20 kV | 190 | 0.443 | 0.132 | 0.22 | cs | 70 | 0.00403 | MV
NA2XS2Y 1x150 RM/25 6/10 kV | 360 | 0.206 | 0.11 | 0.315 | cs | 150 | 0.00403 | MV
NA2XS2Y 1x120 RM/25 6/10 kV | 340 | 0.253 | 0.113 | 0.28 | cs | 120 | 0.00403 | MV
NA2XS2Y 1x70 RM/25 6/10 kV | 280 | 0.443 | 0.123 | 0.217 | cs | 70 | 0.00403 | MV
N2XS(FL)2Y 1x120 RM/35 64/110 kV | 112 | 0.153 | 0.166 | 0.366 | cs | 120 | 0.00393 | HV
N2XS(FL)2Y 1x185 RM/35 64/110 kV | 125 | 0.099 | 0.156 | 0.457 | cs | 185 | 0.00393 | HV
N2XS(FL)2Y 1x240 RM/35 64/110 kV | 135 | 0.075 | 0.149 | 0.526 | cs | 240 | 0.00393 | HV
N2XS(FL)2Y 1x300 RM/35 64/110 kV | 144 | 0.06 | 0.144 | 0.588 | cs | 300 | 0.00393 | HV
15-AL1/3-ST1A 0.4 | 11 | 1.8769 | 0.35 | 0.105 | ol | 16 | 0.00403 | LV
24-AL1/4-ST1A 0.4 | 11.25 | 1.2012 | 0.335 | 0.14 | ol | 24 | 0.00403 | LV
48-AL1/8-ST1A 0.4 | 12.2 | 0.5939 | 0.3 | 0.21 | ol | 48 | 0.00403 | LV
94-AL1/15-ST1A 0.4 | 13.2 | 0.306 | 0.29 | 0.35 | ol | 94 | 0.00403 | LV
34-AL1/6-ST1A 10.0 | 9.7 | 0.8342 | 0.36 | 0.17 | ol | 34 | 0.00403 | MV
48-AL1/8-ST1A 10.0 | 10.1 | 0.5939 | 0.35 | 0.21 | ol | 48 | 0.00403 | MV
70-AL1/11-ST1A 10.0 | 10.4 | 0.4132 | 0.339 | 0.29 | ol | 70 | 0.00403 | MV
94-AL1/15-ST1A 10.0 | 10.75 | 0.306 | 0.33 | 0.35 | ol | 94 | 0.00403 | MV
122-AL1/20-ST1A 10.0 | 11.1 | 0.2376 | 0.323 | 0.41 | ol | 122 | 0.00403 | MV
149-AL1/24-ST1A 10.0 | 11.25 | 0.194 | 0.315 | 0.47 | ol | 149 | 0.00403 | MV
34-AL1/6-ST1A 20.0 | 9.15 | 0.8342 | 0.382 | 0.17 | ol | 34 | 0.00403 | MV
48-AL1/8-ST1A 20.0 | 9.5 | 0.5939 | 0.372 | 0.21 | ol | 48 | 0.00403 | MV
70-AL1/11-ST1A 20.0 | 9.7 | 0.4132 | 0.36 | 0.29 | ol | 70 | 0.00403 | MV
94-AL1/15-ST1A 20.0 | 10 | 0.306 | 0.35 | 0.35 | ol | 94 | 0.00403 | MV
122-AL1/20-ST1A 20.0 | 10.3 | 0.2376 | 0.344 | 0.41 | ol | 122 | 0.00403 | MV
149-AL1/24-ST1A 20.0 | 10.5 | 0.194 | 0.337 | 0.47 | ol | 149 | 0.00403 | MV
184-AL1/30-ST1A 20.0 | 10.75 | 0.1571 | 0.33 | 0.535 | ol | 184 | 0.00403 | MV
243-AL1/39-ST1A 20.0 | 11 | 0.1188 | 0.32 | 0.645 | ol | 243 | 0.00403 | MV
48-AL1/8-ST1A 110.0 | 8 | 0.5939 | 0.46 | 0.21 | ol | 48 | 0.00403 | HV
70-AL1/11-ST1A 110.0 | 8.4 | 0.4132 | 0.45 | 0.29 | ol | 70 | 0.00403 | HV
94-AL1/15-ST1A 110.0 | 8.65 | 0.306 | 0.44 | 0.35 | ol | 94 | 0.00403 | HV
122-AL1/20-ST1A 110.0 | 8.5 | 0.2376 | 0.43 | 0.41 | ol | 122 | 0.00403 | HV
149-AL1/24-ST1A 110.0 | 8.75 | 0.194 | 0.41 | 0.47 | ol | 149 | 0.00403 | HV
184-AL1/30-ST1A 110.0 | 8.8 | 0.1571 | 0.4 | 0.535 | ol | 184 | 0.00403 | HV
243-AL1/39-ST1A 110.0 | 9 | 0.1188 | 0.39 | 0.645 | ol | 243 | 0.00403 | HV
305-AL1/39-ST1A 110.0 | 9.2 | 0.0949 | 0.38 | 0.74 | ol | 305 | 0.00403 | HV
490-AL1/64-ST1A 110.0 | 9.75 | 0.059 | 0.37 | 0.96 | ol | 490 | 0.00403 | HV
679-AL1/86-ST1A 110.0 | 9.95 | 0.042 | 0.36 | 1.15 | ol | 679 | 0.00403 | HV
490-AL1/64-ST1A 220.0 | 10 | 0.059 | 0.285 | 0.96 | ol | 490 | 0.00403 | HV
679-AL1/86-ST1A 220.0 | 11.7 | 0.042 | 0.275 | 1.15 | ol | 679 | 0.00403 | HV
490-AL1/64-ST1A 380.0 | 11 | 0.059 | 0.253 | 0.96 | ol | 490 | 0.00403 | HV
679-AL1/86-ST1A 380.0 | 14.6 | 0.042 | 0.25 | 1.15 | ol | 679 | 0.00403 | HV

## trafo_std_types
| i0_percent | pfe_kw | vkr_percent | sn_mva | vn_lv_kv | vn_hv_kv | vk_percent | shift_degree | vector_group | tap_side | tap_neutral | tap_min | tap_max | tap_step_degree | tap_step_percent | tap_phase_shifter
160 MVA 380/110 kV | 0.06 | 60 | 0.25 | 160 | 110 | 380 | 12.2 | 0 | Yy0 | hv | 0 | -9 | 9 | 0 | 1.5 | FALSE
100 MVA 220/110 kV | 0.06 | 55 | 0.26 | 100 | 110 | 220 | 12 | 0 | Yy0 | hv | 0 | -9 | 9 | 0 | 1.5 | FALSE
63 MVA 110/20 kV | 0.04 | 22 | 0.32 | 63 | 20 | 110 | 18 | 150 | YNd5 | hv | 0 | -9 | 9 | 0 | 1.5 | FALSE
40 MVA 110/20 kV | 0.05 | 18 | 0.34 | 40 | 20 | 110 | 16.2 | 150 | YNd5 | hv | 0 | -9 | 9 | 0 | 1.5 | FALSE
25 MVA 110/20 kV | 0.07 | 14 | 0.41 | 25 | 20 | 110 | 12 | 150 | YNd5 | hv | 0 | -9 | 9 | 0 | 1.5 | FALSE
63 MVA 110/10 kV | 0.04 | 22 | 0.32 | 63 | 10 | 110 | 18 | 150 | YNd5 | hv | 0 | -9 | 9 | 0 | 1.5 | FALSE
40 MVA 110/10 kV | 0.05 | 18 | 0.34 | 40 | 10 | 110 | 16.2 | 150 | YNd5 | hv | 0 | -9 | 9 | 0 | 1.5 | FALSE
25 MVA 110/10 kV | 0.07 | 14 | 0.41 | 25 | 10 | 110 | 12 | 150 | YNd5 | hv | 0 | -9 | 9 | 0 | 1.5 | FALSE
0.25 MVA 20/0.4 kV | 0.32 | 0.8 | 1.44 | 0.25 | 0.4 | 20 | 6 | 150 | Yzn5 | hv | 0 | -2 | 2 | 0 | 2.5 | FALSE
0.4 MVA 20/0.4 kV | 0.3375 | 1.35 | 1.425 | 0.4 | 0.4 | 20 | 6 | 150 | Dyn5 | hv | 0 | -2 | 2 | 0 | 2.5 | FALSE
0.63 MVA 20/0.4 kV | 0.2619 | 1.65 | 1.206 | 0.63 | 0.4 | 20 | 6 | 150 | Dyn5 | hv | 0 | -2 | 2 | 0 | 2.5 | FALSE
0.25 MVA 10/0.4 kV | 0.24 | 0.6 | 1.2 | 0.25 | 0.4 | 10 | 4 | 150 | Dyn5 | hv | 0 | -2 | 2 | 0 | 2.5 | FALSE
0.4 MVA 10/0.4 kV | 0.2375 | 0.95 | 1.325 | 0.4 | 0.4 | 10 | 4 | 150 | Dyn5 | hv | 0 | -2 | 2 | 0 | 2.5 | FALSE
0.63 MVA 10/0.4 kV | 0.1873 | 1.18 | 1.0794 | 0.63 | 0.4 | 10 | 4 | 150 | Dyn5 | hv | 0 | -2 | 2 | 0 | 2.5 | FALSE

## trafo3w_std_types
| sn_hv_mva | sn_mv_mva | sn_lv_mva | vn_hv_kv | vn_mv_kv | vn_lv_kv | vk_hv_percent | vk_mv_percent | vk_lv_percent | vkr_hv_percent | vkr_mv_percent | vkr_lv_percent | pfe_kw | i0_percent | shift_mv_degree | shift_lv_degree | vector_group | tap_side | tap_neutral | tap_min | tap_max | tap_step_percent
63/25/38 MVA 110/20/10 kV | 63 | 25 | 38 | 110 | 20 | 10 | 10.4 | 10.4 | 10.4 | 0.28 | 0.32 | 0.35 | 35 | 0.89 | 0 | 0 | YN0yn0yn0 | hv | 0 | -10 | 10 | 1.2
63/25/38 MVA 110/10/10 kV | 63 | 25 | 38 | 110 | 10 | 10 | 10.4 | 10.4 | 10.4 | 0.28 | 0.32 | 0.35 | 35 | 0.89 | 0 | 0 | YN0yn0yn0 | hv | 0 | -10 | 10 | 1.2

## fuse_std_types
| fuse_type | i_rated_a | t_avg | t_min | t_total | x_avg | x_min | x_total
HV 100A | HV 100A | 100 | 0 | [10.0, 3.64, 0.854, 0.281, 0.1, 0.0531, 0.022, 0.01] | [10.0, 4.267, 1.21, 0.403, 0.1, 0.058, 0.022, 0.01] | 0 | [300.0, 350.0, 450.0, 550.0, 700.0, 850.0, 1200.0, 1752.0] | [600.0, 700.0, 900.0, 1150.0, 1665.0, 2000.0, 3000.0, 4313.0]
HV 10A | HV 10A | 10 | 0 | [10.0, 1675.0, 0.344, 0.156, 0.1, 0.0417, 0.0171, 0.01] | [10.0, 1.3, 0.3, 0.155, 0.1, 0.0555, 0.023, 0.01] | 0 | [30.0, 32.0, 35.0, 37.0, 39.0, 50.0, 70.0, 88.0] | [60.0, 70.0, 80.0, 87.0, 94.0, 110.0, 150.0, 216.0]
HV 125A | HV 125A | 125 | 0 | [10.0, 1.82, 0.344, 0.1, 0.0467, 0.0269, 0.01] | [10.0, 2.478, 0.426, 0.1, 0.0427, 0.0211, 0.01] | 0 | [375.0, 500.0, 700.0, 925.0, 1200.0, 1500.0, 2341.0] | [750.0, 1000.0, 1500.0, 2200.0, 3000.0, 4000.0, 5765.0]
HV 160A | HV 160A | 160 | 0 | [10.0, 4.15, 1.03, 0.198, 0.1, 0.051, 0.0172, 0.01] | [10.0, 2.3, 0.734, 0.274, 0.1, 0.046, 0.0177, 0.01] | 0 | [480.0, 550.0, 700.0, 1000.0, 1260.0, 1600.0, 2500.0, 3227.0] | [960.0, 1300.0, 1700.0, 2200.0, 2996.0, 4000.0, 6000.0, 7946.0]
HV 16A | HV 16A | 16 | 0 | [10.0, 0.352, 0.164, 0.1, 0.0649, 0.0342, 0.01] | [10.0, 2.34, 0.722, 0.181, 0.1, 0.055, 0.0296, 0.01] | 0 | [48.0, 60.0, 65.0, 71.0, 80.0, 100.0, 162.0] | [96.0, 110.0, 125.0, 150.0, 168.0, 200.0, 250.0, 398.0]
HV 200A | HV 200A | 200 | 0 | [10.0, 4.267, 1.21, 0.403, 0.1, 0.058, 0.022, 0.01] | [10.0, 3.73, 1.654, 0.328, 0.1, 0.0531, 0.019, 0.01] | 0 | [600.0, 700.0, 900.0, 1150.0, 1665.0, 2000.0, 3000.0, 4313.0] | [1200.0, 1500.0, 1800.0, 2700.0, 3960.0, 5000.0, 7500.0, 10620.0]
HV 20A | HV 20A | 20 | 0 | [10.0, 1.3, 0.3, 0.155, 0.1, 0.0555, 0.023, 0.01] | [10.0, 1.3, 0.161, 0.1, 0.0611, 0.0399, 0.0141, 0.01] | 0 | [60.0, 70.0, 80.0, 87.0, 94.0, 110.0, 150.0, 216.0] | [120.0, 150.0, 200.0, 223.0, 260.0, 300.0, 450.0, 532.0]
HV 25A | HV 25A | 25 | 0 | [10.0, 2.512, 0.833, 0.299, 0.1, 0.0372, 0.0223, 0.01] | [10.0, 3.125, 0.597, 0.198, 0.1, 0.0378, 0.022, 0.01] | 0 | [75.0, 82.0, 90.0, 100.0, 124.0, 170.0, 200.0, 289.0] | [150.0, 170.0, 210.0, 250.0, 294.0, 400.0, 500.0, 711.0]
HV 31.5A | HV 31.5A | 31.5 | 0 | [10.0, 2.34, 0.722, 0.181, 0.1, 0.055, 0.0296, 0.01] | [10.0, 2.84, 0.368, 0.164, 0.1, 0.0621, 0.0378, 0.0195, 0.01] | 0 | [95.0, 110.0, 125.0, 150.0, 165.0, 200.0, 250.0, 390.0] | [189.0, 220.0, 300.0, 350.0, 393.0, 450.0, 530.0, 700.0, 960.0]
HV 40A | HV 40A | 40 | 0 | [10.0, 1.3, 0.161, 0.1, 0.0611, 0.0399, 0.0141, 0.01] | [10.0, 2.05, 0.369, 0.198, 0.1, 0.051, 0.0298, 0.01] | 0 | [120.0, 150.0, 200.0, 223.0, 260.0, 300.0, 450.0, 532.0] | [240.0, 300.0, 400.0, 450.0, 530.0, 650.0, 800.0, 1311.0]
HV 50A | HV 50A | 50 | 0 | [10.0, 3.215, 0.597, 0.198, 0.1, 0.0378, 0.022, 0.01] | [10.0, 3.64, 0.854, 0.281, 0.1, 0.0531, 0.022, 0.01] | 0 | [150.0, 170.0, 210.0, 250.0, 294.0, 400.0, 500.0, 711.0] | [300.0, 350.0, 450.0, 550.0, 700.0, 850.0, 1200.0, 1752.0]
HV 6.3A | HV 6.3A | 6.3 | 0 | [10.0, 1.39, 0.344, 0.168, 0.1, 0.056, 0.0263, 0.01] | [10.0, 1.711, 0.516, 0.198, 0.1, 0.0634, 0.0303, 0.01] | 0 | [19.0, 19.5, 20.4, 20.8, 22.0, 25.0, 32.0, 48.0] | [38.0, 40.0, 43.0, 48.0, 53.0, 60.0, 75.0, 118.0]
HV 63A | HV 63A | 63 | 0 | [10.0, 2.84, 0.368, 0.164, 0.1, 0.0621, 0.0378, 0.0195, 0.01] | [10.0, 1.82, 0.344, 0.1, 0.0467, 0.0269, 0.01] | 0 | [189.0, 220.0, 300.0, 350.0, 393.0, 450.0, 530.0, 700.0, 961.0] | [378.0, 500.0, 700.0, 934.0, 1200.0, 1500.0, 2366.0]
HV 80A | HV 80A | 80 | 0 | [10.0, 2.05, 0.369, 0.198, 0.1, 0.051, 0.0298, 0.01] | [10.0, 4.15, 1.03, 0.198, 0.1, 0.051, 0.0172, 0.01] | 0 | [240.0, 300.0, 400.0, 450.0, 530.0, 650.0, 800.0, 1311.0] | [480.0, 550.0, 700.0, 1000.0, 1260.0, 1600.0, 2500.0, 3227.0]
Siemens NH-1-100 | Siemens NH-1-100 | 100 | [5400.0, 2000.0, 400.0, 20.0, 1.0, 0.2, 0.012, 0.004] | 0 | 0 | [150.0, 190.0, 250.0, 430.0, 900.0, 1250.0, 2700.0, 3600.0] | 0 | 0
Siemens NH-1-125 | Siemens NH-1-125 | 125 | [4800.0, 120.0, 7.0, 0.1, 0.004] | 0 | 0 | [180.0, 400.0, 740.0, 2000.0, 4250.0] | 0 | 0
Siemens NH-1-16 | Siemens NH-1-16 | 16 | [4000.0, 400.0, 2.0, 0.1, 0.04, 0.01] | 0 | 0 | [26.0, 35.0, 75.0, 150.0, 200.0, 300.0] | 0 | 0
Siemens NH-1-160 | Siemens NH-1-160 | 160 | [4800.0, 120.0, 7.0, 0.1, 0.004] | 0 | 0 | [210.0, 500.0, 900.0, 2300.0, 5000.0] | 0 | 0
Siemens NH-1-25 | Siemens NH-1-25 | 25 | [4000.0, 1000.0, 10.0, 0.2, 0.02, 0.01] | 0 | 0 | [40.0, 50.0, 100.0, 210.0, 400.0, 500.0] | 0 | 0
Siemens NH-1-50 | Siemens NH-1-50 | 50 | [4000.0, 40.0, 4.0, 1.0, 0.02, 0.01] | 0 | 0 | [86.0, 200.0, 300.0, 400.0, 1000.0, 1280.0] | 0 | 0
Siemens NH-1-63 | Siemens NH-1-63 | 63 | [4000.0, 100.0, 10.0, 2.0, 0.04, 0.01] | 0 | 0 | [100.0, 200.0, 300.0, 400.0, 1000.0, 1500.0] | 0 | 0
Siemens NH-1-80 | Siemens NH-1-80 | 80 | [4800.0, 120.0, 7.0, 0.1, 0.01] | 0 | 0 | [150.58, 250.0, 450.0, 1150.0, 2470.0] | 0 | 0
Siemens NH-2-1000 | Siemens NH-2-1000 | 1000 | [4800.0, 120.0, 7.0, 0.1, 0.004] | 0 | 0 | [1900.0, 3500.0, 8400.0, 24000.0, 52000.0] | 0 | 0
Siemens NH-2-200 | Siemens NH-2-200 | 200 | [4800.0, 120.0, 7.0, 0.1, 0.004] | 0 | 0 | [280.0, 650.0, 1200.0, 3000.0, 7000.0] | 0 | 0
Siemens NH-2-224 | Siemens NH-2-224 | 224 | [4800.0, 120.0, 7.0, 0.2, 0.04, 0.004] | 0 | 0 | [400.0, 750.0, 1453.0, 3025.0, 4315.0, 7600.0] | 0 | 0
Siemens NH-2-250 | Siemens NH-2-250 | 250 | [4800.0, 120.0, 7.0, 0.1, 0.004] | 0 | 0 | [450.0, 800.0, 1650.0, 4000.0, 8500.0] | 0 | 0
Siemens NH-2-315 | Siemens NH-2-315 | 315 | [4800.0, 120.0, 7.0, 0.1, 0.004] | 0 | 0 | [550.0, 920.0, 1900.0, 5000.0, 11000.0] | 0 | 0
Siemens NH-2-355 | Siemens NH-2-355 | 355 | [4800.0, 120.0, 6.0, 0.1, 0.004] | 0 | 0 | [650.0, 1116.27, 2350.0, 5840.0, 12790.0] | 0 | 0
Siemens NH-2-400 | Siemens NH-2-400 | 400 | [4800.0, 120.0, 7.0, 0.1, 0.004] | 0 | 0 | [720.0, 1350.0, 2800.0, 6500.0, 15000.0] | 0 | 0
Siemens NH-2-425 | Siemens NH-2-425 | 425 | [4800.0, 120.0, 7.0, 0.1, 0.004] | 0 | 0 | [850.0, 1500.0, 3050.0, 7500.0, 16500.0] | 0 | 0
Siemens NH-2-630 | Siemens NH-2-630 | 630 | [4800.0, 120.0, 7.0, 0.1, 0.004] | 0 | 0 | [1200.0, 2000.0, 4800.0, 12000.0, 26000.0] | 0 | 0

## dtypes
| element | column | dtype
0 | bus | name | object
1 | bus | vn_kv | float64
2 | bus | type | object
3 | bus | zone | object
4 | bus | in_service | bool
5 | load | name | object
6 | load | bus | uint32
7 | load | p_mw | float64
8 | load | q_mvar | float64
9 | load | const_z_percent | float64
10 | load | const_i_percent | float64
11 | load | sn_mva | float64
12 | load | scaling | float64
13 | load | in_service | bool
14 | load | type | object
15 | ext_grid | name | object
16 | ext_grid | bus | uint32
17 | ext_grid | vm_pu | float64
18 | ext_grid | va_degree | float64
19 | ext_grid | slack_weight | float64
20 | ext_grid | in_service | bool
21 | line | name | object
22 | line | std_type | object
23 | line | from_bus | uint32
24 | line | to_bus | uint32
25 | line | length_km | float64
26 | line | r_ohm_per_km | float64
27 | line | x_ohm_per_km | float64
28 | line | c_nf_per_km | float64
29 | line | g_us_per_km | float64
30 | line | max_i_ka | float64
31 | line | df | float64
32 | line | parallel | uint32
33 | line | type | object
34 | line | in_service | bool
35 | trafo | name | object
36 | trafo | std_type | object
37 | trafo | hv_bus | uint32
38 | trafo | lv_bus | uint32
39 | trafo | sn_mva | float64
40 | trafo | vn_hv_kv | float64
41 | trafo | vn_lv_kv | float64
42 | trafo | vk_percent | float64
43 | trafo | vkr_percent | float64
44 | trafo | pfe_kw | float64
45 | trafo | i0_percent | float64
46 | trafo | shift_degree | float64
47 | trafo | tap_side | object
48 | trafo | tap_neutral | int32
49 | trafo | tap_min | int32
50 | trafo | tap_max | int32
51 | trafo | tap_step_percent | float64
52 | trafo | tap_step_degree | float64
53 | trafo | tap_pos | int32
54 | trafo | tap_phase_shifter | bool
55 | trafo | parallel | uint32
56 | trafo | df | float64
57 | trafo | in_service | bool
58 | line_geodata | coords | object
59 | bus_geodata | x | float64
60 | bus_geodata | y | float64
61 | bus_geodata | coords | object

## parameters
| version | format_version | converged | OPF_converged | name | f_hz | sn_mva
0 | 2.14.6 | 2.14.0 | FALSE | FALSE |  | 50 | 1