## bus
| name | vn_kv | type | zone | in_service
0 | bus_LV_2770-5_0_6_node_0 | 0.4 | n |  | TRUE
1 | bus_LV_2770-5_0_6_node_1 | 0.4 | n |  | TRUE
2 | bus_LV_2770-5_0_6_node_2 | 0.4 | n |  | TRUE
3 | bus_LV_2770-5_0_6_node_3 | 0.4 | n |  | TRUE
4 | bus_LV_2770-5_0_6_node_4 | 0.4 | n |  | TRUE
5 | bus_LV_2770-5_0_6_node_132 | 0.4 | n |  | TRUE
6 | bus_LV_2770-5_0_6_node_133 | 0.4 | n |  | TRUE
7 | bus_LV_2770-5_0_6_node_136 | 0.4 | n |  | TRUE
8 | bus_LV_2770-5_0_6_node_135 | 0.4 | n |  | TRUE
9 | bus_LV_2770-5_0_6_node_142 | 0.4 | n |  | TRUE
10 | bus_LV_2770-5_0_6_node_106 | 0.4 | n |  | TRUE
11 | bus_LV_2770-5_0_6_node_5 | 0.4 | n |  | TRUE
12 | bus_LV_2770-5_0_6_node_6 | 0.4 | n |  | TRUE
13 | bus_LV_2770-5_0_6_node_7 | 0.4 | n |  | TRUE
14 | bus_LV_2770-5_0_6_node_8 | 0.4 | n |  | TRUE
15 | bus_LV_2770-5_0_6_node_9 | 0.4 | n |  | TRUE
16 | bus_LV_2770-5_0_6_node_10 | 0.4 | n |  | TRUE
17 | bus_LV_2770-5_0_6_node_134 | 0.4 | n |  | TRUE
18 | bus_LV_2770-5_0_6_node_12 | 0.4 | n |  | TRUE
19 | bus_LV_2770-5_0_6_node_13 | 0.4 | n |  | TRUE
20 | bus_LV_2770-5_0_6_node_160 | 0.4 | n |  | TRUE
21 | bus_LV_2770-5_0_6_node_159 | 0.4 | n |  | TRUE
22 | bus_LV_2770-5_0_6_node_14 | 0.4 | n |  | TRUE
23 | bus_LV_2770-5_0_6_node_15 | 0.4 | n |  | TRUE
24 | bus_LV_2770-5_0_6_node_16 | 0.4 | n |  | TRUE
25 | bus_LV_2770-5_0_6_node_17 | 0.4 | n |  | TRUE
26 | bus_LV_2770-5_0_6_node_18 | 0.4 | n |  | TRUE
27 | bus_LV_2770-5_0_6_node_19 | 0.4 | n |  | TRUE
28 | bus_LV_2770-5_0_6_node_20 | 0.4 | n |  | TRUE
29 | bus_LV_2770-5_0_6_node_64 | 0.4 | n |  | TRUE
30 | bus_LV_2770-5_0_6_node_21 | 0.4 | n |  | TRUE
31 | bus_LV_2770-5_0_6_node_28 | 0.4 | n |  | TRUE
32 | bus_LV_2770-5_0_6_node_55 | 0.4 | n |  | TRUE
33 | bus_LV_2770-5_0_6_node_52 | 0.4 | n |  | TRUE
34 | bus_LV_2770-5_0_6_node_63 | 0.4 | n |  | TRUE
35 | bus_LV_2770-5_0_6_node_22 | 0.4 | n |  | TRUE
36 | bus_LV_2770-5_0_6_node_23 | 0.4 | n |  | TRUE
37 | bus_LV_2770-5_0_6_node_50 | 0.4 | n |  | TRUE
38 | bus_LV_2770-5_0_6_node_112 | 0.4 | n |  | TRUE
39 | bus_LV_2770-5_0_6_node_51 | 0.4 | n |  | TRUE
40 | bus_LV_2770-5_0_6_node_114 | 0.4 | n |  | TRUE
41 | bus_LV_2770-5_0_6_node_90 | 0.4 | n |  | TRUE
42 | bus_LV_2770-5_0_6_node_24 | 0.4 | n |  | TRUE
43 | bus_LV_2770-5_0_6_node_25 | 0.4 | n |  | TRUE
44 | bus_LV_2770-5_0_6_node_26 | 0.4 | n |  | TRUE
45 | bus_LV_2770-5_0_6_node_27 | 0.4 | n |  | TRUE
46 | bus_LV_2770-5_0_6_node_29 | 0.4 | n |  | TRUE
47 | bus_LV_2770-5_0_6_node_83 | 0.4 | n |  | TRUE
48 | bus_LV_2770-5_0_6_node_58 | 0.4 | n |  | TRUE
49 | bus_LV_2770-5_0_6_node_56 | 0.4 | n |  | TRUE
50 | bus_LV_2770-5_0_6_node_73 | 0.4 | n |  | TRUE
51 | bus_LV_2770-5_0_6_node_72 | 0.4 | n |  | TRUE
52 | bus_LV_2770-5_0_6_node_53 | 0.4 | n |  | TRUE
53 | bus_LV_2770-5_0_6_node_33 | 0.4 | n |  | TRUE
54 | bus_LV_2770-5_0_6_node_75 | 0.4 | n |  | TRUE
55 | bus_LV_2770-5_0_6_node_31 | 0.4 | n |  | TRUE
56 | bus_LV_2770-5_0_6_node_131 | 0.4 | n |  | TRUE
57 | bus_LV_2770-5_0_6_node_122 | 0.4 | n |  | TRUE
58 | bus_LV_2770-5_0_6_node_57 | 0.4 | n |  | TRUE
59 | bus_LV_2770-5_0_6_node_30 | 0.4 | n |  | TRUE
60 | bus_LV_2770-5_0_6_node_32 | 0.4 | n |  | TRUE
61 | bus_LV_2770-5_0_6_node_34 | 0.4 | n |  | TRUE
62 | bus_LV_2770-5_0_6_node_35 | 0.4 | n |  | TRUE
63 | bus_LV_2770-5_0_6_node_36 | 0.4 | n |  | TRUE
64 | bus_LV_2770-5_0_6_node_48 | 0.4 | n |  | TRUE
65 | bus_LV_2770-5_0_6_node_62 | 0.4 | n |  | TRUE
66 | bus_LV_2770-5_0_6_node_105 | 0.4 | n |  | TRUE
67 | bus_LV_2770-5_0_6_node_76 | 0.4 | n |  | TRUE
68 | bus_LV_2770-5_0_6_node_74 | 0.4 | n |  | TRUE
69 | bus_LV_2770-5_0_6_node_44 | 0.4 | n |  | TRUE
70 | bus_LV_2770-5_0_6_node_54 | 0.4 | n |  | TRUE
71 | bus_LV_2770-5_0_6_node_49 | 0.4 | n |  | TRUE
72 | bus_LV_2770-5_0_6_node_107 | 0.4 | n |  | TRUE
73 | bus_LV_2770-5_0_6_node_37 | 0.4 | n |  | TRUE
74 | bus_LV_2770-5_0_6_node_38 | 0.4 | n |  | TRUE
75 | bus_LV_2770-5_0_6_node_39 | 0.4 | n |  | TRUE
76 | bus_LV_2770-5_0_6_node_40 | 0.4 | n |  | TRUE
77 | bus_LV_2770-5_0_6_node_41 | 0.4 | n |  | TRUE
78 | bus_LV_2770-5_0_6_node_42 | 0.4 | n |  | TRUE
79 | bus_LV_2770-5_0_6_node_70 | 0.4 | n |  | TRUE
80 | bus_LV_2770-5_0_6_node_43 | 0.4 | n |  | TRUE
81 | bus_LV_2770-5_0_6_node_67 | 0.4 | n |  | TRUE
82 | bus_LV_2770-5_0_6_node_45 | 0.4 | n |  | TRUE
83 | bus_LV_2770-5_0_6_node_46 | 0.4 | n |  | TRUE
84 | bus_LV_2770-5_0_6_node_47 | 0.4 | n |  | TRUE
85 | bus_LV_2770-5_0_6_node_176 | 0.4 | n |  | TRUE
86 | bus_LV_2770-5_0_6_node_175 | 0.4 | n |  | TRUE
87 | bus_LV_2770-5_0_6_node_130 | 0.4 | n |  | TRUE
88 | bus_LV_2770-5_0_6_node_103 | 0.4 | n |  | TRUE
89 | bus_LV_2770-5_0_6_node_104 | 0.4 | n |  | TRUE
90 | bus_LV_2770-5_0_6_node_87 | 0.4 | n |  | TRUE
91 | bus_LV_2770-5_0_6_node_91 | 0.4 | n |  | TRUE
92 | bus_LV_2770-5_0_6_node_85 | 0.4 | n |  | TRUE
93 | bus_LV_2770-5_0_6_node_101 | 0.4 | n |  | TRUE
94 | bus_LV_2770-5_0_6_node_59 | 0.4 | n |  | TRUE
95 | bus_LV_2770-5_0_6_node_60 | 0.4 | n |  | TRUE
96 | bus_LV_2770-5_0_6_node_61 | 0.4 | n |  | TRUE
97 | bus_LV_2770-5_0_6_node_185 | 0.4 | n |  | TRUE
98 | bus_LV_2770-5_0_6_node_129 | 0.4 | n |  | TRUE
99 | bus_LV_2770-5_0_6_node_68 | 0.4 | n |  | TRUE
100 | bus_LV_2770-5_0_6_node_127 | 0.4 | n |  | TRUE
101 | bus_LV_2770-5_0_6_node_65 | 0.4 | n |  | TRUE
102 | bus_LV_2770-5_0_6_node_66 | 0.4 | n |  | TRUE
103 | bus_LV_2770-5_0_6_node_69 | 0.4 | n |  | TRUE
104 | bus_LV_2770-5_0_6_node_145 | 0.4 | n |  | TRUE
105 | bus_LV_2770-5_0_6_node_71 | 0.4 | n |  | TRUE
106 | bus_LV_2770-5_0_6_node_174 | 0.4 | n |  | TRUE
107 | bus_LV_2770-5_0_6_node_125 | 0.4 | n |  | TRUE
108 | bus_LV_2770-5_0_6_node_84 | 0.4 | n |  | TRUE
109 | bus_LV_2770-5_0_6_node_113 | 0.4 | n |  | TRUE
110 | bus_LV_2770-5_0_6_node_173 | 0.4 | n |  | TRUE
111 | bus_LV_2770-5_0_6_node_77 | 0.4 | n |  | TRUE
112 | bus_LV_2770-5_0_6_node_78 | 0.4 | n |  | TRUE
113 | bus_LV_2770-5_0_6_node_79 | 0.4 | n |  | TRUE
114 | bus_LV_2770-5_0_6_node_80 | 0.4 | n |  | TRUE
115 | bus_LV_2770-5_0_6_node_81 | 0.4 | n |  | TRUE
116 | bus_LV_2770-5_0_6_node_82 | 0.4 | n |  | TRUE
117 | bus_LV_2770-5_0_6_node_123 | 0.4 | n |  | TRUE
118 | bus_LV_2770-5_0_6_node_95 | 0.4 | n |  | TRUE
119 | bus_LV_2770-5_0_6_node_124 | 0.4 | n |  | TRUE
120 | bus_LV_2770-5_0_6_node_93 | 0.4 | n |  | TRUE
121 | bus_LV_2770-5_0_6_node_169 | 0.4 | n |  | TRUE
122 | bus_LV_2770-5_0_6_node_172 | 0.4 | n |  | TRUE
123 | bus_LV_2770-5_0_6_node_86 | 0.4 | n |  | TRUE
124 | bus_LV_2770-5_0_6_node_88 | 0.4 | n |  | TRUE
125 | bus_LV_2770-5_0_6_node_89 | 0.4 | n |  | TRUE
126 | bus_LV_2770-5_0_6_node_108 | 0.4 | n |  | TRUE
127 | bus_LV_2770-5_0_6_node_183 | 0.4 | n |  | TRUE
128 | bus_LV_2770-5_0_6_node_118 | 0.4 | n |  | TRUE
129 | bus_LV_2770-5_0_6_node_115 | 0.4 | n |  | TRUE
130 | bus_LV_2770-5_0_6_node_109 | 0.4 | n |  | TRUE
131 | bus_LV_2770-5_0_6_node_163 | 0.4 | n |  | TRUE
132 | bus_LV_2770-5_0_6_node_116 | 0.4 | n |  | TRUE
133 | bus_LV_2770-5_0_6_node_92 | 0.4 | n |  | TRUE
134 | bus_LV_2770-5_0_6_node_94 | 0.4 | n |  | TRUE
135 | bus_LV_2770-5_0_6_node_96 | 0.4 | n |  | TRUE
136 | bus_LV_2770-5_0_6_node_110 | 0.4 | n |  | TRUE
137 | bus_LV_2770-5_0_6_node_111 | 0.4 | n |  | TRUE
138 | bus_LV_2770-5_0_6_node_97 | 0.4 | n |  | TRUE
139 | bus_LV_2770-5_0_6_node_98 | 0.4 | n |  | TRUE
140 | bus_LV_2770-5_0_6_node_99 | 0.4 | n |  | TRUE
141 | bus_LV_2770-5_0_6_node_100 | 0.4 | n |  | TRUE
142 | bus_LV_2770-5_0_6_node_119 | 0.4 | n |  | TRUE
143 | bus_LV_2770-5_0_6_node_120 | 0.4 | n |  | TRUE
144 | bus_LV_2770-5_0_6_node_121 | 0.4 | n |  | TRUE
145 | bus_LV_2770-5_0_6_node_154 | 0.4 | n |  | TRUE
146 | bus_LV_2770-5_0_6_node_144 | 0.4 | n |  | TRUE
147 | bus_LV_2770-5_0_6_node_146 | 0.4 | n |  | TRUE
148 | bus_LV_2770-5_0_6_node_186 | 0.4 | n |  | TRUE
149 | bus_LV_2770-5_0_6_node_147 | 0.4 | n |  | TRUE
150 | bus_LV_2770-5_0_6_node_140 | 0.4 | n |  | TRUE
151 | bus_LV_2770-5_0_6_node_149 | 0.4 | n |  | TRUE
152 | bus_LV_2770-5_0_6_node_138 | 0.4 | n |  | TRUE
153 | bus_LV_2770-5_0_6_node_126 | 0.4 | n |  | TRUE
154 | bus_LV_2770-5_0_6_node_117 | 0.4 | n |  | TRUE
155 | bus_LV_2770-5_0_6_node_180 | 0.4 | n |  | TRUE
156 | bus_LV_2770-5_0_6_node_166 | 0.4 | n |  | TRUE
157 | bus_LV_2770-5_0_6_node_184 | 0.4 | n |  | TRUE
158 | bus_LV_2770-5_0_6_node_178 | 0.4 | n |  | TRUE
159 | bus_LV_2770-5_0_6_node_128 | 0.4 | n |  | TRUE
160 | bus_LV_2770-5_0_6_node_141 | 0.4 | n |  | TRUE
161 | bus_LV_2770-5_0_6_node_137 | 0.4 | n |  | TRUE
162 | bus_LV_2770-5_0_6_node_148 | 0.4 | n |  | TRUE
163 | bus_LV_2770-5_0_6_node_143 | 0.4 | n |  | TRUE
164 | bus_LV_2770-5_0_6_node_151 | 0.4 | n |  | TRUE
165 | bus_LV_2770-5_0_6_node_152 | 0.4 | n |  | TRUE
166 | bus_LV_2770-5_0_6_node_153 | 0.4 | n |  | TRUE
167 | bus_LV_2770-5_0_6_node_155 | 0.4 | n |  | TRUE
168 | bus_LV_2770-5_0_6_node_156 | 0.4 | n |  | TRUE
169 | bus_LV_2770-5_0_6_node_158 | 0.4 | n |  | TRUE
170 | bus_LV_2770-5_0_6_node_170 | 0.4 | n |  | TRUE
171 | bus_LV_2770-5_0_6_node_168 | 0.4 | n |  | TRUE
172 | bus_LV_2770-5_0_6_node_171 | 0.4 | n |  | TRUE
173 | bus_LV_2770-5_0_6_node_167 | 0.4 | n |  | TRUE
174 | bus_LV_2770-5_0_6_node_161 | 0.4 | n |  | TRUE
175 | bus_LV_2770-5_0_6_node_162 | 0.4 | n |  | TRUE
176 | bus_LV_2770-5_0_6_node_164 | 0.4 | n |  | TRUE
177 | bus_LV_2770-5_0_6_node_165 | 0.4 | n |  | TRUE
178 | bus_LV_2770-5_0_6_node_177 | 0.4 | n |  | TRUE
179 | bus_LV_2770-5_0_6_node_179 | 0.4 | n |  | TRUE
180 | bus_LV_2770-5_0_6_node_181 | 0.4 | n |  | TRUE
181 | bus_LV_2770-5_0_6_node_182 | 0.4 | n |  | TRUE
182 | bus_MV_575_0_node_127 | 20 | n |  | TRUE

## load
| name | bus | p_mw | q_mvar | const_z_percent | const_i_percent | sn_mva | scaling | in_service | type
0 | LV_2770-5_0_6_load_0 | 0 | 0.058124 | 0.014567 | 0 | 0 |  | 1 | TRUE | wye
1 | LV_2770-5_0_6_load_1 | 1 | 0.0015307 | 0.00038362 | 0 | 0 |  | 1 | TRUE | wye
2 | LV_2770-5_0_6_load_2 | 2 | 0.0067719 | 0.0016972 | 0 | 0 |  | 1 | TRUE | wye
3 | LV_2770-5_0_6_load_4 | 4 | 0.0075955 | 0.0019036 | 0 | 0 |  | 1 | TRUE | wye
4 | LV_2770-5_0_6_load_132 | 5 | 0.0061703 | 0.0015464 | 0 | 0 |  | 1 | TRUE | wye
5 | LV_2770-5_0_6_load_133 | 6 | 0.0016515 | 0.00041391 | 0 | 0 |  | 1 | TRUE | wye
6 | LV_2770-5_0_6_load_136 | 7 | 0.0043408 | 0.0010879 | 0 | 0 |  | 1 | TRUE | wye
7 | LV_2770-5_0_6_load_135 | 8 | 0.006057 | 0.001518 | 0 | 0 |  | 1 | TRUE | wye
8 | LV_2770-5_0_6_load_5 | 11 | 0.067457 | 0.016906 | 0 | 0 |  | 1 | TRUE | wye
9 | LV_2770-5_0_6_load_6 | 12 | 0.0036574 | 0.00091663 | 0 | 0 |  | 1 | TRUE | wye
10 | LV_2770-5_0_6_load_7 | 13 | 0.0047335 | 0.0011863 | 0 | 0 |  | 1 | TRUE | wye
11 | LV_2770-5_0_6_load_9 | 15 | 0.0046228 | 0.0011586 | 0 | 0 |  | 1 | TRUE | wye
12 | LV_2770-5_0_6_load_10 | 16 | 0.0067682 | 0.0016963 | 0 | 0 |  | 1 | TRUE | wye
13 | LV_2770-5_0_6_load_134 | 17 | 0.0031457 | 0.00078838 | 0 | 0 |  | 1 | TRUE | wye
14 | LV_2770-5_0_6_load_12 | 18 | 0.010689 | 0.0026789 | 0 | 0 |  | 1 | TRUE | wye
15 | LV_2770-5_0_6_load_159 | 21 | 0.0024935 | 0.00062493 | 0 | 0 |  | 1 | TRUE | wye
16 | LV_2770-5_0_6_load_14 | 22 | 0.0014082 | 0.00035294 | 0 | 0 |  | 1 | TRUE | wye
17 | LV_2770-5_0_6_load_15 | 23 | 0.0014017 | 0.00035129 | 0 | 0 |  | 1 | TRUE | wye
18 | LV_2770-5_0_6_load_17 | 25 | 0.0012917 | 0.00032374 | 0 | 0 |  | 1 | TRUE | wye
19 | LV_2770-5_0_6_load_18 | 26 | 0.0016088 | 0.00040319 | 0 | 0 |  | 1 | TRUE | wye
20 | LV_2770-5_0_6_load_19 | 27 | 0.0016159 | 0.00040498 | 0 | 0 |  | 1 | TRUE | wye
21 | LV_2770-5_0_6_load_20 | 28 | 0.0013612 | 0.00034114 | 0 | 0 |  | 1 | TRUE | wye
22 | LV_2770-5_0_6_load_64 | 29 | 0.0022224 | 0.000557 | 0 | 0 |  | 1 | TRUE | wye
23 | LV_2770-5_0_6_load_55 | 32 | 0.0019485 | 0.00048834 | 0 | 0 |  | 1 | TRUE | wye
24 | LV_2770-5_0_6_load_52 | 33 | 0.0029436 | 0.00073774 | 0 | 0 |  | 1 | TRUE | wye
25 | LV_2770-5_0_6_load_63 | 34 | 0.0022001 | 0.0005514 | 0 | 0 |  | 1 | TRUE | wye
26 | LV_2770-5_0_6_load_22 | 35 | 0.0021969 | 0.0005506 | 0 | 0 |  | 1 | TRUE | wye
27 | LV_2770-5_0_6_load_23 | 36 | 0.0016536 | 0.00041443 | 0 | 0 |  | 1 | TRUE | wye
28 | LV_2770-5_0_6_load_50 | 37 | 0.0019209 | 0.00048143 | 0 | 0 |  | 1 | TRUE | wye
29 | LV_2770-5_0_6_load_51 | 39 | 0.0032066 | 0.00080364 | 0 | 0 |  | 1 | TRUE | wye
30 | LV_2770-5_0_6_load_114 | 40 | 0.002857 | 0.00071603 | 0 | 0 |  | 1 | TRUE | wye
31 | LV_2770-5_0_6_load_90 | 41 | 0.0024528 | 0.00061474 | 0 | 0 |  | 1 | TRUE | wye
32 | LV_2770-5_0_6_load_24 | 42 | 0.0029412 | 0.00073713 | 0 | 0 |  | 1 | TRUE | wye
33 | LV_2770-5_0_6_load_25 | 43 | 0.0029434 | 0.00073768 | 0 | 0 |  | 1 | TRUE | wye
34 | LV_2770-5_0_6_load_27 | 45 | 0.0034741 | 0.0008707 | 0 | 0 |  | 1 | TRUE | wye
35 | LV_2770-5_0_6_load_83 | 47 | 0.0033591 | 0.00084186 | 0 | 0 |  | 1 | TRUE | wye
36 | LV_2770-5_0_6_load_56 | 49 | 0.0034099 | 0.00085461 | 0 | 0 |  | 1 | TRUE | wye
37 | LV_2770-5_0_6_load_72 | 51 | 0.0019488 | 0.0004884 | 0 | 0 |  | 1 | TRUE | wye
38 | LV_2770-5_0_6_load_53 | 52 | 0.0033602 | 0.00084215 | 0 | 0 |  | 1 | TRUE | wye
39 | LV_2770-5_0_6_load_75 | 54 | 0.0038882 | 0.00097448 | 0 | 0 |  | 1 | TRUE | wye
40 | LV_2770-5_0_6_load_122 | 57 | 0.0029417 | 0.00073725 | 0 | 0 |  | 1 | TRUE | wye
41 | LV_2770-5_0_6_load_57 | 58 | 0.0029436 | 0.00073774 | 0 | 0 |  | 1 | TRUE | wye
42 | LV_2770-5_0_6_load_30 | 59 | 0.0038889 | 0.00097466 | 0 | 0 |  | 1 | TRUE | wye
43 | LV_2770-5_0_6_load_36 | 63 | 0.0038882 | 0.00097448 | 0 | 0 |  | 1 | TRUE | wye
44 | LV_2770-5_0_6_load_62 | 65 | 0.0033621 | 0.00084261 | 0 | 0 |  | 1 | TRUE | wye
45 | LV_2770-5_0_6_load_76 | 67 | 0.0038941 | 0.00097594 | 0 | 0 |  | 1 | TRUE | wye
46 | LV_2770-5_0_6_load_44 | 69 | 0.0033609 | 0.00084231 | 0 | 0 |  | 1 | TRUE | wye
47 | LV_2770-5_0_6_load_54 | 70 | 0.0029433 | 0.00073765 | 0 | 0 |  | 1 | TRUE | wye
48 | LV_2770-5_0_6_load_49 | 71 | 0.0033602 | 0.00084215 | 0 | 0 |  | 1 | TRUE | wye
49 | LV_2770-5_0_6_load_37 | 73 | 0.0030898 | 0.00077438 | 0 | 0 |  | 1 | TRUE | wye
50 | LV_2770-5_0_6_load_38 | 74 | 0.0015449 | 0.00038718 | 0 | 0 |  | 1 | TRUE | wye
51 | LV_2770-5_0_6_load_40 | 76 | 0.0021308 | 0.00053402 | 0 | 0 |  | 1 | TRUE | wye
52 | LV_2770-5_0_6_load_41 | 77 | 0.00167 | 0.00041855 | 0 | 0 |  | 1 | TRUE | wye
53 | LV_2770-5_0_6_load_42 | 78 | 0.0021296 | 0.00053374 | 0 | 0 |  | 1 | TRUE | wye
54 | LV_2770-5_0_6_load_70 | 79 | 0.001714 | 0.00042956 | 0 | 0 |  | 1 | TRUE | wye
55 | LV_2770-5_0_6_load_43 | 80 | 0.0033571 | 0.00084136 | 0 | 0 |  | 1 | TRUE | wye
56 | LV_2770-5_0_6_load_45 | 82 | 0.00076493 | 0.00019171 | 0 | 0 |  | 1 | TRUE | wye
57 | LV_2770-5_0_6_load_176 | 85 | 0.00023788 | 5.9618e-05 | 0 | 0 |  | 1 | TRUE | wye
58 | LV_2770-5_0_6_load_175 | 86 | 0.00023854 | 5.9785e-05 | 0 | 0 |  | 1 | TRUE | wye
59 | LV_2770-5_0_6_load_130 | 87 | 0.00027115 | 6.7957e-05 | 0 | 0 |  | 1 | TRUE | wye
60 | LV_2770-5_0_6_load_103 | 88 | 0.0036326 | 0.00091041 | 0 | 0 |  | 1 | TRUE | wye
61 | LV_2770-5_0_6_load_85 | 92 | 0.0030348 | 0.00076059 | 0 | 0 |  | 1 | TRUE | wye
62 | LV_2770-5_0_6_load_101 | 93 | 0.0029417 | 0.00073725 | 0 | 0 |  | 1 | TRUE | wye
63 | LV_2770-5_0_6_load_59 | 94 | 0.010567 | 0.0026483 | 0 | 0 |  | 1 | TRUE | wye
64 | LV_2770-5_0_6_load_60 | 95 | 0.01057 | 0.002649 | 0 | 0 |  | 1 | TRUE | wye
65 | LV_2770-5_0_6_load_185 | 97 | 0.0060628 | 0.0015195 | 0 | 0 |  | 1 | TRUE | wye
66 | LV_2770-5_0_6_load_127 | 100 | 0.010413 | 0.0026097 | 0 | 0 |  | 1 | TRUE | wye
67 | LV_2770-5_0_6_load_65 | 101 | 0.0022061 | 0.00055291 | 0 | 0 |  | 1 | TRUE | wye
68 | LV_2770-5_0_6_load_69 | 103 | 0.0045509 | 0.0011406 | 0 | 0 |  | 1 | TRUE | wye
69 | LV_2770-5_0_6_load_71 | 105 | 0.0041281 | 0.0010346 | 0 | 0 |  | 1 | TRUE | wye
70 | LV_2770-5_0_6_load_174 | 106 | 0.0019815 | 0.00049662 | 0 | 0 |  | 1 | TRUE | wye
71 | LV_2770-5_0_6_load_125 | 107 | 0.0022711 | 0.0005692 | 0 | 0 |  | 1 | TRUE | wye
72 | LV_2770-5_0_6_load_173 | 110 | 0.0027262 | 0.00068326 | 0 | 0 |  | 1 | TRUE | wye
73 | LV_2770-5_0_6_load_77 | 111 | 0.0031024 | 0.00077753 | 0 | 0 |  | 1 | TRUE | wye
74 | LV_2770-5_0_6_load_78 | 112 | 0.0025593 | 0.00064143 | 0 | 0 |  | 1 | TRUE | wye
75 | LV_2770-5_0_6_load_79 | 113 | 0.001136 | 0.00028471 | 0 | 0 |  | 1 | TRUE | wye
76 | LV_2770-5_0_6_load_80 | 114 | 0.0033407 | 0.00083725 | 0 | 0 |  | 1 | TRUE | wye
77 | LV_2770-5_0_6_load_81 | 115 | 0.0025224 | 0.00063218 | 0 | 0 |  | 1 | TRUE | wye
78 | LV_2770-5_0_6_load_82 | 116 | 0.0011008 | 0.00027587 | 0 | 0 |  | 1 | TRUE | wye
79 | LV_2770-5_0_6_load_123 | 117 | 0.0032167 | 0.00080617 | 0 | 0 |  | 1 | TRUE | wye
80 | LV_2770-5_0_6_load_95 | 118 | 0.003083 | 0.00077268 | 0 | 0 |  | 1 | TRUE | wye
81 | LV_2770-5_0_6_load_124 | 119 | 0.0021691 | 0.00054363 | 0 | 0 |  | 1 | TRUE | wye
82 | LV_2770-5_0_6_load_93 | 120 | 0.0011177 | 0.00028012 | 0 | 0 |  | 1 | TRUE | wye
83 | LV_2770-5_0_6_load_169 | 121 | 0.0028609 | 0.00071702 | 0 | 0 |  | 1 | TRUE | wye
84 | LV_2770-5_0_6_load_172 | 122 | 0.0025719 | 0.00064457 | 0 | 0 |  | 1 | TRUE | wye
85 | LV_2770-5_0_6_load_88 | 124 | 0.0030334 | 0.00076025 | 0 | 0 |  | 1 | TRUE | wye
86 | LV_2770-5_0_6_load_89 | 125 | 0.0024048 | 0.00060269 | 0 | 0 |  | 1 | TRUE | wye
87 | LV_2770-5_0_6_load_108 | 126 | 0.0029077 | 0.00072874 | 0 | 0 |  | 1 | TRUE | wye
88 | LV_2770-5_0_6_load_183 | 127 | 0.0062266 | 0.0015605 | 0 | 0 |  | 1 | TRUE | wye
89 | LV_2770-5_0_6_load_118 | 128 | 0.0025598 | 0.00064155 | 0 | 0 |  | 1 | TRUE | wye
90 | LV_2770-5_0_6_load_115 | 129 | 0.0030357 | 0.00076081 | 0 | 0 |  | 1 | TRUE | wye
91 | LV_2770-5_0_6_load_109 | 130 | 0.0018713 | 0.00046898 | 0 | 0 |  | 1 | TRUE | wye
92 | LV_2770-5_0_6_load_163 | 131 | 0.0055401 | 0.0013885 | 0 | 0 |  | 1 | TRUE | wye
93 | LV_2770-5_0_6_load_116 | 132 | 0.0030339 | 0.00076037 | 0 | 0 |  | 1 | TRUE | wye
94 | LV_2770-5_0_6_load_92 | 133 | 0.0025593 | 0.00064143 | 0 | 0 |  | 1 | TRUE | wye
95 | LV_2770-5_0_6_load_94 | 134 | 0.0052685 | 0.0013204 | 0 | 0 |  | 1 | TRUE | wye
96 | LV_2770-5_0_6_load_96 | 135 | 0.0025598 | 0.00064154 | 0 | 0 |  | 1 | TRUE | wye
97 | LV_2770-5_0_6_load_110 | 136 | 0.0036783 | 0.00092188 | 0 | 0 |  | 1 | TRUE | wye
98 | LV_2770-5_0_6_load_111 | 137 | 0.0024243 | 0.00060759 | 0 | 0 |  | 1 | TRUE | wye
99 | LV_2770-5_0_6_load_97 | 138 | 0.0033559 | 0.00084107 | 0 | 0 |  | 1 | TRUE | wye
100 | LV_2770-5_0_6_load_98 | 139 | 0.0033591 | 0.00084186 | 0 | 0 |  | 1 | TRUE | wye
101 | LV_2770-5_0_6_load_119 | 142 | 0.0029412 | 0.00073713 | 0 | 0 |  | 1 | TRUE | wye
102 | LV_2770-5_0_6_load_120 | 143 | 0.0033584 | 0.0008417 | 0 | 0 |  | 1 | TRUE | wye
103 | LV_2770-5_0_6_load_121 | 144 | 0.0034084 | 0.00085423 | 0 | 0 |  | 1 | TRUE | wye
104 | LV_2770-5_0_6_load_154 | 145 | 0.0056305 | 0.0014111 | 0 | 0 |  | 1 | TRUE | wye
105 | LV_2770-5_0_6_load_146 | 147 | 0.0031104 | 0.00077954 | 0 | 0 |  | 1 | TRUE | wye
106 | LV_2770-5_0_6_load_186 | 148 | 0.030112 | 0.0075469 | 0 | 0 |  | 1 | TRUE | wye
107 | LV_2770-5_0_6_load_147 | 149 | 0.0034084 | 0.00085422 | 0 | 0 |  | 1 | TRUE | wye
108 | LV_2770-5_0_6_load_149 | 151 | 0.0031631 | 0.00079275 | 0 | 0 |  | 1 | TRUE | wye
109 | LV_2770-5_0_6_load_138 | 152 | 0.0078274 | 0.0019617 | 0 | 0 |  | 1 | TRUE | wye
110 | LV_2770-5_0_6_load_126 | 153 | 0.00189 | 0.00047369 | 0 | 0 |  | 1 | TRUE | wye
111 | LV_2770-5_0_6_load_117 | 154 | 0.0021984 | 0.00055097 | 0 | 0 |  | 1 | TRUE | wye
112 | LV_2770-5_0_6_load_184 | 157 | 0.0080674 | 0.0020219 | 0 | 0 |  | 1 | TRUE | wye
113 | LV_2770-5_0_6_load_128 | 159 | 0.00028008 | 7.0194e-05 | 0 | 0 |  | 1 | TRUE | wye
114 | LV_2770-5_0_6_load_141 | 160 | 0.0013133 | 0.00032914 | 0 | 0 |  | 1 | TRUE | wye
115 | LV_2770-5_0_6_load_137 | 161 | 0.0081262 | 0.0020366 | 0 | 0 |  | 1 | TRUE | wye
116 | LV_2770-5_0_6_load_148 | 162 | 0.006152 | 0.0015418 | 0 | 0 |  | 1 | TRUE | wye
117 | LV_2770-5_0_6_load_143 | 163 | 0.012476 | 0.0031268 | 0 | 0 |  | 1 | TRUE | wye
118 | LV_2770-5_0_6_load_151 | 164 | 0.0029316 | 0.00073473 | 0 | 0 |  | 1 | TRUE | wye
119 | LV_2770-5_0_6_load_152 | 165 | 0.0028537 | 0.00071521 | 0 | 0 |  | 1 | TRUE | wye
120 | LV_2770-5_0_6_load_153 | 166 | 0.0058398 | 0.0014636 | 0 | 0 |  | 1 | TRUE | wye
121 | LV_2770-5_0_6_load_156 | 168 | 0.0023165 | 0.00058057 | 0 | 0 |  | 1 | TRUE | wye
122 | LV_2770-5_0_6_load_158 | 169 | 0.00098791 | 0.00024759 | 0 | 0 |  | 1 | TRUE | wye
123 | LV_2770-5_0_6_load_170 | 170 | 0.0053779 | 0.0013478 | 0 | 0 |  | 1 | TRUE | wye
124 | LV_2770-5_0_6_load_168 | 171 | 0.0026849 | 0.00067291 | 0 | 0 |  | 1 | TRUE | wye
125 | LV_2770-5_0_6_load_171 | 172 | 0.0025824 | 0.0006472 | 0 | 0 |  | 1 | TRUE | wye
126 | LV_2770-5_0_6_load_161 | 174 | 0.0016871 | 0.00042281 | 0 | 0 |  | 1 | TRUE | wye
127 | LV_2770-5_0_6_load_164 | 176 | 0.0054702 | 0.001371 | 0 | 0 |  | 1 | TRUE | wye
128 | LV_2770-5_0_6_load_165 | 177 | 0.0031113 | 0.00077975 | 0 | 0 |  | 1 | TRUE | wye
129 | LV_2770-5_0_6_load_177 | 178 | 0.00288 | 0.00072181 | 0 | 0 |  | 1 | TRUE | wye
130 | LV_2770-5_0_6_load_181 | 180 | 0.0032382 | 0.00081156 | 0 | 0 |  | 1 | TRUE | wye
131 | LV_2770-5_0_6_load_182 | 181 | 0.0043097 | 0.0010801 | 0 | 0 |  | 1 | TRUE | wye

## ext_grid
| name | bus | vm_pu | va_degree | slack_weight | in_service
0 |  | 56 | 1 | 0 | 1 | TRUE

## line
| name | std_type | from_bus | to_bus | length_km | r_ohm_per_km | x_ohm_per_km | c_nf_per_km | g_us_per_km | max_i_ka | df | parallel | type | in_service
0 | LV_2770-5_0_6_line_0 |  | 0 | 1 | 0.0061969 | 0.125 | 0.08 | 261 | 0 | 0.364 | 1 | 1 | cs | TRUE
1 | LV_2770-5_0_6_line_1 |  | 0 | 2 | 0.010158 | 0.125 | 0.08 | 261 | 0 | 0.364 | 1 | 2 | cs | TRUE
2 | LV_2770-5_0_6_line_2 |  | 1 | 3 | 0.027809 | 0.125 | 0.08 | 261 | 0 | 0.364 | 1 | 1 | cs | TRUE
3 | LV_2770-5_0_6_line_3 |  | 2 | 4 | 0.015582 | 0.125 | 0.08 | 261 | 0 | 0.364 | 1 | 5 | cs | TRUE
4 | LV_2770-5_0_6_line_4 |  | 3 | 5 | 0.01641 | 0.125 | 0.08 | 261 | 0 | 0.364 | 1 | 1 | cs | TRUE
5 | LV_2770-5_0_6_line_5 |  | 3 | 6 | 0.012421 | 0.125 | 0.08 | 261 | 0 | 0.364 | 1 | 1 | cs | TRUE
6 | LV_2770-5_0_6_line_6 |  | 4 | 7 | 0.021931 | 0.125 | 0.08 | 261 | 0 | 0.364 | 1 | 5 | cs | TRUE
7 | LV_2770-5_0_6_line_7 |  | 5 | 8 | 0.018027 | 0.125 | 0.08 | 261 | 0 | 0.364 | 1 | 1 | cs | TRUE
8 | LV_2770-5_0_6_line_8 |  | 6 | 9 | 0.0031004 | 0.125 | 0.08 | 261 | 0 | 0.364 | 1 | 1 | cs | TRUE
9 | LV_2770-5_0_6_line_9 |  | 7 | 10 | 0.021234 | 0.125 | 0.08 | 261 | 0 | 0.364 | 1 | 5 | cs | TRUE
10 | LV_2770-5_0_6_line_10 |  | 8 | 17 | 0.0059543 | 0.125 | 0.08 | 261 | 0 | 0.364 | 1 | 1 | cs | TRUE
11 | LV_2770-5_0_6_line_11 |  | 9 | 160 | 0.013105 | 0.125 | 0.08 | 261 | 0 | 0.364 | 1 | 1 | cs | TRUE
12 | LV_2770-5_0_6_line_12 |  | 10 | 147 | 0.021905 | 0.125 | 0.08 | 261 | 0 | 0.364 | 1 | 1 | cs | TRUE
13 | LV_2770-5_0_6_line_13 |  | 10 | 66 | 0.03827 | 0.125 | 0.08 | 261 | 0 | 0.364 | 1 | 5 | cs | TRUE
14 | LV_2770-5_0_6_line_14 |  | 11 | 12 | 0.025148 | 0.125 | 0.08 | 261 | 0 | 0.364 | 1 | 1 | cs | TRUE
15 | LV_2770-5_0_6_line_15 |  | 11 | 13 | 0.0048414 | 0.125 | 0.08 | 261 | 0 | 0.364 | 1 | 1 | cs | TRUE
16 | LV_2770-5_0_6_line_16 |  | 12 | 14 | 0.048418 | 0.125 | 0.08 | 261 | 0 | 0.364 | 1 | 1 | cs | TRUE
17 | LV_2770-5_0_6_line_17 |  | 13 | 15 | 0.004198 | 0.125 | 0.08 | 261 | 0 | 0.364 | 1 | 1 | cs | TRUE
18 | LV_2770-5_0_6_line_18 |  | 14 | 16 | 0.074179 | 0.125 | 0.08 | 261 | 0 | 0.364 | 1 | 1 | cs | TRUE
19 | LV_2770-5_0_6_line_19 |  | 15 | 17 | 0.019423 | 0.125 | 0.08 | 261 | 0 | 0.364 | 1 | 1 | cs | TRUE
20 | LV_2770-5_0_6_line_20 |  | 18 | 19 | 0.076626 | 0.125 | 0.08 | 261 | 0 | 0.364 | 1 | 1 | cs | TRUE
21 | LV_2770-5_0_6_line_21 |  | 19 | 20 | 0.061799 | 0.125 | 0.08 | 261 | 0 | 0.364 | 1 | 1 | cs | TRUE
22 | LV_2770-5_0_6_line_22 |  | 20 | 21 | 0.0092253 | 0.125 | 0.08 | 261 | 0 | 0.364 | 1 | 1 | cs | TRUE
23 | LV_2770-5_0_6_line_23 |  | 21 | 169 | 0.017854 | 0.125 | 0.08 | 261 | 0 | 0.364 | 1 | 1 | cs | TRUE
24 | LV_2770-5_0_6_line_24 |  | 22 | 23 | 0.014822 | 0.125 | 0.08 | 261 | 0 | 0.364 | 1 | 5 | cs | TRUE
25 | LV_2770-5_0_6_line_25 |  | 22 | 24 | 0.010705 | 0.125 | 0.08 | 261 | 0 | 0.364 | 1 | 5 | cs | TRUE
26 | LV_2770-5_0_6_line_26 |  | 23 | 25 | 0.0027156 | 0.125 | 0.08 | 261 | 0 | 0.364 | 1 | 5 | cs | TRUE
27 | LV_2770-5_0_6_line_27 |  | 24 | 26 | 0.011993 | 0.125 | 0.08 | 261 | 0 | 0.364 | 1 | 1 | cs | TRUE
28 | LV_2770-5_0_6_line_28 |  | 24 | 27 | 0.0078821 | 0.125 | 0.08 | 261 | 0 | 0.364 | 1 | 5 | cs | TRUE
29 | LV_2770-5_0_6_line_29 |  | 25 | 28 | 0.014922 | 0.125 | 0.08 | 261 | 0 | 0.364 | 1 | 5 | cs | TRUE
30 | LV_2770-5_0_6_line_30 |  | 27 | 29 | 0.01337 | 0.125 | 0.08 | 261 | 0 | 0.364 | 1 | 5 | cs | TRUE
31 | LV_2770-5_0_6_line_31 |  | 28 | 30 | 0.015379 | 0.125 | 0.08 | 261 | 0 | 0.364 | 1 | 2 | cs | TRUE
32 | LV_2770-5_0_6_line_32 |  | 29 | 34 | 0.0036731 | 0.125 | 0.08 | 261 | 0 | 0.364 | 1 | 5 | cs | TRUE
33 | LV_2770-5_0_6_line_33 |  | 30 | 35 | 0.016448 | 0.125 | 0.08 | 261 | 0 | 0.364 | 1 | 1 | cs | TRUE
34 | LV_2770-5_0_6_line_34 |  | 30 | 36 | 0.0074227 | 0.125 | 0.08 | 261 | 0 | 0.364 | 1 | 1 | cs | TRUE
35 | LV_2770-5_0_6_line_35 |  | 31 | 32 | 0.012434 | 0.125 | 0.08 | 261 | 0 | 0.364 | 1 | 5 | cs | TRUE
36 | LV_2770-5_0_6_line_36 |  | 31 | 33 | 0.013935 | 0.125 | 0.08 | 261 | 0 | 0.364 | 1 | 5 | cs | TRUE
37 | LV_2770-5_0_6_line_37 |  | 32 | 51 | 0.019287 | 0.125 | 0.08 | 261 | 0 | 0.364 | 1 | 5 | cs | TRUE
38 | LV_2770-5_0_6_line_38 |  | 33 | 52 | 0.0080202 | 0.125 | 0.08 | 261 | 0 | 0.364 | 1 | 5 | cs | TRUE
39 | LV_2770-5_0_6_line_39 |  | 34 | 78 | 0.018825 | 0.125 | 0.08 | 261 | 0 | 0.364 | 1 | 5 | cs | TRUE
40 | LV_2770-5_0_6_line_40 |  | 35 | 37 | 0.0015347 | 0.125 | 0.08 | 261 | 0 | 0.364 | 1 | 1 | cs | TRUE
41 | LV_2770-5_0_6_line_41 |  | 36 | 38 | 0.01521 | 0.125 | 0.08 | 261 | 0 | 0.364 | 1 | 1 | cs | TRUE
42 | LV_2770-5_0_6_line_42 |  | 37 | 39 | 0.032414 | 0.125 | 0.08 | 261 | 0 | 0.364 | 1 | 1 | cs | TRUE
43 | LV_2770-5_0_6_line_43 |  | 38 | 40 | 0.023221 | 0.125 | 0.08 | 261 | 0 | 0.364 | 1 | 1 | cs | TRUE
44 | LV_2770-5_0_6_line_44 |  | 38 | 41 | 0.032597 | 0.125 | 0.08 | 261 | 0 | 0.364 | 1 | 1 | cs | TRUE
45 | LV_2770-5_0_6_line_45 |  | 39 | 90 | 0.018941 | 0.125 | 0.08 | 261 | 0 | 0.364 | 1 | 1 | cs | TRUE
46 | LV_2770-5_0_6_line_46 |  | 40 | 155 | 0.0018142 | 0.125 | 0.08 | 261 | 0 | 0.364 | 1 | 1 | cs | TRUE
47 | LV_2770-5_0_6_line_47 |  | 42 | 43 | 0.018086 | 0.125 | 0.08 | 261 | 0 | 0.364 | 1 | 5 | cs | TRUE
48 | LV_2770-5_0_6_line_48 |  | 42 | 44 | 0.010206 | 0.125 | 0.08 | 261 | 0 | 0.364 | 1 | 5 | cs | TRUE
49 | LV_2770-5_0_6_line_49 |  | 43 | 45 | 0.02004 | 0.125 | 0.08 | 261 | 0 | 0.364 | 1 | 5 | cs | TRUE
50 | LV_2770-5_0_6_line_50 |  | 44 | 46 | 0.006923 | 0.125 | 0.08 | 261 | 0 | 0.364 | 1 | 5 | cs | TRUE
51 | LV_2770-5_0_6_line_51 |  | 45 | 47 | 0.0074038 | 0.125 | 0.08 | 261 | 0 | 0.364 | 1 | 5 | cs | TRUE
52 | LV_2770-5_0_6_line_52 |  | 46 | 48 | 0.028243 | 0.125 | 0.08 | 261 | 0 | 0.364 | 1 | 5 | cs | TRUE
53 | LV_2770-5_0_6_line_53 |  | 46 | 49 | 0.014856 | 0.125 | 0.08 | 261 | 0 | 0.364 | 1 | 5 | cs | TRUE
54 | LV_2770-5_0_6_line_54 |  | 47 | 50 | 0.014467 | 0.125 | 0.08 | 261 | 0 | 0.364 | 1 | 5 | cs | TRUE
55 | LV_2770-5_0_6_line_55 |  | 48 | 56 | 0.015072 | 0.125 | 0.08 | 261 | 0 | 0.364 | 1 | 5 | cs | TRUE
56 | LV_2770-5_0_6_line_56 |  | 48 | 57 | 0.02089 | 0.125 | 0.08 | 261 | 0 | 0.364 | 1 | 1 | cs | TRUE
57 | LV_2770-5_0_6_line_57 |  | 49 | 58 | 0.023944 | 0.125 | 0.08 | 261 | 0 | 0.364 | 1 | 5 | cs | TRUE
58 | LV_2770-5_0_6_line_58 |  | 50 | 108 | 0.033547 | 0.125 | 0.08 | 261 | 0 | 0.364 | 1 | 1 | cs | TRUE
59 | LV_2770-5_0_6_line_59 |  | 50 | 51 | 0.013388 | 0.125 | 0.08 | 261 | 0 | 0.364 | 1 | 5 | cs | TRUE
60 | LV_2770-5_0_6_line_60 |  | 52 | 70 | 0.013873 | 0.125 | 0.08 | 261 | 0 | 0.364 | 1 | 5 | cs | TRUE
61 | LV_2770-5_0_6_line_61 |  | 53 | 54 | 0.010748 | 0.125 | 0.08 | 261 | 0 | 0.364 | 1 | 1 | cs | TRUE
62 | LV_2770-5_0_6_line_62 |  | 53 | 55 | 0.004766 | 0.125 | 0.08 | 261 | 0 | 0.364 | 1 | 1 | cs | TRUE
63 | LV_2770-5_0_6_line_63 |  | 54 | 67 | 0.020999 | 0.125 | 0.08 | 261 | 0 | 0.364 | 1 | 1 | cs | TRUE
64 | LV_2770-5_0_6_line_64 |  | 55 | 61 | 0.029297 | 0.125 | 0.08 | 261 | 0 | 0.364 | 1 | 5 | cs | TRUE
65 | LV_2770-5_0_6_line_65 |  | 55 | 59 | 0.011957 | 0.125 | 0.08 | 261 | 0 | 0.364 | 1 | 5 | cs | TRUE
66 | LV_2770-5_0_6_line_66 |  | 56 | 93 | 0.02049 | 0.125 | 0.08 | 261 | 0 | 0.364 | 1 | 1 | cs | TRUE
67 | LV_2770-5_0_6_line_67 |  | 58 | 61 | 0.00865 | 0.125 | 0.08 | 261 | 0 | 0.364 | 1 | 5 | cs | TRUE
68 | LV_2770-5_0_6_line_68 |  | 59 | 60 | 0.018485 | 0.125 | 0.08 | 261 | 0 | 0.364 | 1 | 5 | cs | TRUE
69 | LV_2770-5_0_6_line_69 |  | 60 | 62 | 0.004953 | 0.125 | 0.08 | 261 | 0 | 0.364 | 1 | 1 | cs | TRUE
70 | LV_2770-5_0_6_line_70 |  | 60 | 63 | 0.031605 | 0.125 | 0.08 | 261 | 0 | 0.364 | 1 | 5 | cs | TRUE
71 | LV_2770-5_0_6_line_71 |  | 62 | 64 | 0.009589 | 0.125 | 0.08 | 261 | 0 | 0.364 | 1 | 1 | cs | TRUE
72 | LV_2770-5_0_6_line_72 |  | 62 | 65 | 0.01389 | 0.125 | 0.08 | 261 | 0 | 0.364 | 1 | 1 | cs | TRUE
73 | LV_2770-5_0_6_line_73 |  | 63 | 66 | 0.056788 | 0.125 | 0.08 | 261 | 0 | 0.364 | 1 | 5 | cs | TRUE
74 | LV_2770-5_0_6_line_74 |  | 64 | 71 | 0.020029 | 0.125 | 0.08 | 261 | 0 | 0.364 | 1 | 1 | cs | TRUE
75 | LV_2770-5_0_6_line_75 |  | 66 | 72 | 0.082317 | 0.125 | 0.08 | 261 | 0 | 0.364 | 1 | 1 | cs | TRUE
76 | LV_2770-5_0_6_line_76 |  | 67 | 111 | 0.0064146 | 0.125 | 0.08 | 261 | 0 | 0.364 | 1 | 1 | cs | TRUE
77 | LV_2770-5_0_6_line_77 |  | 68 | 69 | 0.010901 | 0.125 | 0.08 | 261 | 0 | 0.364 | 1 | 5 | cs | TRUE
78 | LV_2770-5_0_6_line_78 |  | 68 | 70 | 0.016671 | 0.125 | 0.08 | 261 | 0 | 0.364 | 1 | 5 | cs | TRUE
79 | LV_2770-5_0_6_line_79 |  | 69 | 80 | 0.019929 | 0.125 | 0.08 | 261 | 0 | 0.364 | 1 | 5 | cs | TRUE
80 | LV_2770-5_0_6_line_80 |  | 71 | 88 | 0.021613 | 0.125 | 0.08 | 261 | 0 | 0.364 | 1 | 1 | cs | TRUE
81 | LV_2770-5_0_6_line_81 |  | 72 | 148 | 0.059622 | 0.125 | 0.08 | 261 | 0 | 0.364 | 1 | 1 | cs | TRUE
82 | LV_2770-5_0_6_line_82 |  | 73 | 74 | 0.012736 | 0.125 | 0.08 | 261 | 0 | 0.364 | 1 | 1 | cs | TRUE
83 | LV_2770-5_0_6_line_83 |  | 73 | 75 | 0.010957 | 0.125 | 0.08 | 261 | 0 | 0.364 | 1 | 1 | cs | TRUE
84 | LV_2770-5_0_6_line_84 |  | 74 | 76 | 0.0037017 | 0.125 | 0.08 | 261 | 0 | 0.364 | 1 | 1 | cs | TRUE
85 | LV_2770-5_0_6_line_85 |  | 75 | 77 | 0.010462 | 0.125 | 0.08 | 261 | 0 | 0.364 | 1 | 5 | cs | TRUE
86 | LV_2770-5_0_6_line_86 |  | 75 | 78 | 0.0082295 | 0.125 | 0.08 | 261 | 0 | 0.364 | 1 | 5 | cs | TRUE
87 | LV_2770-5_0_6_line_87 |  | 76 | 79 | 0.0098113 | 0.125 | 0.08 | 261 | 0 | 0.364 | 1 | 1 | cs | TRUE
88 | LV_2770-5_0_6_line_88 |  | 77 | 80 | 0.0067851 | 0.125 | 0.08 | 261 | 0 | 0.364 | 1 | 5 | cs | TRUE
89 | LV_2770-5_0_6_line_89 |  | 79 | 81 | 0.018589 | 0.125 | 0.08 | 261 | 0 | 0.364 | 1 | 1 | cs | TRUE
90 | LV_2770-5_0_6_line_90 |  | 81 | 101 | 0.012072 | 0.125 | 0.08 | 261 | 0 | 0.364 | 1 | 1 | cs | TRUE
91 | LV_2770-5_0_6_line_91 |  | 82 | 83 | 0.019033 | 0.125 | 0.08 | 261 | 0 | 0.364 | 1 | 1 | cs | TRUE
92 | LV_2770-5_0_6_line_92 |  | 83 | 84 | 0.010166 | 0.125 | 0.08 | 261 | 0 | 0.364 | 1 | 1 | cs | TRUE
93 | LV_2770-5_0_6_line_93 |  | 84 | 85 | 0.0054497 | 0.125 | 0.08 | 261 | 0 | 0.364 | 1 | 1 | cs | TRUE
94 | LV_2770-5_0_6_line_94 |  | 84 | 86 | 0.0089134 | 0.125 | 0.08 | 261 | 0 | 0.364 | 1 | 1 | cs | TRUE
95 | LV_2770-5_0_6_line_95 |  | 85 | 87 | 0.015374 | 0.125 | 0.08 | 261 | 0 | 0.364 | 1 | 1 | cs | TRUE
96 | LV_2770-5_0_6_line_96 |  | 87 | 159 | 0.017292 | 0.125 | 0.08 | 261 | 0 | 0.364 | 1 | 1 | cs | TRUE
97 | LV_2770-5_0_6_line_97 |  | 88 | 89 | 0.0018835 | 0.125 | 0.08 | 261 | 0 | 0.364 | 1 | 1 | cs | TRUE
98 | LV_2770-5_0_6_line_98 |  | 89 | 106 | 0.010139 | 0.125 | 0.08 | 261 | 0 | 0.364 | 1 | 1 | cs | TRUE
99 | LV_2770-5_0_6_line_99 |  | 90 | 91 | 0.001641 | 0.125 | 0.08 | 261 | 0 | 0.364 | 1 | 1 | cs | TRUE
100 | LV_2770-5_0_6_line_100 |  | 90 | 92 | 0.0045213 | 0.125 | 0.08 | 261 | 0 | 0.364 | 1 | 1 | cs | TRUE
101 | LV_2770-5_0_6_line_101 |  | 91 | 128 | 0.012258 | 0.125 | 0.08 | 261 | 0 | 0.364 | 1 | 1 | cs | TRUE
102 | LV_2770-5_0_6_line_102 |  | 91 | 129 | 0.0082266 | 0.125 | 0.08 | 261 | 0 | 0.364 | 1 | 1 | cs | TRUE
103 | LV_2770-5_0_6_line_103 |  | 92 | 123 | 0.017318 | 0.125 | 0.08 | 261 | 0 | 0.364 | 1 | 1 | cs | TRUE
104 | LV_2770-5_0_6_line_104 |  | 93 | 140 | 0.013181 | 0.125 | 0.08 | 261 | 0 | 0.364 | 1 | 1 | cs | TRUE
105 | LV_2770-5_0_6_line_105 |  | 94 | 95 | 0.019532 | 0.125 | 0.08 | 261 | 0 | 0.364 | 1 | 1 | cs | TRUE
106 | LV_2770-5_0_6_line_106 |  | 95 | 96 | 0.019372 | 0.125 | 0.08 | 261 | 0 | 0.364 | 1 | 1 | cs | TRUE
107 | LV_2770-5_0_6_line_107 |  | 96 | 97 | 0.047678 | 0.125 | 0.08 | 261 | 0 | 0.364 | 1 | 1 | cs | TRUE
108 | LV_2770-5_0_6_line_108 |  | 96 | 98 | 0.052941 | 0.125 | 0.08 | 261 | 0 | 0.364 | 1 | 1 | cs | TRUE
109 | LV_2770-5_0_6_line_109 |  | 97 | 99 | 0.0033153 | 0.125 | 0.08 | 261 | 0 | 0.364 | 1 | 1 | cs | TRUE
110 | LV_2770-5_0_6_line_110 |  | 98 | 100 | 0.037801 | 0.125 | 0.08 | 261 | 0 | 0.364 | 1 | 1 | cs | TRUE
111 | LV_2770-5_0_6_line_111 |  | 99 | 102 | 0.016495 | 0.125 | 0.08 | 261 | 0 | 0.364 | 1 | 1 | cs | TRUE
112 | LV_2770-5_0_6_line_112 |  | 100 | 159 | 0.032694 | 0.125 | 0.08 | 261 | 0 | 0.364 | 1 | 1 | cs | TRUE
113 | LV_2770-5_0_6_line_113 |  | 101 | 102 | 0.015017 | 0.125 | 0.08 | 261 | 0 | 0.364 | 1 | 1 | cs | TRUE
114 | LV_2770-5_0_6_line_114 |  | 102 | 103 | 0.011041 | 0.125 | 0.08 | 261 | 0 | 0.364 | 1 | 1 | cs | TRUE
115 | LV_2770-5_0_6_line_115 |  | 103 | 104 | 0.023173 | 0.125 | 0.08 | 261 | 0 | 0.364 | 1 | 1 | cs | TRUE
116 | LV_2770-5_0_6_line_116 |  | 104 | 107 | 0.0081418 | 0.125 | 0.08 | 261 | 0 | 0.364 | 1 | 1 | cs | TRUE
117 | LV_2770-5_0_6_line_117 |  | 105 | 106 | 0.0090299 | 0.125 | 0.08 | 261 | 0 | 0.364 | 1 | 1 | cs | TRUE
118 | LV_2770-5_0_6_line_118 |  | 108 | 109 | 0.01267 | 0.125 | 0.08 | 261 | 0 | 0.364 | 1 | 1 | cs | TRUE
119 | LV_2770-5_0_6_line_119 |  | 108 | 110 | 0.027125 | 0.125 | 0.08 | 261 | 0 | 0.364 | 1 | 1 | cs | TRUE
120 | LV_2770-5_0_6_line_120 |  | 109 | 121 | 0.016296 | 0.125 | 0.08 | 261 | 0 | 0.364 | 1 | 1 | cs | TRUE
121 | LV_2770-5_0_6_line_121 |  | 110 | 122 | 0.0094394 | 0.125 | 0.08 | 261 | 0 | 0.364 | 1 | 1 | cs | TRUE
122 | LV_2770-5_0_6_line_122 |  | 112 | 113 | 0.0090356 | 0.125 | 0.08 | 261 | 0 | 0.364 | 1 | 1 | cs | TRUE
123 | LV_2770-5_0_6_line_123 |  | 112 | 114 | 0.00026905 | 0.125 | 0.08 | 261 | 0 | 0.364 | 1 | 1 | cs | TRUE
124 | LV_2770-5_0_6_line_124 |  | 113 | 115 | 0.0022112 | 0.125 | 0.08 | 261 | 0 | 0.364 | 1 | 1 | cs | TRUE
125 | LV_2770-5_0_6_line_125 |  | 114 | 116 | 0.0028407 | 0.125 | 0.08 | 261 | 0 | 0.364 | 1 | 1 | cs | TRUE
126 | LV_2770-5_0_6_line_126 |  | 115 | 117 | 0.012904 | 0.125 | 0.08 | 261 | 0 | 0.364 | 1 | 1 | cs | TRUE
127 | LV_2770-5_0_6_line_127 |  | 116 | 118 | 0.010011 | 0.125 | 0.08 | 261 | 0 | 0.364 | 1 | 1 | cs | TRUE
128 | LV_2770-5_0_6_line_128 |  | 117 | 119 | 0.017415 | 0.125 | 0.08 | 261 | 0 | 0.364 | 1 | 1 | cs | TRUE
129 | LV_2770-5_0_6_line_129 |  | 118 | 120 | 0.0023387 | 0.125 | 0.08 | 261 | 0 | 0.364 | 1 | 1 | cs | TRUE
130 | LV_2770-5_0_6_line_130 |  | 120 | 133 | 0.0056056 | 0.125 | 0.08 | 261 | 0 | 0.364 | 1 | 1 | cs | TRUE
131 | LV_2770-5_0_6_line_131 |  | 121 | 156 | 0.009043 | 0.125 | 0.08 | 261 | 0 | 0.364 | 1 | 1 | cs | TRUE
132 | LV_2770-5_0_6_line_132 |  | 122 | 145 | 0.015106 | 0.125 | 0.08 | 261 | 0 | 0.364 | 1 | 1 | cs | TRUE
133 | LV_2770-5_0_6_line_133 |  | 123 | 124 | 0.023175 | 0.125 | 0.08 | 261 | 0 | 0.364 | 1 | 1 | cs | TRUE
134 | LV_2770-5_0_6_line_134 |  | 123 | 125 | 0.01332 | 0.125 | 0.08 | 261 | 0 | 0.364 | 1 | 1 | cs | TRUE
135 | LV_2770-5_0_6_line_135 |  | 124 | 126 | 0.019323 | 0.125 | 0.08 | 261 | 0 | 0.364 | 1 | 1 | cs | TRUE
136 | LV_2770-5_0_6_line_136 |  | 125 | 127 | 0.0091165 | 0.125 | 0.08 | 261 | 0 | 0.364 | 1 | 1 | cs | TRUE
137 | LV_2770-5_0_6_line_137 |  | 126 | 130 | 0.016055 | 0.125 | 0.08 | 261 | 0 | 0.364 | 1 | 1 | cs | TRUE
138 | LV_2770-5_0_6_line_138 |  | 127 | 131 | 0.023941 | 0.125 | 0.08 | 261 | 0 | 0.364 | 1 | 1 | cs | TRUE
139 | LV_2770-5_0_6_line_139 |  | 129 | 132 | 0.0028092 | 0.125 | 0.08 | 261 | 0 | 0.364 | 1 | 1 | cs | TRUE
140 | LV_2770-5_0_6_line_140 |  | 130 | 150 | 0.0098866 | 0.125 | 0.08 | 261 | 0 | 0.364 | 1 | 1 | cs | TRUE
141 | LV_2770-5_0_6_line_141 |  | 131 | 175 | 0.017996 | 0.125 | 0.08 | 261 | 0 | 0.364 | 1 | 1 | cs | TRUE
142 | LV_2770-5_0_6_line_142 |  | 132 | 154 | 0.014287 | 0.125 | 0.08 | 261 | 0 | 0.364 | 1 | 1 | cs | TRUE
143 | LV_2770-5_0_6_line_143 |  | 133 | 134 | 0.011348 | 0.125 | 0.08 | 261 | 0 | 0.364 | 1 | 1 | cs | TRUE
144 | LV_2770-5_0_6_line_144 |  | 134 | 135 | 0.012005 | 0.125 | 0.08 | 261 | 0 | 0.364 | 1 | 1 | cs | TRUE
145 | LV_2770-5_0_6_line_145 |  | 135 | 136 | 0.0072346 | 0.125 | 0.08 | 261 | 0 | 0.364 | 1 | 1 | cs | TRUE
146 | LV_2770-5_0_6_line_146 |  | 136 | 137 | 0.012511 | 0.125 | 0.08 | 261 | 0 | 0.364 | 1 | 1 | cs | TRUE
147 | LV_2770-5_0_6_line_147 |  | 137 | 153 | 0.0049249 | 0.125 | 0.08 | 261 | 0 | 0.364 | 1 | 1 | cs | TRUE
148 | LV_2770-5_0_6_line_148 |  | 138 | 139 | 0.020356 | 0.125 | 0.08 | 261 | 0 | 0.364 | 1 | 1 | cs | TRUE
149 | LV_2770-5_0_6_line_149 |  | 138 | 140 | 0.0039773 | 0.125 | 0.08 | 261 | 0 | 0.364 | 1 | 1 | cs | TRUE
150 | LV_2770-5_0_6_line_150 |  | 139 | 141 | 0.0024205 | 0.125 | 0.08 | 261 | 0 | 0.364 | 1 | 1 | cs | TRUE
151 | LV_2770-5_0_6_line_151 |  | 141 | 142 | 0.015488 | 0.125 | 0.08 | 261 | 0 | 0.364 | 1 | 1 | cs | TRUE
152 | LV_2770-5_0_6_line_152 |  | 141 | 143 | 0.019194 | 0.125 | 0.08 | 261 | 0 | 0.364 | 1 | 1 | cs | TRUE
153 | LV_2770-5_0_6_line_153 |  | 142 | 144 | 0.019888 | 0.125 | 0.08 | 261 | 0 | 0.364 | 1 | 1 | cs | TRUE
154 | LV_2770-5_0_6_line_154 |  | 145 | 146 | 0.021556 | 0.125 | 0.08 | 261 | 0 | 0.364 | 1 | 1 | cs | TRUE
155 | LV_2770-5_0_6_line_155 |  | 146 | 164 | 0.017361 | 0.125 | 0.08 | 261 | 0 | 0.364 | 1 | 1 | cs | TRUE
156 | LV_2770-5_0_6_line_156 |  | 147 | 149 | 0.012483 | 0.125 | 0.08 | 261 | 0 | 0.364 | 1 | 1 | cs | TRUE
157 | LV_2770-5_0_6_line_157 |  | 150 | 151 | 0.0085029 | 0.125 | 0.08 | 261 | 0 | 0.364 | 1 | 1 | cs | TRUE
158 | LV_2770-5_0_6_line_158 |  | 150 | 152 | 0.028005 | 0.125 | 0.08 | 261 | 0 | 0.364 | 1 | 1 | cs | TRUE
159 | LV_2770-5_0_6_line_159 |  | 151 | 162 | 0.013776 | 0.125 | 0.08 | 261 | 0 | 0.364 | 1 | 1 | cs | TRUE
160 | LV_2770-5_0_6_line_160 |  | 152 | 161 | 0.018168 | 0.125 | 0.08 | 261 | 0 | 0.364 | 1 | 1 | cs | TRUE
161 | LV_2770-5_0_6_line_161 |  | 153 | 154 | 0.0018195 | 0.125 | 0.08 | 261 | 0 | 0.364 | 1 | 1 | cs | TRUE
162 | LV_2770-5_0_6_line_162 |  | 155 | 157 | 0.017063 | 0.125 | 0.08 | 261 | 0 | 0.364 | 1 | 1 | cs | TRUE
163 | LV_2770-5_0_6_line_163 |  | 155 | 158 | 0.013799 | 0.125 | 0.08 | 261 | 0 | 0.364 | 1 | 1 | cs | TRUE
164 | LV_2770-5_0_6_line_164 |  | 156 | 171 | 0.017412 | 0.125 | 0.08 | 261 | 0 | 0.364 | 1 | 1 | cs | TRUE
165 | LV_2770-5_0_6_line_165 |  | 156 | 176 | 0.029694 | 0.125 | 0.08 | 261 | 0 | 0.364 | 1 | 1 | cs | TRUE
166 | LV_2770-5_0_6_line_166 |  | 158 | 178 | 0.01542 | 0.125 | 0.08 | 261 | 0 | 0.364 | 1 | 1 | cs | TRUE
167 | LV_2770-5_0_6_line_167 |  | 160 | 163 | 0.013237 | 0.125 | 0.08 | 261 | 0 | 0.364 | 1 | 1 | cs | TRUE
168 | LV_2770-5_0_6_line_168 |  | 164 | 165 | 0.0018985 | 0.125 | 0.08 | 261 | 0 | 0.364 | 1 | 1 | cs | TRUE
169 | LV_2770-5_0_6_line_169 |  | 165 | 166 | 0.013162 | 0.125 | 0.08 | 261 | 0 | 0.364 | 1 | 1 | cs | TRUE
170 | LV_2770-5_0_6_line_170 |  | 166 | 167 | 0.0030362 | 0.125 | 0.08 | 261 | 0 | 0.364 | 1 | 1 | cs | TRUE
171 | LV_2770-5_0_6_line_171 |  | 167 | 168 | 0.011209 | 0.125 | 0.08 | 261 | 0 | 0.364 | 1 | 1 | cs | TRUE
172 | LV_2770-5_0_6_line_172 |  | 168 | 169 | 0.0087713 | 0.125 | 0.08 | 261 | 0 | 0.364 | 1 | 1 | cs | TRUE
173 | LV_2770-5_0_6_line_173 |  | 170 | 171 | 0.0078008 | 0.125 | 0.08 | 261 | 0 | 0.364 | 1 | 1 | cs | TRUE
174 | LV_2770-5_0_6_line_174 |  | 172 | 173 | 0.016185 | 0.125 | 0.08 | 261 | 0 | 0.364 | 1 | 1 | cs | TRUE
175 | LV_2770-5_0_6_line_175 |  | 173 | 177 | 0.02072 | 0.125 | 0.08 | 261 | 0 | 0.364 | 1 | 1 | cs | TRUE
176 | LV_2770-5_0_6_line_176 |  | 174 | 175 | 0.033957 | 0.125 | 0.08 | 261 | 0 | 0.364 | 1 | 1 | cs | TRUE
177 | LV_2770-5_0_6_line_177 |  | 176 | 177 | 0.00044645 | 0.125 | 0.08 | 261 | 0 | 0.364 | 1 | 1 | cs | TRUE
178 | LV_2770-5_0_6_line_178 |  | 178 | 179 | 0.019393 | 0.125 | 0.08 | 261 | 0 | 0.364 | 1 | 1 | cs | TRUE
179 | LV_2770-5_0_6_line_179 |  | 179 | 180 | 0.013209 | 0.125 | 0.08 | 261 | 0 | 0.364 | 1 | 1 | cs | TRUE
180 | LV_2770-5_0_6_line_180 |  | 180 | 181 | 0.016591 | 0.125 | 0.08 | 261 | 0 | 0.364 | 1 | 1 | cs | TRUE

## trafo
| name | std_type | hv_bus | lv_bus | sn_mva | vn_hv_kv | vn_lv_kv | vk_percent | vkr_percent | pfe_kw | i0_percent | shift_degree | tap_side | tap_neutral | tap_min | tap_max | tap_step_percent | tap_step_degree | tap_pos | tap_phase_shifter | parallel | df | in_service
0 | LV_2770-5_0_6_trafo_131 | 0.63 MVA 20/0.4 kV | 182 | 56 | 0.63 | 20 | 0.4 | 6 | 1.206 | 1.65 | 0.2619 | 150 | hv | 0 | -2 | 2 | 2.5 | 0 | 0 | FALSE | 1 | 1 | TRUE

## line_geodata
| x0 | y0 | x1 | y1 | x2 | y2 | x3 | y3 | x4 | y4
0 | 2615173.9538 | 1264595.7685 | 2615172.02 | 1264589.8811
1 | 2615173.9538 | 1264595.7685 | 2615177.1238 | 1264605.4197
2 | 2615163.342 | 1264563.4613 | 2615172.02 | 1264589.8811
3 | 2615177.1238 | 1264605.4197 | 2615181.9865 | 1264620.2239
4 | 2615163.342 | 1264563.4613 | 2615147.7905 | 1264568.7001
5 | 2615163.342 | 1264563.4613 | 2615174.9775 | 1264559.1133
6 | 2615188.8303 | 1264641.0595 | 2615181.9865 | 1264620.2239
7 | 2615147.7905 | 1264568.7001 | 2615130.7069 | 1264574.455
8 | 2615177.8818 | 1264558.0281 | 2615174.9775 | 1264559.1133
9 | 2615195.4567 | 1264661.2334 | 2615188.8303 | 1264641.0595
10 | 2615125.0642 | 1264576.3558 | 2615130.7069 | 1264574.455
11 | 2615177.8818 | 1264558.0281 | 2615174.1452 | 1264545.4675
12 | 2615195.4567 | 1264661.2334 | 2615216.4872 | 1264655.104
13 | 2615207.4042 | 1264697.6003 | 2615195.4567 | 1264661.2334
14 | 2615098.0911 | 1264585.4421 | 2615074.259 | 1264593.4704
15 | 2615098.0911 | 1264585.4421 | 2615102.6792 | 1264583.8966
16 | 2615028.3742 | 1264608.9274 | 2615074.259 | 1264593.4704
17 | 2615102.6792 | 1264583.8966 | 2615106.6575 | 1264582.5564
18 | 2615028.3742 | 1264608.9274 | 2615050.4176 | 1264679.7556
19 | 2615125.0642 | 1264576.3558 | 2615106.6575 | 1264582.5564
20 | 2615152.1566 | 1264423.0689 | 2615079.4597 | 1264447.2926
21 | 2615200.5544 | 1264461.497 | 2615152.1566 | 1264423.0689
22 | 2615200.5544 | 1264461.497 | 2615204.1168 | 1264470.0068
23 | 2615211.0113 | 1264486.4761 | 2615204.1168 | 1264470.0068
24 | 2615368.0609 | 1264562.1852 | 2615363.495 | 1264548.0837
25 | 2615371.3584 | 1264572.3692 | 2615368.0609 | 1264562.1852
26 | 2615362.6585 | 1264545.5002 | 2615363.495 | 1264548.0837
27 | 2615371.3584 | 1264572.3692 | 2615359.9214 | 1264575.978
28 | 2615371.3584 | 1264572.3692 | 2615373.786 | 1264579.8682
29 | 2615362.6585 | 1264545.5002 | 2615358.0619 | 1264531.304
30 | 2615373.786 | 1264579.8682 | 2615377.9037 | 1264592.5883
31 | 2615353.3245 | 1264516.6728 | 2615358.0619 | 1264531.304
32 | 2615379.035 | 1264596.0828 | 2615377.9037 | 1264592.5883
33 | 2615353.3245 | 1264516.6728 | 2615368.9666 | 1264511.587
34 | 2615353.3245 | 1264516.6728 | 2615351.0385 | 1264509.6109
35 | 2615324.8737 | 1264587.0369 | 2615320.9271 | 1264575.2454
36 | 2615324.8737 | 1264587.0369 | 2615329.5768 | 1264600.1544
37 | 2615320.9271 | 1264575.2454 | 2615314.8055 | 1264556.9554
38 | 2615329.5768 | 1264600.1544 | 2615331.266 | 1264604.8658 | 2615332.201 | 1264607.7323
39 | 2615384.833 | 1264613.9932 | 2615379.035 | 1264596.0828
40 | 2615368.9666 | 1264511.587 | 2615370.4261 | 1264511.1125
41 | 2615346.3543 | 1264495.1399 | 2615351.0385 | 1264509.6109
42 | 2615370.4261 | 1264511.1125 | 2615385.5213 | 1264506.2045 | 2615387.7539 | 1264499.0053 | 2615396.2946 | 1264496.1543
43 | 2615346.3543 | 1264495.1399 | 2615338.9726 | 1264473.123
44 | 2615346.3543 | 1264495.1399 | 2615376.3957 | 1264482.4872
45 | 2615414.2612 | 1264490.1568 | 2615396.2946 | 1264496.1543
46 | 2615338.3959 | 1264471.4029 | 2615338.9726 | 1264473.123
47 | 2615291.5578 | 1264567.8746 | 2615297.0437 | 1264585.1089
48 | 2615300.1393 | 1264594.8341 | 2615297.0437 | 1264585.1089
49 | 2615291.5578 | 1264567.8746 | 2615288.4042 | 1264557.9672 | 2615291.5249 | 1264556.741 | 2615289.6654 | 1264550.7321 | 2615289.6654 | 1264550.7321
50 | 2615299.335 | 1264600.0801 | 2615298.0743 | 1264595.4847 | 2615300.1393 | 1264594.8341
51 | 2615296.7375 | 1264548.5408 | 2615289.6654 | 1264550.7321
52 | 2615275.2694 | 1264602.5865 | 2615276.6815 | 1264606.9376 | 2615299.335 | 1264600.0801
53 | 2615299.335 | 1264600.0801 | 2615300.6436 | 1264603.6526 | 2615304.0332 | 1264614.1708
54 | 2615310.5561 | 1264544.2592 | 2615296.7375 | 1264548.5408
55 | 2615275.2694 | 1264602.5865 | 2615270.6301 | 1264588.2424
56 | 2615275.2694 | 1264602.5865 | 2615255.3431 | 1264608.8566
57 | 2615304.0332 | 1264614.1708 | 2615311.3774 | 1264636.9606
58 | 2615300.2994 | 1264512.3107 | 2615310.5561 | 1264544.2592
59 | 2615310.5561 | 1264544.2592 | 2615314.8055 | 1264556.9554
60 | 2615336.5033 | 1264620.9214 | 2615332.201 | 1264607.7323
61 | 2615284.7342 | 1264649.6546 | 2615274.4916 | 1264652.9113
62 | 2615286.0778 | 1264654.2279 | 2615284.7342 | 1264649.6546
63 | 2615274.4916 | 1264652.9113 | 2615264.9965 | 1264655.9303 | 2615264.1748 | 1264653.3487 | 2615256.1936 | 1264655.721
64 | 2615314.0306 | 1264645.1937 | 2615286.0778 | 1264654.2279
65 | 2615286.0778 | 1264654.2279 | 2615289.4466 | 1264665.7003
66 | 2615270.6301 | 1264588.2424 | 2615259.3456 | 1264586.9125 | 2615256.5303 | 1264578.2297
67 | 2615314.0306 | 1264645.1937 | 2615311.3774 | 1264636.9606
68 | 2615294.6547 | 1264683.4369 | 2615289.4466 | 1264665.7003
69 | 2615294.6547 | 1264683.4369 | 2615299.5588 | 1264682.6489
70 | 2615294.6547 | 1264683.4369 | 2615263.4582 | 1264688.501
71 | 2615309.0508 | 1264681.1057 | 2615299.5588 | 1264682.6489
72 | 2615299.5588 | 1264682.6489 | 2615295.5658 | 1264669.345
73 | 2615207.4042 | 1264697.6003 | 2615263.4582 | 1264688.501
74 | 2615309.0508 | 1264681.1057 | 2615329.0373 | 1264679.8066
75 | 2615201.2148 | 1264762.1291 | 2615187.9982 | 1264700.9084 | 2615207.4042 | 1264697.6003
76 | 2615250.0449 | 1264657.5486 | 2615256.1936 | 1264655.721
77 | 2615341.6731 | 1264636.7703 | 2615352.0336 | 1264633.3812
78 | 2615341.6731 | 1264636.7703 | 2615336.5033 | 1264620.9214
79 | 2615370.9747 | 1264627.1851 | 2615352.0336 | 1264633.3812
80 | 2615350.605 | 1264678.4047 | 2615329.0373 | 1264679.8066
81 | 2615201.2148 | 1264762.1291 | 2615215.3629 | 1264818.2265 | 2615215.7958 | 1264819.941
82 | 2615394.6669 | 1264644.3637 | 2615390.7432 | 1264632.2469
83 | 2615387.3675 | 1264621.8227 | 2615390.7432 | 1264632.2469
84 | 2615395.8073 | 1264647.8853 | 2615394.6669 | 1264644.3637
85 | 2615387.3675 | 1264621.8227 | 2615377.4236 | 1264625.0755
86 | 2615387.3675 | 1264621.8227 | 2615384.833 | 1264613.9932
87 | 2615395.8073 | 1264647.8853 | 2615398.83 | 1264657.2194
88 | 2615370.9747 | 1264627.1851 | 2615377.4236 | 1264625.0755
89 | 2615404.5567 | 1264674.904 | 2615398.83 | 1264657.2194
90 | 2615404.5567 | 1264674.904 | 2615416.6158 | 1264674.3358
91 | 2615354.8441 | 1264828.5261 | 2615349.1978 | 1264810.3495
92 | 2615360.7336 | 1264836.8249 | 2615358.3703 | 1264833.4943 | 2615354.8441 | 1264828.5261
93 | 2615360.7336 | 1264836.8249 | 2615365.347 | 1264833.9239
94 | 2615360.7336 | 1264836.8249 | 2615353.254 | 1264841.673
95 | 2615365.347 | 1264833.9239 | 2615377.3039 | 1264826.405 | 2615378.3717 | 1264825.7556
96 | 2615378.3717 | 1264825.7556 | 2615384.167 | 1264822.231 | 2615390.2904 | 1264818.7445 | 2615393.3007 | 1264817.0326
97 | 2615352.4845 | 1264678.2826 | 2615350.605 | 1264678.4047
98 | 2615352.4845 | 1264678.2826 | 2615362.6019 | 1264677.6261
99 | 2615414.2612 | 1264490.1568 | 2615414.7768 | 1264491.7148
100 | 2615414.2612 | 1264490.1568 | 2615412.8537 | 1264485.8602
101 | 2615414.7768 | 1264491.7148 | 2615403.1422 | 1264495.5741
102 | 2615414.7768 | 1264491.7148 | 2615417.3385 | 1264499.5324
103 | 2615407.4625 | 1264469.4026 | 2615412.8537 | 1264485.8602
104 | 2615252.4648 | 1264565.6912 | 2615256.5303 | 1264578.2297
105 | 2615430.8085 | 1264749.4349 | 2615411.9547 | 1264754.5375
106 | 2615446.7384 | 1264739.4028 | 2615438.1331 | 1264747.4526 | 2615430.8085 | 1264749.4349
107 | 2615446.7384 | 1264739.4028 | 2615436.0591 | 1264692.9364
108 | 2615458.5993 | 1264791.0028 | 2615446.7384 | 1264739.4028
109 | 2615435.3166 | 1264689.7053 | 2615436.0591 | 1264692.9364
110 | 2615458.5993 | 1264791.0028 | 2615433.7531 | 1264798.5878 | 2615422.782 | 1264802.9935
111 | 2615431.6159 | 1264673.629 | 2615435.3166 | 1264689.7053
112 | 2615393.3007 | 1264817.0326 | 2615396.4213 | 1264815.258 | 2615404.6028 | 1264810.8206 | 2615415.5416 | 1264805.9011 | 2615422.782 | 1264802.9935
113 | 2615431.6159 | 1264673.629 | 2615416.6158 | 1264674.3358
114 | 2615431.6159 | 1264673.629 | 2615442.6122 | 1264672.6312
115 | 2615465.5054 | 1264669.292 | 2615454.7239 | 1264671.5321 | 2615442.6122 | 1264672.6312
116 | 2615465.5054 | 1264669.292 | 2615462.6186 | 1264661.6792
117 | 2615362.6019 | 1264677.6261 | 2615371.6129 | 1264677.0415
118 | 2615312.2013 | 1264507.8716 | 2615300.2994 | 1264512.3107
119 | 2615300.2994 | 1264512.3107 | 2615274.884 | 1264521.7886
120 | 2615312.2013 | 1264507.8716 | 2615306.9817 | 1264492.434
121 | 2615266.0396 | 1264525.0869 | 2615274.884 | 1264521.7886
122 | 2615444.7428 | 1264583.1615 | 2615447.5564 | 1264591.7479
123 | 2615444.659 | 1264582.9058 | 2615444.7428 | 1264583.1615
124 | 2615447.5564 | 1264591.7479 | 2615448.245 | 1264593.8491
125 | 2615443.7744 | 1264580.2063 | 2615444.659 | 1264582.9058
126 | 2615452.2632 | 1264606.1116 | 2615448.245 | 1264593.8491
127 | 2615443.7744 | 1264580.2063 | 2615440.657 | 1264570.693
128 | 2615452.2632 | 1264606.1116 | 2615456.7712 | 1264619.8683 | 2615457.8353 | 1264622.6075
129 | 2615439.9288 | 1264568.4706 | 2615440.657 | 1264570.693
130 | 2615438.1832 | 1264563.1437 | 2615439.9288 | 1264568.4706
131 | 2615304.0852 | 1264483.8674 | 2615306.9817 | 1264492.434
132 | 2615251.8855 | 1264530.3652 | 2615266.0396 | 1264525.0869
133 | 2615407.4625 | 1264469.4026 | 2615415.6818 | 1264465.0987 | 2615427.9924 | 1264458.6509
134 | 2615407.4625 | 1264469.4026 | 2615403.3491 | 1264456.7338
135 | 2615445.1099 | 1264449.6854 | 2615427.9924 | 1264458.6509
136 | 2615403.3491 | 1264456.7338 | 2615400.5338 | 1264448.0629
137 | 2615445.1099 | 1264449.6854 | 2615459.3318 | 1264442.2365
138 | 2615393.1404 | 1264425.2918 | 2615400.5338 | 1264448.0629
139 | 2615417.3385 | 1264499.5324 | 2615418.2133 | 1264502.2019
140 | 2615468.0899 | 1264437.6494 | 2615459.3318 | 1264442.2365
141 | 2615387.5829 | 1264408.1753 | 2615393.1404 | 1264425.2918
142 | 2615418.2133 | 1264502.2019 | 2615422.6623 | 1264515.7787
143 | 2615438.1832 | 1264563.1437 | 2615434.6495 | 1264552.36
144 | 2615430.9112 | 1264540.952 | 2615434.6495 | 1264552.36
145 | 2615430.9112 | 1264540.952 | 2615428.6584 | 1264534.0772
146 | 2615428.6584 | 1264534.0772 | 2615424.7624 | 1264522.1878
147 | 2615424.7624 | 1264522.1878 | 2615423.2289 | 1264517.5078
148 | 2615248.6537 | 1264566.8287 | 2615240.5352 | 1264569.2519 | 2615238.5113 | 1264571.4927 | 2615230.0754 | 1264574.2135
149 | 2615252.4648 | 1264565.6912 | 2615248.6537 | 1264566.8287
150 | 2615227.7718 | 1264574.9564 | 2615230.0754 | 1264574.2135
151 | 2615227.7718 | 1264574.9564 | 2615232.7207 | 1264589.6321
152 | 2615210.9692 | 1264581.8292 | 2615221.6486 | 1264578.3097 | 2615221.4185 | 1264577.0082 | 2615227.7718 | 1264574.9564
153 | 2615235.9089 | 1264607.4741 | 2615232.6324 | 1264597.0175 | 2615234.7743 | 1264595.7221 | 2615232.7207 | 1264589.6321
154 | 2615251.8855 | 1264530.3652 | 2615231.6395 | 1264537.9296
155 | 2615231.6395 | 1264537.9296 | 2615225.317 | 1264521.7605
156 | 2615228.4711 | 1264651.6113 | 2615216.4872 | 1264655.104
157 | 2615468.0899 | 1264437.6494 | 2615475.4469 | 1264433.3865
158 | 2615468.0899 | 1264437.6494 | 2615480.7382 | 1264462.6349
159 | 2615475.4469 | 1264433.3865 | 2615487.3668 | 1264426.4797
160 | 2615488.9436 | 1264478.8439 | 2615480.7382 | 1264462.6349
161 | 2615423.2289 | 1264517.5078 | 2615422.6623 | 1264515.7787
162 | 2615322.2287 | 1264476.9983 | 2615338.3959 | 1264471.4029
163 | 2615338.3959 | 1264471.4029 | 2615334.0093 | 1264458.3158
164 | 2615304.0852 | 1264483.8674 | 2615289.5304 | 1264483.3184 | 2615286.8143 | 1264484.1705
165 | 2615304.0852 | 1264483.8674 | 2615294.4977 | 1264455.7633
166 | 2615334.0093 | 1264458.3158 | 2615329.1073 | 1264443.6962
167 | 2615170.3709 | 1264532.7803 | 2615174.1452 | 1264545.4675
168 | 2615224.6257 | 1264519.9924 | 2615225.317 | 1264521.7605
169 | 2615224.6257 | 1264519.9924 | 2615219.8326 | 1264507.7347
170 | 2615218.7269 | 1264504.907 | 2615219.8326 | 1264507.7347
171 | 2615218.7269 | 1264504.907 | 2615214.3984 | 1264494.5671
172 | 2615214.3984 | 1264494.5671 | 2615211.0113 | 1264486.4761
173 | 2615286.8143 | 1264484.1705 | 2615279.3712 | 1264486.5056
174 | 2615286.7755 | 1264436.0675 | 2615277.9551 | 1264436.9454 | 2615270.967 | 1264439.1286
175 | 2615286.7755 | 1264436.0675 | 2615292.1569 | 1264448.9013 | 2615294.3536 | 1264455.3407
176 | 2615387.5829 | 1264408.1753 | 2615418.9655 | 1264395.4035 | 2615419.0321 | 1264395.3682
177 | 2615294.4977 | 1264455.7633 | 2615294.3536 | 1264455.3407
178 | 2615322.942 | 1264425.3088 | 2615329.1073 | 1264443.6962
179 | 2615322.942 | 1264425.3088 | 2615335.5295 | 1264421.3046
180 | 2615335.5295 | 1264421.3046 | 2615346.2756 | 1264417.8862 | 2615351.2289 | 1264415.962

## bus_geodata
| x | y | coords
0 | 2615173.9538 | 1264595.7685
1 | 2615172.02 | 1264589.8811
2 | 2615177.1238 | 1264605.4197
3 | 2615163.342 | 1264563.4613
4 | 2615181.9865 | 1264620.2239
5 | 2615147.7905 | 1264568.7001
6 | 2615174.9775 | 1264559.1133
7 | 2615188.8303 | 1264641.0595
8 | 2615130.7069 | 1264574.455
9 | 2615177.8818 | 1264558.0281
10 | 2615195.4567 | 1264661.2334
11 | 2615098.0911 | 1264585.4421
12 | 2615074.259 | 1264593.4704
13 | 2615102.6792 | 1264583.8966
14 | 2615028.3742 | 1264608.9274
15 | 2615106.6575 | 1264582.5564
16 | 2615050.4176 | 1264679.7556
17 | 2615125.0642 | 1264576.3558
18 | 2615079.4597 | 1264447.2926
19 | 2615152.1566 | 1264423.0689
20 | 2615200.5544 | 1264461.497
21 | 2615204.1168 | 1264470.0068
22 | 2615368.0609 | 1264562.1852
23 | 2615363.495 | 1264548.0837
24 | 2615371.3584 | 1264572.3692
25 | 2615362.6585 | 1264545.5002
26 | 2615359.9214 | 1264575.978
27 | 2615373.786 | 1264579.8682
28 | 2615358.0619 | 1264531.304
29 | 2615377.9037 | 1264592.5883
30 | 2615353.3245 | 1264516.6728
31 | 2615324.8737 | 1264587.0369
32 | 2615320.9271 | 1264575.2454
33 | 2615329.5768 | 1264600.1544
34 | 2615379.035 | 1264596.0828
35 | 2615368.9666 | 1264511.587
36 | 2615351.0385 | 1264509.6109
37 | 2615370.4261 | 1264511.1125
38 | 2615346.3543 | 1264495.1399
39 | 2615396.2946 | 1264496.1543
40 | 2615338.9726 | 1264473.123
41 | 2615376.3957 | 1264482.4872
42 | 2615297.0437 | 1264585.1089
43 | 2615291.5578 | 1264567.8746
44 | 2615300.1393 | 1264594.8341
45 | 2615289.6654 | 1264550.7321
46 | 2615299.335 | 1264600.0801
47 | 2615296.7375 | 1264548.5408
48 | 2615275.2694 | 1264602.5865
49 | 2615304.0332 | 1264614.1708
50 | 2615310.5561 | 1264544.2592
51 | 2615314.8055 | 1264556.9554
52 | 2615332.201 | 1264607.7323
53 | 2615284.7342 | 1264649.6546
54 | 2615274.4916 | 1264652.9113
55 | 2615286.0778 | 1264654.2279
56 | 2615270.6301 | 1264588.2424
57 | 2615255.3431 | 1264608.8566
58 | 2615311.3774 | 1264636.9606
59 | 2615289.4466 | 1264665.7003
60 | 2615294.6547 | 1264683.4369
61 | 2615314.0306 | 1264645.1937
62 | 2615299.5588 | 1264682.6489
63 | 2615263.4582 | 1264688.501
64 | 2615309.0508 | 1264681.1057
65 | 2615295.5658 | 1264669.345
66 | 2615207.4042 | 1264697.6003
67 | 2615256.1936 | 1264655.721
68 | 2615341.6731 | 1264636.7703
69 | 2615352.0336 | 1264633.3812
70 | 2615336.5033 | 1264620.9214
71 | 2615329.0374 | 1264679.8066
72 | 2615201.2148 | 1264762.1291
73 | 2615390.7432 | 1264632.2469
74 | 2615394.6669 | 1264644.3637
75 | 2615387.3675 | 1264621.8227
76 | 2615395.8073 | 1264647.8853
77 | 2615377.4236 | 1264625.0755
78 | 2615384.833 | 1264613.9932
79 | 2615398.83 | 1264657.2194
80 | 2615370.9747 | 1264627.1851
81 | 2615404.5567 | 1264674.904
82 | 2615349.1978 | 1264810.3495
83 | 2615354.8441 | 1264828.5261
84 | 2615360.7336 | 1264836.8249
85 | 2615365.347 | 1264833.9239
86 | 2615353.254 | 1264841.673
87 | 2615378.3717 | 1264825.7556
88 | 2615350.605 | 1264678.4047
89 | 2615352.4845 | 1264678.2826
90 | 2615414.2612 | 1264490.1568
91 | 2615414.7768 | 1264491.7148
92 | 2615412.8537 | 1264485.8602
93 | 2615256.5303 | 1264578.2298
94 | 2615411.9547 | 1264754.5375
95 | 2615430.8085 | 1264749.4349
96 | 2615446.7384 | 1264739.4028
97 | 2615436.0591 | 1264692.9364
98 | 2615458.5993 | 1264791.0028
99 | 2615435.3165 | 1264689.7053
100 | 2615422.782 | 1264802.9935
101 | 2615416.6158 | 1264674.3358
102 | 2615431.6159 | 1264673.629
103 | 2615442.6122 | 1264672.6312
104 | 2615465.5054 | 1264669.292
105 | 2615371.6129 | 1264677.0415
106 | 2615362.6019 | 1264677.6261
107 | 2615462.6186 | 1264661.6792
108 | 2615300.2994 | 1264512.3107
109 | 2615312.2013 | 1264507.8716
110 | 2615274.884 | 1264521.7886
111 | 2615250.0449 | 1264657.5486
112 | 2615444.7428 | 1264583.1615
113 | 2615447.5564 | 1264591.7479
114 | 2615444.659 | 1264582.9058
115 | 2615448.245 | 1264593.8491
116 | 2615443.7744 | 1264580.2063
117 | 2615452.2632 | 1264606.1116
118 | 2615440.657 | 1264570.693
119 | 2615457.8353 | 1264622.6075
120 | 2615439.9288 | 1264568.4706
121 | 2615306.9817 | 1264492.434
122 | 2615266.0396 | 1264525.0869
123 | 2615407.4625 | 1264469.4026
124 | 2615427.9924 | 1264458.6509
125 | 2615403.3491 | 1264456.7338
126 | 2615445.1099 | 1264449.6854
127 | 2615400.5338 | 1264448.0629
128 | 2615403.1422 | 1264495.5741
129 | 2615417.3385 | 1264499.5324
130 | 2615459.3318 | 1264442.2365
131 | 2615393.1404 | 1264425.2918
132 | 2615418.2133 | 1264502.2019
133 | 2615438.1832 | 1264563.1437
134 | 2615434.6495 | 1264552.36
135 | 2615430.9112 | 1264540.952
136 | 2615428.6584 | 1264534.0772
137 | 2615424.7624 | 1264522.1878
138 | 2615248.6537 | 1264566.8287
139 | 2615230.0754 | 1264574.2135
140 | 2615252.4648 | 1264565.6912
141 | 2615227.7718 | 1264574.9564
142 | 2615232.7207 | 1264589.6321
143 | 2615210.9692 | 1264581.8292
144 | 2615235.9089 | 1264607.4741
145 | 2615251.8855 | 1264530.3652
146 | 2615231.6395 | 1264537.9296
147 | 2615216.4872 | 1264655.104
148 | 2615215.7958 | 1264819.941
149 | 2615228.4711 | 1264651.6113
150 | 2615468.0899 | 1264437.6494
151 | 2615475.4469 | 1264433.3865
152 | 2615480.7382 | 1264462.6349
153 | 2615423.2289 | 1264517.5078
154 | 2615422.6623 | 1264515.7787
155 | 2615338.3959 | 1264471.4029
156 | 2615304.0852 | 1264483.8674
157 | 2615322.2287 | 1264476.9983
158 | 2615334.0093 | 1264458.3158
159 | 2615393.3007 | 1264817.0326
160 | 2615174.1452 | 1264545.4675
161 | 2615488.9436 | 1264478.8439
162 | 2615487.3668 | 1264426.4797
163 | 2615170.3709 | 1264532.7803
164 | 2615225.317 | 1264521.7605
165 | 2615224.6257 | 1264519.9924
166 | 2615219.8326 | 1264507.7347
167 | 2615218.7269 | 1264504.907
168 | 2615214.3984 | 1264494.5671
169 | 2615211.0113 | 1264486.4761
170 | 2615279.3712 | 1264486.5056
171 | 2615286.8143 | 1264484.1705
172 | 2615270.967 | 1264439.1286
173 | 2615286.7755 | 1264436.0675
174 | 2615419.0321 | 1264395.3682
175 | 2615387.5829 | 1264408.1753
176 | 2615294.4977 | 1264455.7633
177 | 2615294.3536 | 1264455.3407
178 | 2615329.1073 | 1264443.6962
179 | 2615322.942 | 1264425.3088
180 | 2615335.5295 | 1264421.3046
181 | 2615351.2289 | 1264415.962
182 | 2615275.2694 | 1264602.5865

## line_std_types
| c_nf_per_km | r_ohm_per_km | x_ohm_per_km | max_i_ka | type | q_mm2 | alpha | voltage_rating
NAYY 4x50 SE | 210 | 0.642 | 0.083 | 0.142 | cs | 50 | 0.00403 | LV
NAYY 4x120 SE | 264 | 0.225 | 0.08 | 0.242 | cs | 120 | 0.00403 | LV
NAYY 4x150 SE | 261 | 0.208 | 0.08 | 0.27 | cs | 150 | 0.00403 | LV
NA2XS2Y 1x95 RM/25 12/20 kV | 216 | 0.313 | 0.132 | 0.252 | cs | 95 | 0.00403 | MV
NA2XS2Y 1x185 RM/25 12/20 kV | 273 | 0.161 | 0.117 | 0.362 | cs | 185 | 0.00403 | MV
NA2XS2Y 1x240 RM/25 12/20 kV | 304 | 0.122 | 0.112 | 0.421 | cs | 240 | 0.00403 | MV
NA2XS2Y 1x95 RM/25 6/10 kV | 315 | 0.313 | 0.123 | 0.249 | cs | 95 | 0.00403 | MV
NA2XS2Y 1x185 RM/25 6/10 kV | 406 | 0.161 | 0.11 | 0.358 | cs | 185 | 0.00403 | MV
NA2XS2Y 1x240 RM/25 6/10 kV | 456 | 0.122 | 0.105 | 0.416 | cs | 240 | 0.00403 | MV
NA2XS2Y 1x150 RM/25 12/20 kV | 250 | 0.206 | 0.116 | 0.319 | cs | 150 | 0.00403 | MV
NA2XS2Y 1x120 RM/25 12/20 kV | 230 | 0.253 | 0.119 | 0.283 | cs | 120 | 0.00403 | MV
NA2XS2Y 1x70 RM/25 12/20 kV | 190 | 0.443 | 0.132 | 0.22 | cs | 70 | 0.00403 | MV
NA2XS2Y 1x150 RM/25 6/10 kV | 360 | 0.206 | 0.11 | 0.315 | cs | 150 | 0.00403 | MV
NA2XS2Y 1x120 RM/25 6/10 kV | 340 | 0.253 | 0.113 | 0.28 | cs | 120 | 0.00403 | MV
NA2XS2Y 1x70 RM/25 6/10 kV | 280 | 0.443 | 0.123 | 0.217 | cs | 70 | 0.00403 | MV
N2XS(FL)2Y 1x120 RM/35 64/110 kV | 112 | 0.153 | 0.166 | 0.366 | cs | 120 | 0.00393 | HV
N2XS(FL)2Y 1x185 RM/35 64/110 kV | 125 | 0.099 | 0.156 | 0.457 | cs | 185 | 0.00393 | HV
N2XS(FL)2Y 1x240 RM/35 64/110 kV | 135 | 0.075 | 0.149 | 0.526 | cs | 240 | 0.00393 | HV
N2XS(FL)2Y 1x300 RM/35 64/110 kV | 144 | 0.06 | 0.144 | 0.588 | cs | 300 | 0.00393 | HV
15-AL1/3-ST1A 0.4 | 11 | 1.8769 | 0.35 | 0.105 | ol | 16 | 0.00403 | LV
24-AL1/4-ST1A 0.4 | 11.25 | 1.2012 | 0.335 | 0.14 | ol | 24 | 0.00403 | LV
48-AL1/8-ST1A 0.4 | 12.2 | 0.5939 | 0.3 | 0.21 | ol | 48 | 0.00403 | LV
94-AL1/15-ST1A 0.4 | 13.2 | 0.306 | 0.29 | 0.35 | ol | 94 | 0.00403 | LV
34-AL1/6-ST1A 10.0 | 9.7 | 0.8342 | 0.36 | 0.17 | ol | 34 | 0.00403 | MV
48-AL1/8-ST1A 10.0 | 10.1 | 0.5939 | 0.35 | 0.21 | ol | 48 | 0.00403 | MV
70-AL1/11-ST1A 10.0 | 10.4 | 0.4132 | 0.339 | 0.29 | ol | 70 | 0.00403 | MV
94-AL1/15-ST1A 10.0 | 10.75 | 0.306 | 0.33 | 0.35 | ol | 94 | 0.00403 | MV
122-AL1/20-ST1A 10.0 | 11.1 | 0.2376 | 0.323 | 0.41 | ol | 122 | 0.00403 | MV
149-AL1/24-ST1A 10.0 | 11.25 | 0.194 | 0.315 | 0.47 | ol | 149 | 0.00403 | MV
34-AL1/6-ST1A 20.0 | 9.15 | 0.8342 | 0.382 | 0.17 | ol | 34 | 0.00403 | MV
48-AL1/8-ST1A 20.0 | 9.5 | 0.5939 | 0.372 | 0.21 | ol | 48 | 0.00403 | MV
70-AL1/11-ST1A 20.0 | 9.7 | 0.4132 | 0.36 | 0.29 | ol | 70 | 0.00403 | MV
94-AL1/15-ST1A 20.0 | 10 | 0.306 | 0.35 | 0.35 | ol | 94 | 0.00403 | MV
122-AL1/20-ST1A 20.0 | 10.3 | 0.2376 | 0.344 | 0.41 | ol | 122 | 0.00403 | MV
149-AL1/24-ST1A 20.0 | 10.5 | 0.194 | 0.337 | 0.47 | ol | 149 | 0.00403 | MV
184-AL1/30-ST1A 20.0 | 10.75 | 0.1571 | 0.33 | 0.535 | ol | 184 | 0.00403 | MV
243-AL1/39-ST1A 20.0 | 11 | 0.1188 | 0.32 | 0.645 | ol | 243 | 0.00403 | MV
48-AL1/8-ST1A 110.0 | 8 | 0.5939 | 0.46 | 0.21 | ol | 48 | 0.00403 | HV
70-AL1/11-ST1A 110.0 | 8.4 | 0.4132 | 0.45 | 0.29 | ol | 70 | 0.00403 | HV
94-AL1/15-ST1A 110.0 | 8.65 | 0.306 | 0.44 | 0.35 | ol | 94 | 0.00403 | HV
122-AL1/20-ST1A 110.0 | 8.5 | 0.2376 | 0.43 | 0.41 | ol | 122 | 0.00403 | HV
149-AL1/24-ST1A 110.0 | 8.75 | 0.194 | 0.41 | 0.47 | ol | 149 | 0.00403 | HV
184-AL1/30-ST1A 110.0 | 8.8 | 0.1571 | 0.4 | 0.535 | ol | 184 | 0.00403 | HV
243-AL1/39-ST1A 110.0 | 9 | 0.1188 | 0.39 | 0.645 | ol | 243 | 0.00403 | HV
305-AL1/39-ST1A 110.0 | 9.2 | 0.0949 | 0.38 | 0.74 | ol | 305 | 0.00403 | HV
490-AL1/64-ST1A 110.0 | 9.75 | 0.059 | 0.37 | 0.96 | ol | 490 | 0.00403 | HV
679-AL1/86-ST1A 110.0 | 9.95 | 0.042 | 0.36 | 1.15 | ol | 679 | 0.00403 | HV
490-AL1/64-ST1A 220.0 | 10 | 0.059 | 0.285 | 0.96 | ol | 490 | 0.00403 | HV
679-AL1/86-ST1A 220.0 | 11.7 | 0.042 | 0.275 | 1.15 | ol | 679 | 0.00403 | HV
490-AL1/64-ST1A 380.0 | 11 | 0.059 | 0.253 | 0.96 | ol | 490 | 0.00403 | HV
679-AL1/86-ST1A 380.0 | 14.6 | 0.042 | 0.25 | 1.15 | ol | 679 | 0.00403 | HV

## trafo_std_types
| i0_percent | pfe_kw | vkr_percent | sn_mva | vn_lv_kv | vn_hv_kv | vk_percent | shift_degree | vector_group | tap_side | tap_neutral | tap_min | tap_max | tap_step_degree | tap_step_percent | tap_phase_shifter
160 MVA 380/110 kV | 0.06 | 60 | 0.25 | 160 | 110 | 380 | 12.2 | 0 | Yy0 | hv | 0 | -9 | 9 | 0 | 1.5 | FALSE
100 MVA 220/110 kV | 0.06 | 55 | 0.26 | 100 | 110 | 220 | 12 | 0 | Yy0 | hv | 0 | -9 | 9 | 0 | 1.5 | FALSE
63 MVA 110/20 kV | 0.04 | 22 | 0.32 | 63 | 20 | 110 | 18 | 150 | YNd5 | hv | 0 | -9 | 9 | 0 | 1.5 | FALSE
40 MVA 110/20 kV | 0.05 | 18 | 0.34 | 40 | 20 | 110 | 16.2 | 150 | YNd5 | hv | 0 | -9 | 9 | 0 | 1.5 | FALSE
25 MVA 110/20 kV | 0.07 | 14 | 0.41 | 25 | 20 | 110 | 12 | 150 | YNd5 | hv | 0 | -9 | 9 | 0 | 1.5 | FALSE
63 MVA 110/10 kV | 0.04 | 22 | 0.32 | 63 | 10 | 110 | 18 | 150 | YNd5 | hv | 0 | -9 | 9 | 0 | 1.5 | FALSE
40 MVA 110/10 kV | 0.05 | 18 | 0.34 | 40 | 10 | 110 | 16.2 | 150 | YNd5 | hv | 0 | -9 | 9 | 0 | 1.5 | FALSE
25 MVA 110/10 kV | 0.07 | 14 | 0.41 | 25 | 10 | 110 | 12 | 150 | YNd5 | hv | 0 | -9 | 9 | 0 | 1.5 | FALSE
0.25 MVA 20/0.4 kV | 0.32 | 0.8 | 1.44 | 0.25 | 0.4 | 20 | 6 | 150 | Yzn5 | hv | 0 | -2 | 2 | 0 | 2.5 | FALSE
0.4 MVA 20/0.4 kV | 0.3375 | 1.35 | 1.425 | 0.4 | 0.4 | 20 | 6 | 150 | Dyn5 | hv | 0 | -2 | 2 | 0 | 2.5 | FALSE
0.63 MVA 20/0.4 kV | 0.2619 | 1.65 | 1.206 | 0.63 | 0.4 | 20 | 6 | 150 | Dyn5 | hv | 0 | -2 | 2 | 0 | 2.5 | FALSE
0.25 MVA 10/0.4 kV | 0.24 | 0.6 | 1.2 | 0.25 | 0.4 | 10 | 4 | 150 | Dyn5 | hv | 0 | -2 | 2 | 0 | 2.5 | FALSE
0.4 MVA 10/0.4 kV | 0.2375 | 0.95 | 1.325 | 0.4 | 0.4 | 10 | 4 | 150 | Dyn5 | hv | 0 | -2 | 2 | 0 | 2.5 | FALSE
0.63 MVA 10/0.4 kV | 0.1873 | 1.18 | 1.0794 | 0.63 | 0.4 | 10 | 4 | 150 | Dyn5 | hv | 0 | -2 | 2 | 0 | 2.5 | FALSE

## trafo3w_std_types
| sn_hv_mva | sn_mv_mva | sn_lv_mva | vn_hv_kv | vn_mv_kv | vn_lv_kv | vk_hv_percent | vk_mv_percent | vk_lv_percent | vkr_hv_percent | vkr_mv_percent | vkr_lv_percent | pfe_kw | i0_percent | shift_mv_degree | shift_lv_degree | vector_group | tap_side | tap_neutral | tap_min | tap_max | tap_step_percent
63/25/38 MVA 110/20/10 kV | 63 | 25 | 38 | 110 | 20 | 10 | 10.4 | 10.4 | 10.4 | 0.28 | 0.32 | 0.35 | 35 | 0.89 | 0 | 0 | YN0yn0yn0 | hv | 0 | -10 | 10 | 1.2
63/25/38 MVA 110/10/10 kV | 63 | 25 | 38 | 110 | 10 | 10 | 10.4 | 10.4 | 10.4 | 0.28 | 0.32 | 0.35 | 35 | 0.89 | 0 | 0 | YN0yn0yn0 | hv | 0 | -10 | 10 | 1.2

## fuse_std_types
| fuse_type | i_rated_a | t_avg | t_min | t_total | x_avg | x_min | x_total
HV 100A | HV 100A | 100 | 0 | [10.0, 3.64, 0.854, 0.281, 0.1, 0.0531, 0.022, 0.01] | [10.0, 4.267, 1.21, 0.403, 0.1, 0.058, 0.022, 0.01] | 0 | [300.0, 350.0, 450.0, 550.0, 700.0, 850.0, 1200.0, 1752.0] | [600.0, 700.0, 900.0, 1150.0, 1665.0, 2000.0, 3000.0, 4313.0]
HV 10A | HV 10A | 10 | 0 | [10.0, 1675.0, 0.344, 0.156, 0.1, 0.0417, 0.0171, 0.01] | [10.0, 1.3, 0.3, 0.155, 0.1, 0.0555, 0.023, 0.01] | 0 | [30.0, 32.0, 35.0, 37.0, 39.0, 50.0, 70.0, 88.0] | [60.0, 70.0, 80.0, 87.0, 94.0, 110.0, 150.0, 216.0]
HV 125A | HV 125A | 125 | 0 | [10.0, 1.82, 0.344, 0.1, 0.0467, 0.0269, 0.01] | [10.0, 2.478, 0.426, 0.1, 0.0427, 0.0211, 0.01] | 0 | [375.0, 500.0, 700.0, 925.0, 1200.0, 1500.0, 2341.0] | [750.0, 1000.0, 1500.0, 2200.0, 3000.0, 4000.0, 5765.0]
HV 160A | HV 160A | 160 | 0 | [10.0, 4.15, 1.03, 0.198, 0.1, 0.051, 0.0172, 0.01] | [10.0, 2.3, 0.734, 0.274, 0.1, 0.046, 0.0177, 0.01] | 0 | [480.0, 550.0, 700.0, 1000.0, 1260.0, 1600.0, 2500.0, 3227.0] | [960.0, 1300.0, 1700.0, 2200.0, 2996.0, 4000.0, 6000.0, 7946.0]
HV 16A | HV 16A | 16 | 0 | [10.0, 0.352, 0.164, 0.1, 0.0649, 0.0342, 0.01] | [10.0, 2.34, 0.722, 0.181, 0.1, 0.055, 0.0296, 0.01] | 0 | [48.0, 60.0, 65.0, 71.0, 80.0, 100.0, 162.0] | [96.0, 110.0, 125.0, 150.0, 168.0, 200.0, 250.0, 398.0]
HV 200A | HV 200A | 200 | 0 | [10.0, 4.267, 1.21, 0.403, 0.1, 0.058, 0.022, 0.01] | [10.0, 3.73, 1.654, 0.328, 0.1, 0.0531, 0.019, 0.01] | 0 | [600.0, 700.0, 900.0, 1150.0, 1665.0, 2000.0, 3000.0, 4313.0] | [1200.0, 1500.0, 1800.0, 2700.0, 3960.0, 5000.0, 7500.0, 10620.0]
HV 20A | HV 20A | 20 | 0 | [10.0, 1.3, 0.3, 0.155, 0.1, 0.0555, 0.023, 0.01] | [10.0, 1.3, 0.161, 0.1, 0.0611, 0.0399, 0.0141, 0.01] | 0 | [60.0, 70.0, 80.0, 87.0, 94.0, 110.0, 150.0, 216.0] | [120.0, 150.0, 200.0, 223.0, 260.0, 300.0, 450.0, 532.0]
HV 25A | HV 25A | 25 | 0 | [10.0, 2.512, 0.833, 0.299, 0.1, 0.0372, 0.0223, 0.01] | [10.0, 3.125, 0.597, 0.198, 0.1, 0.0378, 0.022, 0.01] | 0 | [75.0, 82.0, 90.0, 100.0, 124.0, 170.0, 200.0, 289.0] | [150.0, 170.0, 210.0, 250.0, 294.0, 400.0, 500.0, 711.0]
HV 31.5A | HV 31.5A | 31.5 | 0 | [10.0, 2.34, 0.722, 0.181, 0.1, 0.055, 0.0296, 0.01] | [10.0, 2.84, 0.368, 0.164, 0.1, 0.0621, 0.0378, 0.0195, 0.01] | 0 | [95.0, 110.0, 125.0, 150.0, 165.0, 200.0, 250.0, 390.0] | [189.0, 220.0, 300.0, 350.0, 393.0, 450.0, 530.0, 700.0, 960.0]
HV 40A | HV 40A | 40 | 0 | [10.0, 1.3, 0.161, 0.1, 0.0611, 0.0399, 0.0141, 0.01] | [10.0, 2.05, 0.369, 0.198, 0.1, 0.051, 0.0298, 0.01] | 0 | [120.0, 150.0, 200.0, 223.0, 260.0, 300.0, 450.0, 532.0] | [240.0, 300.0, 400.0, 450.0, 530.0, 650.0, 800.0, 1311.0]
HV 50A | HV 50A | 50 | 0 | [10.0, 3.215, 0.597, 0.198, 0.1, 0.0378, 0.022, 0.01] | [10.0, 3.64, 0.854, 0.281, 0.1, 0.0531, 0.022, 0.01] | 0 | [150.0, 170.0, 210.0, 250.0, 294.0, 400.0, 500.0, 711.0] | [300.0, 350.0, 450.0, 550.0, 700.0, 850.0, 1200.0, 1752.0]
HV 6.3A | HV 6.3A | 6.3 | 0 | [10.0, 1.39, 0.344, 0.168, 0.1, 0.056, 0.0263, 0.01] | [10.0, 1.711, 0.516, 0.198, 0.1, 0.0634, 0.0303, 0.01] | 0 | [19.0, 19.5, 20.4, 20.8, 22.0, 25.0, 32.0, 48.0] | [38.0, 40.0, 43.0, 48.0, 53.0, 60.0, 75.0, 118.0]
HV 63A | HV 63A | 63 | 0 | [10.0, 2.84, 0.368, 0.164, 0.1, 0.0621, 0.0378, 0.0195, 0.01] | [10.0, 1.82, 0.344, 0.1, 0.0467, 0.0269, 0.01] | 0 | [189.0, 220.0, 300.0, 350.0, 393.0, 450.0, 530.0, 700.0, 961.0] | [378.0, 500.0, 700.0, 934.0, 1200.0, 1500.0, 2366.0]
HV 80A | HV 80A | 80 | 0 | [10.0, 2.05, 0.369, 0.198, 0.1, 0.051, 0.0298, 0.01] | [10.0, 4.15, 1.03, 0.198, 0.1, 0.051, 0.0172, 0.01] | 0 | [240.0, 300.0, 400.0, 450.0, 530.0, 650.0, 800.0, 1311.0] | [480.0, 550.0, 700.0, 1000.0, 1260.0, 1600.0, 2500.0, 3227.0]
Siemens NH-1-100 | Siemens NH-1-100 | 100 | [5400.0, 2000.0, 400.0, 20.0, 1.0, 0.2, 0.012, 0.004] | 0 | 0 | [150.0, 190.0, 250.0, 430.0, 900.0, 1250.0, 2700.0, 3600.0] | 0 | 0
Siemens NH-1-125 | Siemens NH-1-125 | 125 | [4800.0, 120.0, 7.0, 0.1, 0.004] | 0 | 0 | [180.0, 400.0, 740.0, 2000.0, 4250.0] | 0 | 0
Siemens NH-1-16 | Siemens NH-1-16 | 16 | [4000.0, 400.0, 2.0, 0.1, 0.04, 0.01] | 0 | 0 | [26.0, 35.0, 75.0, 150.0, 200.0, 300.0] | 0 | 0
Siemens NH-1-160 | Siemens NH-1-160 | 160 | [4800.0, 120.0, 7.0, 0.1, 0.004] | 0 | 0 | [210.0, 500.0, 900.0, 2300.0, 5000.0] | 0 | 0
Siemens NH-1-25 | Siemens NH-1-25 | 25 | [4000.0, 1000.0, 10.0, 0.2, 0.02, 0.01] | 0 | 0 | [40.0, 50.0, 100.0, 210.0, 400.0, 500.0] | 0 | 0
Siemens NH-1-50 | Siemens NH-1-50 | 50 | [4000.0, 40.0, 4.0, 1.0, 0.02, 0.01] | 0 | 0 | [86.0, 200.0, 300.0, 400.0, 1000.0, 1280.0] | 0 | 0
Siemens NH-1-63 | Siemens NH-1-63 | 63 | [4000.0, 100.0, 10.0, 2.0, 0.04, 0.01] | 0 | 0 | [100.0, 200.0, 300.0, 400.0, 1000.0, 1500.0] | 0 | 0
Siemens NH-1-80 | Siemens NH-1-80 | 80 | [4800.0, 120.0, 7.0, 0.1, 0.01] | 0 | 0 | [150.58, 250.0, 450.0, 1150.0, 2470.0] | 0 | 0
Siemens NH-2-1000 | Siemens NH-2-1000 | 1000 | [4800.0, 120.0, 7.0, 0.1, 0.004] | 0 | 0 | [1900.0, 3500.0, 8400.0, 24000.0, 52000.0] | 0 | 0
Siemens NH-2-200 | Siemens NH-2-200 | 200 | [4800.0, 120.0, 7.0, 0.1, 0.004] | 0 | 0 | [280.0, 650.0, 1200.0, 3000.0, 7000.0] | 0 | 0
Siemens NH-2-224 | Siemens NH-2-224 | 224 | [4800.0, 120.0, 7.0, 0.2, 0.04, 0.004] | 0 | 0 | [400.0, 750.0, 1453.0, 3025.0, 4315.0, 7600.0] | 0 | 0
Siemens NH-2-250 | Siemens NH-2-250 | 250 | [4800.0, 120.0, 7.0, 0.1, 0.004] | 0 | 0 | [450.0, 800.0, 1650.0, 4000.0, 8500.0] | 0 | 0
Siemens NH-2-315 | Siemens NH-2-315 | 315 | [4800.0, 120.0, 7.0, 0.1, 0.004] | 0 | 0 | [550.0, 920.0, 1900.0, 5000.0, 11000.0] | 0 | 0
Siemens NH-2-355 | Siemens NH-2-355 | 355 | [4800.0, 120.0, 6.0, 0.1, 0.004] | 0 | 0 | [650.0, 1116.27, 2350.0, 5840.0, 12790.0] | 0 | 0
Siemens NH-2-400 | Siemens NH-2-400 | 400 | [4800.0, 120.0, 7.0, 0.1, 0.004] | 0 | 0 | [720.0, 1350.0, 2800.0, 6500.0, 15000.0] | 0 | 0
Siemens NH-2-425 | Siemens NH-2-425 | 425 | [4800.0, 120.0, 7.0, 0.1, 0.004] | 0 | 0 | [850.0, 1500.0, 3050.0, 7500.0, 16500.0] | 0 | 0
Siemens NH-2-630 | Siemens NH-2-630 | 630 | [4800.0, 120.0, 7.0, 0.1, 0.004] | 0 | 0 | [1200.0, 2000.0, 4800.0, 12000.0, 26000.0] | 0 | 0

## dtypes
| element | column | dtype
0 | bus | name | object
1 | bus | vn_kv | float64
2 | bus | type | object
3 | bus | zone | object
4 | bus | in_service | bool
5 | load | name | object
6 | load | bus | uint32
7 | load | p_mw | float64
8 | load | q_mvar | float64
9 | load | const_z_percent | float64
10 | load | const_i_percent | float64
11 | load | sn_mva | float64
12 | load | scaling | float64
13 | load | in_service | bool
14 | load | type | object
15 | ext_grid | name | object
16 | ext_grid | bus | uint32
17 | ext_grid | vm_pu | float64
18 | ext_grid | va_degree | float64
19 | ext_grid | slack_weight | float64
20 | ext_grid | in_service | bool
21 | line | name | object
22 | line | std_type | object
23 | line | from_bus | uint32
24 | line | to_bus | uint32
25 | line | length_km | float64
26 | line | r_ohm_per_km | float64
27 | line | x_ohm_per_km | float64
28 | line | c_nf_per_km | float64
29 | line | g_us_per_km | float64
30 | line | max_i_ka | float64
31 | line | df | float64
32 | line | parallel | uint32
33 | line | type | object
34 | line | in_service | bool
35 | trafo | name | object
36 | trafo | std_type | object
37 | trafo | hv_bus | uint32
38 | trafo | lv_bus | uint32
39 | trafo | sn_mva | float64
40 | trafo | vn_hv_kv | float64
41 | trafo | vn_lv_kv | float64
42 | trafo | vk_percent | float64
43 | trafo | vkr_percent | float64
44 | trafo | pfe_kw | float64
45 | trafo | i0_percent | float64
46 | trafo | shift_degree | float64
47 | trafo | tap_side | object
48 | trafo | tap_neutral | int32
49 | trafo | tap_min | int32
50 | trafo | tap_max | int32
51 | trafo | tap_step_percent | float64
52 | trafo | tap_step_degree | float64
53 | trafo | tap_pos | int32
54 | trafo | tap_phase_shifter | bool
55 | trafo | parallel | uint32
56 | trafo | df | float64
57 | trafo | in_service | bool
58 | line_geodata | coords | object
59 | bus_geodata | x | float64
60 | bus_geodata | y | float64
61 | bus_geodata | coords | object

## parameters
| version | format_version | converged | OPF_converged | name | f_hz | sn_mva
0 | 2.14.6 | 2.14.0 | FALSE | FALSE |  | 50 | 1