## bus
| name | vn_kv | type | zone | in_service
0 | bus_LV_2771-3_0_4_node_0 | 0.4 | n |  | TRUE
1 | bus_LV_2771-3_0_4_node_1 | 0.4 | n |  | TRUE
2 | bus_LV_2771-3_0_4_node_3 | 0.4 | n |  | TRUE
3 | bus_LV_2771-3_0_4_node_7 | 0.4 | n |  | TRUE
4 | bus_LV_2771-3_0_4_node_10 | 0.4 | n |  | TRUE
5 | bus_LV_2771-3_0_4_node_8 | 0.4 | n |  | TRUE
6 | bus_LV_2771-3_0_4_node_6 | 0.4 | n |  | TRUE
7 | bus_LV_2771-3_0_4_node_12 | 0.4 | n |  | TRUE
8 | bus_LV_2771-3_0_4_node_9 | 0.4 | n |  | TRUE
9 | bus_LV_2771-3_0_4_node_18 | 0.4 | n |  | TRUE
10 | bus_LV_2771-3_0_4_node_15 | 0.4 | n |  | TRUE
11 | bus_LV_2771-3_0_4_node_191 | 0.4 | n |  | TRUE
12 | bus_LV_2771-3_0_4_node_16 | 0.4 | n |  | TRUE
13 | bus_LV_2771-3_0_4_node_14 | 0.4 | n |  | TRUE
14 | bus_LV_2771-3_0_4_node_19 | 0.4 | n |  | TRUE
15 | bus_LV_2771-3_0_4_node_17 | 0.4 | n |  | TRUE
16 | bus_LV_2771-3_0_4_node_20 | 0.4 | n |  | TRUE
17 | bus_LV_2771-3_0_4_node_204 | 0.4 | n |  | TRUE
18 | bus_LV_2771-3_0_4_node_121 | 0.4 | n |  | TRUE
19 | bus_LV_2771-3_0_4_node_122 | 0.4 | n |  | TRUE
20 | bus_LV_2771-3_0_4_node_120 | 0.4 | n |  | TRUE
21 | bus_LV_2771-3_0_4_node_192 | 0.4 | n |  | TRUE
22 | bus_LV_2771-3_0_4_node_64 | 0.4 | n |  | TRUE
23 | bus_LV_2771-3_0_4_node_22 | 0.4 | n |  | TRUE
24 | bus_LV_2771-3_0_4_node_23 | 0.4 | n |  | TRUE
25 | bus_LV_2771-3_0_4_node_24 | 0.4 | n |  | TRUE
26 | bus_LV_2771-3_0_4_node_25 | 0.4 | n |  | TRUE
27 | bus_LV_2771-3_0_4_node_26 | 0.4 | n |  | TRUE
28 | bus_LV_2771-3_0_4_node_27 | 0.4 | n |  | TRUE
29 | bus_LV_2771-3_0_4_node_28 | 0.4 | n |  | TRUE
30 | bus_LV_2771-3_0_4_node_209 | 0.4 | n |  | TRUE
31 | bus_LV_2771-3_0_4_node_36 | 0.4 | n |  | TRUE
32 | bus_LV_2771-3_0_4_node_148 | 0.4 | n |  | TRUE
33 | bus_LV_2771-3_0_4_node_43 | 0.4 | n |  | TRUE
34 | bus_LV_2771-3_0_4_node_66 | 0.4 | n |  | TRUE
35 | bus_LV_2771-3_0_4_node_35 | 0.4 | n |  | TRUE
36 | bus_LV_2771-3_0_4_node_149 | 0.4 | n |  | TRUE
37 | bus_LV_2771-3_0_4_node_44 | 0.4 | n |  | TRUE
38 | bus_LV_2771-3_0_4_node_29 | 0.4 | n |  | TRUE
39 | bus_LV_2771-3_0_4_node_30 | 0.4 | n |  | TRUE
40 | bus_LV_2771-3_0_4_node_31 | 0.4 | n |  | TRUE
41 | bus_LV_2771-3_0_4_node_33 | 0.4 | n |  | TRUE
42 | bus_LV_2771-3_0_4_node_32 | 0.4 | n |  | TRUE
43 | bus_LV_2771-3_0_4_node_67 | 0.4 | n |  | TRUE
44 | bus_LV_2771-3_0_4_node_59 | 0.4 | n |  | TRUE
45 | bus_LV_2771-3_0_4_node_81 | 0.4 | n |  | TRUE
46 | bus_LV_2771-3_0_4_node_82 | 0.4 | n |  | TRUE
47 | bus_LV_2771-3_0_4_node_78 | 0.4 | n |  | TRUE
48 | bus_LV_2771-3_0_4_node_75 | 0.4 | n |  | TRUE
49 | bus_LV_2771-3_0_4_node_74 | 0.4 | n |  | TRUE
50 | bus_LV_2771-3_0_4_node_58 | 0.4 | n |  | TRUE
51 | bus_LV_2771-3_0_4_node_207 | 0.4 | n |  | TRUE
52 | bus_LV_2771-3_0_4_node_208 | 0.4 | n |  | TRUE
53 | bus_LV_2771-3_0_4_node_165 | 0.4 | n |  | TRUE
54 | bus_LV_2771-3_0_4_node_80 | 0.4 | n |  | TRUE
55 | bus_LV_2771-3_0_4_node_76 | 0.4 | n |  | TRUE
56 | bus_LV_2771-3_0_4_node_34 | 0.4 | n |  | TRUE
57 | bus_LV_2771-3_0_4_node_159 | 0.4 | n |  | TRUE
58 | bus_LV_2771-3_0_4_node_160 | 0.4 | n |  | TRUE
59 | bus_LV_2771-3_0_4_node_158 | 0.4 | n |  | TRUE
60 | bus_LV_2771-3_0_4_node_37 | 0.4 | n |  | TRUE
61 | bus_LV_2771-3_0_4_node_38 | 0.4 | n |  | TRUE
62 | bus_LV_2771-3_0_4_node_39 | 0.4 | n |  | TRUE
63 | bus_LV_2771-3_0_4_node_40 | 0.4 | n |  | TRUE
64 | bus_LV_2771-3_0_4_node_41 | 0.4 | n |  | TRUE
65 | bus_LV_2771-3_0_4_node_42 | 0.4 | n |  | TRUE
66 | bus_LV_2771-3_0_4_node_213 | 0.4 | n |  | TRUE
67 | bus_LV_2771-3_0_4_node_194 | 0.4 | n |  | TRUE
68 | bus_LV_2771-3_0_4_node_153 | 0.4 | n |  | TRUE
69 | bus_LV_2771-3_0_4_node_230 | 0.4 | n |  | TRUE
70 | bus_LV_2771-3_0_4_node_46 | 0.4 | n |  | TRUE
71 | bus_LV_2771-3_0_4_node_193 | 0.4 | n |  | TRUE
72 | bus_LV_2771-3_0_4_node_154 | 0.4 | n |  | TRUE
73 | bus_LV_2771-3_0_4_node_48 | 0.4 | n |  | TRUE
74 | bus_LV_2771-3_0_4_node_45 | 0.4 | n |  | TRUE
75 | bus_LV_2771-3_0_4_node_47 | 0.4 | n |  | TRUE
76 | bus_LV_2771-3_0_4_node_53 | 0.4 | n |  | TRUE
77 | bus_LV_2771-3_0_4_node_54 | 0.4 | n |  | TRUE
78 | bus_LV_2771-3_0_4_node_50 | 0.4 | n |  | TRUE
79 | bus_LV_2771-3_0_4_node_49 | 0.4 | n |  | TRUE
80 | bus_LV_2771-3_0_4_node_51 | 0.4 | n |  | TRUE
81 | bus_LV_2771-3_0_4_node_52 | 0.4 | n |  | TRUE
82 | bus_LV_2771-3_0_4_node_56 | 0.4 | n |  | TRUE
83 | bus_LV_2771-3_0_4_node_57 | 0.4 | n |  | TRUE
84 | bus_LV_2771-3_0_4_node_205 | 0.4 | n |  | TRUE
85 | bus_LV_2771-3_0_4_node_202 | 0.4 | n |  | TRUE
86 | bus_LV_2771-3_0_4_node_55 | 0.4 | n |  | TRUE
87 | bus_LV_2771-3_0_4_node_85 | 0.4 | n |  | TRUE
88 | bus_LV_2771-3_0_4_node_206 | 0.4 | n |  | TRUE
89 | bus_LV_2771-3_0_4_node_65 | 0.4 | n |  | TRUE
90 | bus_LV_2771-3_0_4_node_63 | 0.4 | n |  | TRUE
91 | bus_LV_2771-3_0_4_node_203 | 0.4 | n |  | TRUE
92 | bus_LV_2771-3_0_4_node_92 | 0.4 | n |  | TRUE
93 | bus_LV_2771-3_0_4_node_225 | 0.4 | n |  | TRUE
94 | bus_LV_2771-3_0_4_node_84 | 0.4 | n |  | TRUE
95 | bus_LV_2771-3_0_4_node_61 | 0.4 | n |  | TRUE
96 | bus_LV_2771-3_0_4_node_226 | 0.4 | n |  | TRUE
97 | bus_LV_2771-3_0_4_node_60 | 0.4 | n |  | TRUE
98 | bus_LV_2771-3_0_4_node_210 | 0.4 | n |  | TRUE
99 | bus_LV_2771-3_0_4_node_211 | 0.4 | n |  | TRUE
100 | bus_LV_2771-3_0_4_node_212 | 0.4 | n |  | TRUE
101 | bus_LV_2771-3_0_4_node_157 | 0.4 | n |  | TRUE
102 | bus_LV_2771-3_0_4_node_68 | 0.4 | n |  | TRUE
103 | bus_LV_2771-3_0_4_node_69 | 0.4 | n |  | TRUE
104 | bus_LV_2771-3_0_4_node_70 | 0.4 | n |  | TRUE
105 | bus_LV_2771-3_0_4_node_71 | 0.4 | n |  | TRUE
106 | bus_LV_2771-3_0_4_node_72 | 0.4 | n |  | TRUE
107 | bus_LV_2771-3_0_4_node_73 | 0.4 | n |  | TRUE
108 | bus_LV_2771-3_0_4_node_87 | 0.4 | n |  | TRUE
109 | bus_LV_2771-3_0_4_node_86 | 0.4 | n |  | TRUE
110 | bus_LV_2771-3_0_4_node_96 | 0.4 | n |  | TRUE
111 | bus_LV_2771-3_0_4_node_105 | 0.4 | n |  | TRUE
112 | bus_LV_2771-3_0_4_node_131 | 0.4 | n |  | TRUE
113 | bus_LV_2771-3_0_4_node_94 | 0.4 | n |  | TRUE
114 | bus_LV_2771-3_0_4_node_107 | 0.4 | n |  | TRUE
115 | bus_LV_2771-3_0_4_node_104 | 0.4 | n |  | TRUE
116 | bus_LV_2771-3_0_4_node_83 | 0.4 | n |  | TRUE
117 | bus_LV_2771-3_0_4_node_77 | 0.4 | n |  | TRUE
118 | bus_LV_2771-3_0_4_node_79 | 0.4 | n |  | TRUE
119 | bus_LV_2771-3_0_4_node_168 | 0.4 | n |  | TRUE
120 | bus_LV_2771-3_0_4_node_169 | 0.4 | n |  | TRUE
121 | bus_LV_2771-3_0_4_node_132 | 0.4 | n |  | TRUE
122 | bus_LV_2771-3_0_4_node_231 | 0.4 | n |  | TRUE
123 | bus_LV_2771-3_0_4_node_166 | 0.4 | n |  | TRUE
124 | bus_LV_2771-3_0_4_node_167 | 0.4 | n |  | TRUE
125 | bus_LV_2771-3_0_4_node_133 | 0.4 | n |  | TRUE
126 | bus_LV_2771-3_0_4_node_134 | 0.4 | n |  | TRUE
127 | bus_LV_2771-3_0_4_node_88 | 0.4 | n |  | TRUE
128 | bus_LV_2771-3_0_4_node_89 | 0.4 | n |  | TRUE
129 | bus_LV_2771-3_0_4_node_90 | 0.4 | n |  | TRUE
130 | bus_LV_2771-3_0_4_node_91 | 0.4 | n |  | TRUE
131 | bus_LV_2771-3_0_4_node_95 | 0.4 | n |  | TRUE
132 | bus_LV_2771-3_0_4_node_201 | 0.4 | n |  | TRUE
133 | bus_LV_2771-3_0_4_node_93 | 0.4 | n |  | TRUE
134 | bus_LV_2771-3_0_4_node_123 | 0.4 | n |  | TRUE
135 | bus_LV_2771-3_0_4_node_97 | 0.4 | n |  | TRUE
136 | bus_LV_2771-3_0_4_node_98 | 0.4 | n |  | TRUE
137 | bus_LV_2771-3_0_4_node_100 | 0.4 | n |  | TRUE
138 | bus_LV_2771-3_0_4_node_101 | 0.4 | n |  | TRUE
139 | bus_LV_2771-3_0_4_node_99 | 0.4 | n |  | TRUE
140 | bus_LV_2771-3_0_4_node_102 | 0.4 | n |  | TRUE
141 | bus_LV_2771-3_0_4_node_103 | 0.4 | n |  | TRUE
142 | bus_LV_2771-3_0_4_node_140 | 0.4 | n |  | TRUE
143 | bus_LV_2771-3_0_4_node_138 | 0.4 | n |  | TRUE
144 | bus_LV_2771-3_0_4_node_180 | 0.4 | n |  | TRUE
145 | bus_LV_2771-3_0_4_node_224 | 0.4 | n |  | TRUE
146 | bus_LV_2771-3_0_4_node_106 | 0.4 | n |  | TRUE
147 | bus_LV_2771-3_0_4_node_215 | 0.4 | n |  | TRUE
148 | bus_LV_2771-3_0_4_node_214 | 0.4 | n |  | TRUE
149 | bus_LV_2771-3_0_4_node_141 | 0.4 | n |  | TRUE
150 | bus_LV_2771-3_0_4_node_139 | 0.4 | n |  | TRUE
151 | bus_LV_2771-3_0_4_node_108 | 0.4 | n |  | TRUE
152 | bus_LV_2771-3_0_4_node_109 | 0.4 | n |  | TRUE
153 | bus_LV_2771-3_0_4_node_124 | 0.4 | n |  | TRUE
154 | bus_LV_2771-3_0_4_node_136 | 0.4 | n |  | TRUE
155 | bus_LV_2771-3_0_4_node_137 | 0.4 | n |  | TRUE
156 | bus_LV_2771-3_0_4_node_110 | 0.4 | n |  | TRUE
157 | bus_LV_2771-3_0_4_node_111 | 0.4 | n |  | TRUE
158 | bus_LV_2771-3_0_4_node_200 | 0.4 | n |  | TRUE
159 | bus_LV_2771-3_0_4_node_113 | 0.4 | n |  | TRUE
160 | bus_LV_2771-3_0_4_node_117 | 0.4 | n |  | TRUE
161 | bus_LV_2771-3_0_4_node_115 | 0.4 | n |  | TRUE
162 | bus_LV_2771-3_0_4_node_116 | 0.4 | n |  | TRUE
163 | bus_LV_2771-3_0_4_node_118 | 0.4 | n |  | TRUE
164 | bus_LV_2771-3_0_4_node_119 | 0.4 | n |  | TRUE
165 | bus_LV_2771-3_0_4_node_129 | 0.4 | n |  | TRUE
166 | bus_LV_2771-3_0_4_node_128 | 0.4 | n |  | TRUE
167 | bus_LV_2771-3_0_4_node_127 | 0.4 | n |  | TRUE
168 | bus_LV_2771-3_0_4_node_125 | 0.4 | n |  | TRUE
169 | bus_LV_2771-3_0_4_node_126 | 0.4 | n |  | TRUE
170 | bus_LV_2771-3_0_4_node_130 | 0.4 | n |  | TRUE
171 | bus_LV_2771-3_0_4_node_196 | 0.4 | n |  | TRUE
172 | bus_LV_2771-3_0_4_node_190 | 0.4 | n |  | TRUE
173 | bus_LV_2771-3_0_4_node_223 | 0.4 | n |  | TRUE
174 | bus_LV_2771-3_0_4_node_177 | 0.4 | n |  | TRUE
175 | bus_LV_2771-3_0_4_node_222 | 0.4 | n |  | TRUE
176 | bus_LV_2771-3_0_4_node_172 | 0.4 | n |  | TRUE
177 | bus_LV_2771-3_0_4_node_188 | 0.4 | n |  | TRUE
178 | bus_LV_2771-3_0_4_node_187 | 0.4 | n |  | TRUE
179 | bus_LV_2771-3_0_4_node_142 | 0.4 | n |  | TRUE
180 | bus_LV_2771-3_0_4_node_143 | 0.4 | n |  | TRUE
181 | bus_LV_2771-3_0_4_node_144 | 0.4 | n |  | TRUE
182 | bus_LV_2771-3_0_4_node_186 | 0.4 | n |  | TRUE
183 | bus_LV_2771-3_0_4_node_184 | 0.4 | n |  | TRUE
184 | bus_LV_2771-3_0_4_node_189 | 0.4 | n |  | TRUE
185 | bus_LV_2771-3_0_4_node_183 | 0.4 | n |  | TRUE
186 | bus_LV_2771-3_0_4_node_145 | 0.4 | n |  | TRUE
187 | bus_LV_2771-3_0_4_node_146 | 0.4 | n |  | TRUE
188 | bus_LV_2771-3_0_4_node_147 | 0.4 | n |  | TRUE
189 | bus_LV_2771-3_0_4_node_152 | 0.4 | n |  | TRUE
190 | bus_LV_2771-3_0_4_node_150 | 0.4 | n |  | TRUE
191 | bus_LV_2771-3_0_4_node_232 | 0.4 | n |  | TRUE
192 | bus_LV_2771-3_0_4_node_151 | 0.4 | n |  | TRUE
193 | bus_LV_2771-3_0_4_node_155 | 0.4 | n |  | TRUE
194 | bus_LV_2771-3_0_4_node_233 | 0.4 | n |  | TRUE
195 | bus_LV_2771-3_0_4_node_156 | 0.4 | n |  | TRUE
196 | bus_LV_2771-3_0_4_node_161 | 0.4 | n |  | TRUE
197 | bus_LV_2771-3_0_4_node_162 | 0.4 | n |  | TRUE
198 | bus_LV_2771-3_0_4_node_163 | 0.4 | n |  | TRUE
199 | bus_LV_2771-3_0_4_node_164 | 0.4 | n |  | TRUE
200 | bus_LV_2771-3_0_4_node_229 | 0.4 | n |  | TRUE
201 | bus_LV_2771-3_0_4_node_228 | 0.4 | n |  | TRUE
202 | bus_LV_2771-3_0_4_node_227 | 0.4 | n |  | TRUE
203 | bus_LV_2771-3_0_4_node_179 | 0.4 | n |  | TRUE
204 | bus_LV_2771-3_0_4_node_170 | 0.4 | n |  | TRUE
205 | bus_LV_2771-3_0_4_node_171 | 0.4 | n |  | TRUE
206 | bus_LV_2771-3_0_4_node_173 | 0.4 | n |  | TRUE
207 | bus_LV_2771-3_0_4_node_178 | 0.4 | n |  | TRUE
208 | bus_LV_2771-3_0_4_node_174 | 0.4 | n |  | TRUE
209 | bus_LV_2771-3_0_4_node_198 | 0.4 | n |  | TRUE
210 | bus_LV_2771-3_0_4_node_199 | 0.4 | n |  | TRUE
211 | bus_LV_2771-3_0_4_node_175 | 0.4 | n |  | TRUE
212 | bus_LV_2771-3_0_4_node_176 | 0.4 | n |  | TRUE
213 | bus_LV_2771-3_0_4_node_195 | 0.4 | n |  | TRUE
214 | bus_LV_2771-3_0_4_node_185 | 0.4 | n |  | TRUE
215 | bus_LV_2771-3_0_4_node_197 | 0.4 | n |  | TRUE
216 | bus_LV_2771-3_0_4_node_221 | 0.4 | n |  | TRUE
217 | bus_LV_2771-3_0_4_node_181 | 0.4 | n |  | TRUE
218 | bus_LV_2771-3_0_4_node_182 | 0.4 | n |  | TRUE
219 | bus_LV_2771-3_0_4_node_216 | 0.4 | n |  | TRUE
220 | bus_LV_2771-3_0_4_node_217 | 0.4 | n |  | TRUE
221 | bus_LV_2771-3_0_4_node_218 | 0.4 | n |  | TRUE
222 | bus_LV_2771-3_0_4_node_219 | 0.4 | n |  | TRUE
223 | bus_LV_2771-3_0_4_node_220 | 0.4 | n |  | TRUE
224 | bus_MV_569_0_node_110 | 20 | n |  | TRUE

## load
| name | bus | p_mw | q_mvar | const_z_percent | const_i_percent | sn_mva | scaling | in_service | type
0 | LV_2771-3_0_4_load_0 | 0 | 0.0024058 | 0.00060295 | 0 | 0 |  | 1 | TRUE | wye
1 | LV_2771-3_0_4_load_1 | 1 | 0.0014753 | 0.00036974 | 0 | 0 |  | 1 | TRUE | wye
2 | LV_2771-3_0_4_load_8 | 5 | 0.00050703 | 0.00012707 | 0 | 0 |  | 1 | TRUE | wye
3 | LV_2771-3_0_4_load_6 | 6 | 0.0029407 | 0.00073702 | 0 | 0 |  | 1 | TRUE | wye
4 | LV_2771-3_0_4_load_9 | 8 | 0.0031997 | 0.00080193 | 0 | 0 |  | 1 | TRUE | wye
5 | LV_2771-3_0_4_load_18 | 9 | 0.00084778 | 0.00021247 | 0 | 0 |  | 1 | TRUE | wye
6 | LV_2771-3_0_4_load_191 | 11 | 0.0003454 | 8.6564e-05 | 0 | 0 |  | 1 | TRUE | wye
7 | LV_2771-3_0_4_load_16 | 12 | 0.0011219 | 0.00028118 | 0 | 0 |  | 1 | TRUE | wye
8 | LV_2771-3_0_4_load_14 | 13 | 0.0011012 | 0.000276 | 0 | 0 |  | 1 | TRUE | wye
9 | LV_2771-3_0_4_load_19 | 14 | 0.00091478 | 0.00022927 | 0 | 0 |  | 1 | TRUE | wye
10 | LV_2771-3_0_4_load_204 | 17 | 0.0058614 | 0.001469 | 0 | 0 |  | 1 | TRUE | wye
11 | LV_2771-3_0_4_load_122 | 19 | 0.0037199 | 0.0009323 | 0 | 0 |  | 1 | TRUE | wye
12 | LV_2771-3_0_4_load_120 | 20 | 0.0032685 | 0.00081917 | 0 | 0 |  | 1 | TRUE | wye
13 | LV_2771-3_0_4_load_192 | 21 | 0.0050157 | 0.001257 | 0 | 0 |  | 1 | TRUE | wye
14 | LV_2771-3_0_4_load_22 | 23 | 0.0010686 | 0.0002678 | 0 | 0 |  | 1 | TRUE | wye
15 | LV_2771-3_0_4_load_26 | 27 | 0.0037019 | 0.00092779 | 0 | 0 |  | 1 | TRUE | wye
16 | LV_2771-3_0_4_load_27 | 28 | 0.00099224 | 0.00024868 | 0 | 0 |  | 1 | TRUE | wye
17 | LV_2771-3_0_4_load_28 | 29 | 0.0024067 | 0.00060319 | 0 | 0 |  | 1 | TRUE | wye
18 | LV_2771-3_0_4_load_209 | 30 | 0.0039264 | 0.00098406 | 0 | 0 |  | 1 | TRUE | wye
19 | LV_2771-3_0_4_load_148 | 32 | 0.0021479 | 0.00053831 | 0 | 0 |  | 1 | TRUE | wye
20 | LV_2771-3_0_4_load_43 | 33 | 0.0019889 | 0.00049847 | 0 | 0 |  | 1 | TRUE | wye
21 | LV_2771-3_0_4_load_35 | 35 | 0.00097801 | 0.00024511 | 0 | 0 |  | 1 | TRUE | wye
22 | LV_2771-3_0_4_load_29 | 38 | 0.002363 | 0.00059221 | 0 | 0 |  | 1 | TRUE | wye
23 | LV_2771-3_0_4_load_30 | 39 | 0.0016541 | 0.00041456 | 0 | 0 |  | 1 | TRUE | wye
24 | LV_2771-3_0_4_load_31 | 40 | 0.0020228 | 0.00050696 | 0 | 0 |  | 1 | TRUE | wye
25 | LV_2771-3_0_4_load_67 | 43 | 0.0022124 | 0.00055449 | 0 | 0 |  | 1 | TRUE | wye
26 | LV_2771-3_0_4_load_82 | 46 | 0.0020181 | 0.00050578 | 0 | 0 |  | 1 | TRUE | wye
27 | LV_2771-3_0_4_load_74 | 49 | 0.005271 | 0.001321 | 0 | 0 |  | 1 | TRUE | wye
28 | LV_2771-3_0_4_load_58 | 50 | 0.0042299 | 0.0010601 | 0 | 0 |  | 1 | TRUE | wye
29 | LV_2771-3_0_4_load_207 | 51 | 0.0022589 | 0.00056614 | 0 | 0 |  | 1 | TRUE | wye
30 | LV_2771-3_0_4_load_80 | 54 | 0.0018353 | 0.00045997 | 0 | 0 |  | 1 | TRUE | wye
31 | LV_2771-3_0_4_load_76 | 55 | 0.0016539 | 0.00041451 | 0 | 0 |  | 1 | TRUE | wye
32 | LV_2771-3_0_4_load_34 | 56 | 0.00089157 | 0.00022345 | 0 | 0 |  | 1 | TRUE | wye
33 | LV_2771-3_0_4_load_158 | 59 | 0.0025579 | 0.00064108 | 0 | 0 |  | 1 | TRUE | wye
34 | LV_2771-3_0_4_load_37 | 60 | 0.0026491 | 0.00066392 | 0 | 0 |  | 1 | TRUE | wye
35 | LV_2771-3_0_4_load_41 | 64 | 0.0027643 | 0.00069279 | 0 | 0 |  | 1 | TRUE | wye
36 | LV_2771-3_0_4_load_213 | 66 | 0.0018235 | 0.00045702 | 0 | 0 |  | 1 | TRUE | wye
37 | LV_2771-3_0_4_load_153 | 68 | 0.0031319 | 0.00078493 | 0 | 0 |  | 1 | TRUE | wye
38 | LV_2771-3_0_4_load_230 | 69 | 0.0019373 | 0.00048554 | 0 | 0 |  | 1 | TRUE | wye
39 | LV_2771-3_0_4_load_193 | 71 | 0.0032946 | 0.0008257 | 0 | 0 |  | 1 | TRUE | wye
40 | LV_2771-3_0_4_load_154 | 72 | 0.0025464 | 0.00063818 | 0 | 0 |  | 1 | TRUE | wye
41 | LV_2771-3_0_4_load_48 | 73 | 0.0018925 | 0.00047429 | 0 | 0 |  | 1 | TRUE | wye
42 | LV_2771-3_0_4_load_45 | 74 | 0.0020166 | 0.0005054 | 0 | 0 |  | 1 | TRUE | wye
43 | LV_2771-3_0_4_load_47 | 75 | 0.003238 | 0.00081152 | 0 | 0 |  | 1 | TRUE | wye
44 | LV_2771-3_0_4_load_49 | 79 | 0.003507 | 0.00087894 | 0 | 0 |  | 1 | TRUE | wye
45 | LV_2771-3_0_4_load_52 | 81 | 0.0016331 | 0.00040931 | 0 | 0 |  | 1 | TRUE | wye
46 | LV_2771-3_0_4_load_56 | 82 | 0.00064049 | 0.00016052 | 0 | 0 |  | 1 | TRUE | wye
47 | LV_2771-3_0_4_load_205 | 84 | 0.0023605 | 0.0005916 | 0 | 0 |  | 1 | TRUE | wye
48 | LV_2771-3_0_4_load_206 | 88 | 0.004672 | 0.0011709 | 0 | 0 |  | 1 | TRUE | wye
49 | LV_2771-3_0_4_load_65 | 89 | 0.0020752 | 0.00052011 | 0 | 0 |  | 1 | TRUE | wye
50 | LV_2771-3_0_4_load_63 | 90 | 0.0020247 | 0.00050744 | 0 | 0 |  | 1 | TRUE | wye
51 | LV_2771-3_0_4_load_203 | 91 | 0.0015825 | 0.00039661 | 0 | 0 |  | 1 | TRUE | wye
52 | LV_2771-3_0_4_load_225 | 93 | 0.0062796 | 0.0015738 | 0 | 0 |  | 1 | TRUE | wye
53 | LV_2771-3_0_4_load_226 | 96 | 0.0041887 | 0.0010498 | 0 | 0 |  | 1 | TRUE | wye
54 | LV_2771-3_0_4_load_60 | 97 | 0.001143 | 0.00028646 | 0 | 0 |  | 1 | TRUE | wye
55 | LV_2771-3_0_4_load_210 | 98 | 0.0024241 | 0.00060753 | 0 | 0 |  | 1 | TRUE | wye
56 | LV_2771-3_0_4_load_212 | 100 | 0.0015066 | 0.0003776 | 0 | 0 |  | 1 | TRUE | wye
57 | LV_2771-3_0_4_load_68 | 102 | 0.0017584 | 0.00044071 | 0 | 0 |  | 1 | TRUE | wye
58 | LV_2771-3_0_4_load_69 | 103 | 0.0011676 | 0.00029262 | 0 | 0 |  | 1 | TRUE | wye
59 | LV_2771-3_0_4_load_72 | 106 | 0.0026715 | 0.00066954 | 0 | 0 |  | 1 | TRUE | wye
60 | LV_2771-3_0_4_load_73 | 107 | 0.0027229 | 0.00068243 | 0 | 0 |  | 1 | TRUE | wye
61 | LV_2771-3_0_4_load_87 | 108 | 0.0019278 | 0.00048314 | 0 | 0 |  | 1 | TRUE | wye
62 | LV_2771-3_0_4_load_86 | 109 | 0.0023599 | 0.00059143 | 0 | 0 |  | 1 | TRUE | wye
63 | LV_2771-3_0_4_load_94 | 113 | 0.0019943 | 0.00049983 | 0 | 0 |  | 1 | TRUE | wye
64 | LV_2771-3_0_4_load_107 | 114 | 0.0026892 | 0.00067398 | 0 | 0 |  | 1 | TRUE | wye
65 | LV_2771-3_0_4_load_104 | 115 | 0.0016741 | 0.00041956 | 0 | 0 |  | 1 | TRUE | wye
66 | LV_2771-3_0_4_load_83 | 116 | 0.0061967 | 0.001553 | 0 | 0 |  | 1 | TRUE | wye
67 | LV_2771-3_0_4_load_77 | 117 | 0.0016543 | 0.00041461 | 0 | 0 |  | 1 | TRUE | wye
68 | LV_2771-3_0_4_load_79 | 118 | 0.0025376 | 0.00063598 | 0 | 0 |  | 1 | TRUE | wye
69 | LV_2771-3_0_4_load_169 | 120 | 0.0014766 | 0.00037008 | 0 | 0 |  | 1 | TRUE | wye
70 | LV_2771-3_0_4_load_231 | 122 | 0.0030342 | 0.00076044 | 0 | 0 |  | 1 | TRUE | wye
71 | LV_2771-3_0_4_load_167 | 124 | 0.0020966 | 0.00052545 | 0 | 0 |  | 1 | TRUE | wye
72 | LV_2771-3_0_4_load_133 | 125 | 0.00067166 | 0.00016833 | 0 | 0 |  | 1 | TRUE | wye
73 | LV_2771-3_0_4_load_88 | 127 | 0.0018095 | 0.00045351 | 0 | 0 |  | 1 | TRUE | wye
74 | LV_2771-3_0_4_load_91 | 130 | 0.0016023 | 0.00040157 | 0 | 0 |  | 1 | TRUE | wye
75 | LV_2771-3_0_4_load_95 | 131 | 0.0021527 | 0.00053951 | 0 | 0 |  | 1 | TRUE | wye
76 | LV_2771-3_0_4_load_201 | 132 | 0.0023423 | 0.00058703 | 0 | 0 |  | 1 | TRUE | wye
77 | LV_2771-3_0_4_load_123 | 134 | 0.0034947 | 0.00087585 | 0 | 0 |  | 1 | TRUE | wye
78 | LV_2771-3_0_4_load_97 | 135 | 0.0012969 | 0.00032504 | 0 | 0 |  | 1 | TRUE | wye
79 | LV_2771-3_0_4_load_100 | 137 | 0.0019336 | 0.0004846 | 0 | 0 |  | 1 | TRUE | wye
80 | LV_2771-3_0_4_load_101 | 138 | 0.0016136 | 0.00040441 | 0 | 0 |  | 1 | TRUE | wye
81 | LV_2771-3_0_4_load_140 | 142 | 0.0021226 | 0.00053196 | 0 | 0 |  | 1 | TRUE | wye
82 | LV_2771-3_0_4_load_138 | 143 | 0.0015584 | 0.00039057 | 0 | 0 |  | 1 | TRUE | wye
83 | LV_2771-3_0_4_load_180 | 144 | 0.0013256 | 0.00033224 | 0 | 0 |  | 1 | TRUE | wye
84 | LV_2771-3_0_4_load_224 | 145 | 0.0018668 | 0.00046786 | 0 | 0 |  | 1 | TRUE | wye
85 | LV_2771-3_0_4_load_215 | 147 | 0.0070391 | 0.0017642 | 0 | 0 |  | 1 | TRUE | wye
86 | LV_2771-3_0_4_load_214 | 148 | 0.0022584 | 0.000566 | 0 | 0 |  | 1 | TRUE | wye
87 | LV_2771-3_0_4_load_141 | 149 | 0.0014605 | 0.00036603 | 0 | 0 |  | 1 | TRUE | wye
88 | LV_2771-3_0_4_load_139 | 150 | 0.0012135 | 0.00030412 | 0 | 0 |  | 1 | TRUE | wye
89 | LV_2771-3_0_4_load_109 | 152 | 0.0012328 | 0.00030896 | 0 | 0 |  | 1 | TRUE | wye
90 | LV_2771-3_0_4_load_124 | 153 | 0.0036734 | 0.00092064 | 0 | 0 |  | 1 | TRUE | wye
91 | LV_2771-3_0_4_load_137 | 155 | 0.0020491 | 0.00051356 | 0 | 0 |  | 1 | TRUE | wye
92 | LV_2771-3_0_4_load_110 | 156 | 0.012184 | 0.0030536 | 0 | 0 |  | 1 | TRUE | wye
93 | LV_2771-3_0_4_load_111 | 157 | 0.0021124 | 0.00052941 | 0 | 0 |  | 1 | TRUE | wye
94 | LV_2771-3_0_4_load_200 | 158 | 0.017248 | 0.0043229 | 0 | 0 |  | 1 | TRUE | wye
95 | LV_2771-3_0_4_load_113 | 159 | 0.0022798 | 0.00057138 | 0 | 0 |  | 1 | TRUE | wye
96 | LV_2771-3_0_4_load_115 | 161 | 0.0025293 | 0.0006339 | 0 | 0 |  | 1 | TRUE | wye
97 | LV_2771-3_0_4_load_116 | 162 | 0.001447 | 0.00036266 | 0 | 0 |  | 1 | TRUE | wye
98 | LV_2771-3_0_4_load_118 | 163 | 0.0014691 | 0.00036819 | 0 | 0 |  | 1 | TRUE | wye
99 | LV_2771-3_0_4_load_129 | 165 | 0.0014413 | 0.00036124 | 0 | 0 |  | 1 | TRUE | wye
100 | LV_2771-3_0_4_load_128 | 166 | 0.0072424 | 0.0018151 | 0 | 0 |  | 1 | TRUE | wye
101 | LV_2771-3_0_4_load_125 | 168 | 0.0010209 | 0.00025586 | 0 | 0 |  | 1 | TRUE | wye
102 | LV_2771-3_0_4_load_130 | 170 | 0.0054863 | 0.001375 | 0 | 0 |  | 1 | TRUE | wye
103 | LV_2771-3_0_4_load_196 | 171 | 0.0021442 | 0.00053739 | 0 | 0 |  | 1 | TRUE | wye
104 | LV_2771-3_0_4_load_190 | 172 | 0.0025837 | 0.00064752 | 0 | 0 |  | 1 | TRUE | wye
105 | LV_2771-3_0_4_load_223 | 173 | 0.0016326 | 0.00040918 | 0 | 0 |  | 1 | TRUE | wye
106 | LV_2771-3_0_4_load_222 | 175 | 0.0012718 | 0.00031874 | 0 | 0 |  | 1 | TRUE | wye
107 | LV_2771-3_0_4_load_188 | 177 | 0.001425 | 0.00035714 | 0 | 0 |  | 1 | TRUE | wye
108 | LV_2771-3_0_4_load_187 | 178 | 0.0014636 | 0.00036682 | 0 | 0 |  | 1 | TRUE | wye
109 | LV_2771-3_0_4_load_142 | 179 | 0.0021328 | 0.00053454 | 0 | 0 |  | 1 | TRUE | wye
110 | LV_2771-3_0_4_load_143 | 180 | 0.0013875 | 0.00034774 | 0 | 0 |  | 1 | TRUE | wye
111 | LV_2771-3_0_4_load_144 | 181 | 0.002514 | 0.00063007 | 0 | 0 |  | 1 | TRUE | wye
112 | LV_2771-3_0_4_load_184 | 183 | 0.0012377 | 0.00031019 | 0 | 0 |  | 1 | TRUE | wye
113 | LV_2771-3_0_4_load_145 | 186 | 0.0032632 | 0.00081784 | 0 | 0 |  | 1 | TRUE | wye
114 | LV_2771-3_0_4_load_150 | 190 | 0.0044166 | 0.0011069 | 0 | 0 |  | 1 | TRUE | wye
115 | LV_2771-3_0_4_load_232 | 191 | 0.0021725 | 0.00054447 | 0 | 0 |  | 1 | TRUE | wye
116 | LV_2771-3_0_4_load_151 | 192 | 0.0022949 | 0.00057515 | 0 | 0 |  | 1 | TRUE | wye
117 | LV_2771-3_0_4_load_155 | 193 | 0.0048344 | 0.0012116 | 0 | 0 |  | 1 | TRUE | wye
118 | LV_2771-3_0_4_load_233 | 194 | 0.0025019 | 0.00062702 | 0 | 0 |  | 1 | TRUE | wye
119 | LV_2771-3_0_4_load_156 | 195 | 0.0018141 | 0.00045464 | 0 | 0 |  | 1 | TRUE | wye
120 | LV_2771-3_0_4_load_161 | 196 | 0.0025602 | 0.00064165 | 0 | 0 |  | 1 | TRUE | wye
121 | LV_2771-3_0_4_load_229 | 200 | 0.0017287 | 0.00043326 | 0 | 0 |  | 1 | TRUE | wye
122 | LV_2771-3_0_4_load_228 | 201 | 0.0017238 | 0.00043201 | 0 | 0 |  | 1 | TRUE | wye
123 | LV_2771-3_0_4_load_227 | 202 | 0.0045988 | 0.0011526 | 0 | 0 |  | 1 | TRUE | wye
124 | LV_2771-3_0_4_load_179 | 203 | 0.0020288 | 0.00050846 | 0 | 0 |  | 1 | TRUE | wye
125 | LV_2771-3_0_4_load_170 | 204 | 0.0010903 | 0.00027325 | 0 | 0 |  | 1 | TRUE | wye
126 | LV_2771-3_0_4_load_173 | 206 | 0.0031419 | 0.00078743 | 0 | 0 |  | 1 | TRUE | wye
127 | LV_2771-3_0_4_load_178 | 207 | 0.0019275 | 0.00048309 | 0 | 0 |  | 1 | TRUE | wye
128 | LV_2771-3_0_4_load_198 | 209 | 0.0023623 | 0.00059204 | 0 | 0 |  | 1 | TRUE | wye
129 | LV_2771-3_0_4_load_195 | 213 | 0.0018897 | 0.0004736 | 0 | 0 |  | 1 | TRUE | wye
130 | LV_2771-3_0_4_load_185 | 214 | 0.002976 | 0.00074584 | 0 | 0 |  | 1 | TRUE | wye
131 | LV_2771-3_0_4_load_197 | 215 | 0.0026199 | 0.00065661 | 0 | 0 |  | 1 | TRUE | wye
132 | LV_2771-3_0_4_load_221 | 216 | 0.00097798 | 0.00024511 | 0 | 0 |  | 1 | TRUE | wye
133 | LV_2771-3_0_4_load_181 | 217 | 0.00072727 | 0.00018227 | 0 | 0 |  | 1 | TRUE | wye
134 | LV_2771-3_0_4_load_182 | 218 | 0.0011669 | 0.00029245 | 0 | 0 |  | 1 | TRUE | wye
135 | LV_2771-3_0_4_load_216 | 219 | 0.0011003 | 0.00027576 | 0 | 0 |  | 1 | TRUE | wye
136 | LV_2771-3_0_4_load_218 | 221 | 0.0015192 | 0.00038076 | 0 | 0 |  | 1 | TRUE | wye
137 | LV_2771-3_0_4_load_220 | 223 | 0.0012698 | 0.00031825 | 0 | 0 |  | 1 | TRUE | wye

## ext_grid
| name | bus | vm_pu | va_degree | slack_weight | in_service
0 |  | 102 | 1 | 0 | 1 | TRUE

## line
| name | std_type | from_bus | to_bus | length_km | r_ohm_per_km | x_ohm_per_km | c_nf_per_km | g_us_per_km | max_i_ka | df | parallel | type | in_service
0 | LV_2771-3_0_4_line_0 |  | 0 | 1 | 0.0070327 | 0.125 | 0.08 | 261 | 0 | 0.364 | 1 | 1 | cs | TRUE
1 | LV_2771-3_0_4_line_1 |  | 1 | 2 | 0.029411 | 0.125 | 0.08 | 261 | 0 | 0.364 | 1 | 1 | cs | TRUE
2 | LV_2771-3_0_4_line_2 |  | 2 | 3 | 0.026565 | 0.125 | 0.08 | 261 | 0 | 0.364 | 1 | 1 | cs | TRUE
3 | LV_2771-3_0_4_line_3 |  | 2 | 4 | 0.017916 | 0.125 | 0.08 | 261 | 0 | 0.364 | 1 | 1 | cs | TRUE
4 | LV_2771-3_0_4_line_4 |  | 3 | 5 | 0.033722 | 0.125 | 0.08 | 261 | 0 | 0.364 | 1 | 1 | cs | TRUE
5 | LV_2771-3_0_4_line_5 |  | 3 | 6 | 0.037853 | 0.125 | 0.08 | 261 | 0 | 0.364 | 1 | 1 | cs | TRUE
6 | LV_2771-3_0_4_line_6 |  | 4 | 7 | 0.006936 | 0.125 | 0.08 | 261 | 0 | 0.364 | 1 | 1 | cs | TRUE
7 | LV_2771-3_0_4_line_7 |  | 4 | 8 | 0.025017 | 0.125 | 0.08 | 261 | 0 | 0.364 | 1 | 1 | cs | TRUE
8 | LV_2771-3_0_4_line_8 |  | 5 | 11 | 0.017639 | 0.125 | 0.08 | 261 | 0 | 0.364 | 1 | 1 | cs | TRUE
9 | LV_2771-3_0_4_line_9 |  | 7 | 12 | 0.015965 | 0.125 | 0.08 | 261 | 0 | 0.364 | 1 | 1 | cs | TRUE
10 | LV_2771-3_0_4_line_10 |  | 7 | 13 | 0.018633 | 0.125 | 0.08 | 261 | 0 | 0.364 | 1 | 1 | cs | TRUE
11 | LV_2771-3_0_4_line_11 |  | 9 | 10 | 0.017372 | 0.125 | 0.08 | 261 | 0 | 0.364 | 1 | 1 | cs | TRUE
12 | LV_2771-3_0_4_line_12 |  | 10 | 13 | 0.02079 | 0.125 | 0.08 | 261 | 0 | 0.364 | 1 | 1 | cs | TRUE
13 | LV_2771-3_0_4_line_13 |  | 12 | 14 | 0.019746 | 0.125 | 0.08 | 261 | 0 | 0.364 | 1 | 1 | cs | TRUE
14 | LV_2771-3_0_4_line_14 |  | 14 | 15 | 0.021542 | 0.125 | 0.08 | 261 | 0 | 0.364 | 1 | 2 | cs | TRUE
15 | LV_2771-3_0_4_line_15 |  | 15 | 16 | 0.045006 | 0.125 | 0.08 | 261 | 0 | 0.364 | 1 | 2 | cs | TRUE
16 | LV_2771-3_0_4_line_16 |  | 16 | 17 | 0.015918 | 0.125 | 0.08 | 261 | 0 | 0.364 | 1 | 1 | cs | TRUE
17 | LV_2771-3_0_4_line_17 |  | 16 | 18 | 0.066559 | 0.125 | 0.08 | 261 | 0 | 0.364 | 1 | 3 | cs | TRUE
18 | LV_2771-3_0_4_line_18 |  | 18 | 19 | 0.009253 | 0.125 | 0.08 | 261 | 0 | 0.364 | 1 | 1 | cs | TRUE
19 | LV_2771-3_0_4_line_19 |  | 18 | 20 | 0.026254 | 0.125 | 0.08 | 261 | 0 | 0.364 | 1 | 3 | cs | TRUE
20 | LV_2771-3_0_4_line_20 |  | 20 | 133 | 0.004052 | 0.125 | 0.08 | 261 | 0 | 0.364 | 1 | 3 | cs | TRUE
21 | LV_2771-3_0_4_line_21 |  | 21 | 22 | 0.026716 | 0.125 | 0.08 | 261 | 0 | 0.364 | 1 | 1 | cs | TRUE
22 | LV_2771-3_0_4_line_22 |  | 22 | 95 | 0.043205 | 0.125 | 0.08 | 261 | 0 | 0.364 | 1 | 1 | cs | TRUE
23 | LV_2771-3_0_4_line_23 |  | 23 | 24 | 0.016365 | 0.125 | 0.08 | 261 | 0 | 0.364 | 1 | 1 | cs | TRUE
24 | LV_2771-3_0_4_line_24 |  | 23 | 25 | 0.0064513 | 0.125 | 0.08 | 261 | 0 | 0.364 | 1 | 1 | cs | TRUE
25 | LV_2771-3_0_4_line_25 |  | 24 | 26 | 0.01684 | 0.125 | 0.08 | 261 | 0 | 0.364 | 1 | 3 | cs | TRUE
26 | LV_2771-3_0_4_line_26 |  | 24 | 27 | 0.010859 | 0.125 | 0.08 | 261 | 0 | 0.364 | 1 | 3 | cs | TRUE
27 | LV_2771-3_0_4_line_27 |  | 25 | 28 | 0.0024013 | 0.125 | 0.08 | 261 | 0 | 0.364 | 1 | 1 | cs | TRUE
28 | LV_2771-3_0_4_line_28 |  | 25 | 29 | 0.004895 | 0.125 | 0.08 | 261 | 0 | 0.364 | 1 | 1 | cs | TRUE
29 | LV_2771-3_0_4_line_29 |  | 26 | 30 | 0.005152 | 0.125 | 0.08 | 261 | 0 | 0.364 | 1 | 1 | cs | TRUE
30 | LV_2771-3_0_4_line_30 |  | 26 | 31 | 0.01813 | 0.125 | 0.08 | 261 | 0 | 0.364 | 1 | 3 | cs | TRUE
31 | LV_2771-3_0_4_line_31 |  | 27 | 32 | 0.027886 | 0.125 | 0.08 | 261 | 0 | 0.364 | 1 | 3 | cs | TRUE
32 | LV_2771-3_0_4_line_32 |  | 28 | 33 | 0.01854 | 0.125 | 0.08 | 261 | 0 | 0.364 | 1 | 1 | cs | TRUE
33 | LV_2771-3_0_4_line_33 |  | 31 | 34 | 0.033889 | 0.125 | 0.08 | 261 | 0 | 0.364 | 1 | 3 | cs | TRUE
34 | LV_2771-3_0_4_line_34 |  | 31 | 35 | 0.011045 | 0.125 | 0.08 | 261 | 0 | 0.364 | 1 | 1 | cs | TRUE
35 | LV_2771-3_0_4_line_35 |  | 32 | 36 | 0.0037462 | 0.125 | 0.08 | 261 | 0 | 0.364 | 1 | 3 | cs | TRUE
36 | LV_2771-3_0_4_line_36 |  | 33 | 37 | 0.016219 | 0.125 | 0.08 | 261 | 0 | 0.364 | 1 | 1 | cs | TRUE
37 | LV_2771-3_0_4_line_37 |  | 34 | 57 | 0.009141 | 0.125 | 0.08 | 261 | 0 | 0.364 | 1 | 1 | cs | TRUE
38 | LV_2771-3_0_4_line_38 |  | 34 | 58 | 0.034131 | 0.125 | 0.08 | 261 | 0 | 0.364 | 1 | 3 | cs | TRUE
39 | LV_2771-3_0_4_line_39 |  | 34 | 59 | 0.013176 | 0.125 | 0.08 | 261 | 0 | 0.364 | 1 | 1 | cs | TRUE
40 | LV_2771-3_0_4_line_40 |  | 35 | 56 | 0.013559 | 0.125 | 0.08 | 261 | 0 | 0.364 | 1 | 1 | cs | TRUE
41 | LV_2771-3_0_4_line_41 |  | 36 | 193 | 0.020085 | 0.125 | 0.08 | 261 | 0 | 0.364 | 1 | 1 | cs | TRUE
42 | LV_2771-3_0_4_line_42 |  | 36 | 72 | 0.020396 | 0.125 | 0.08 | 261 | 0 | 0.364 | 1 | 3 | cs | TRUE
43 | LV_2771-3_0_4_line_43 |  | 37 | 50 | 0.005787 | 0.125 | 0.08 | 261 | 0 | 0.364 | 1 | 1 | cs | TRUE
44 | LV_2771-3_0_4_line_44 |  | 37 | 42 | 0.039036 | 0.125 | 0.08 | 261 | 0 | 0.364 | 1 | 1 | cs | TRUE
45 | LV_2771-3_0_4_line_45 |  | 38 | 39 | 0.005637 | 0.125 | 0.08 | 261 | 0 | 0.364 | 1 | 1 | cs | TRUE
46 | LV_2771-3_0_4_line_46 |  | 38 | 40 | 0.014648 | 0.125 | 0.08 | 261 | 0 | 0.364 | 1 | 1 | cs | TRUE
47 | LV_2771-3_0_4_line_47 |  | 40 | 41 | 0.017113 | 0.125 | 0.08 | 261 | 0 | 0.364 | 1 | 1 | cs | TRUE
48 | LV_2771-3_0_4_line_48 |  | 41 | 45 | 0.024882 | 0.125 | 0.08 | 261 | 0 | 0.364 | 1 | 3 | cs | TRUE
49 | LV_2771-3_0_4_line_49 |  | 41 | 46 | 0.020831 | 0.125 | 0.08 | 261 | 0 | 0.364 | 1 | 1 | cs | TRUE
50 | LV_2771-3_0_4_line_50 |  | 41 | 47 | 0.034271 | 0.125 | 0.08 | 261 | 0 | 0.364 | 1 | 3 | cs | TRUE
51 | LV_2771-3_0_4_line_51 |  | 42 | 43 | 0.007205 | 0.125 | 0.08 | 261 | 0 | 0.364 | 1 | 1 | cs | TRUE
52 | LV_2771-3_0_4_line_52 |  | 42 | 44 | 0.043113 | 0.125 | 0.08 | 261 | 0 | 0.364 | 1 | 1 | cs | TRUE
53 | LV_2771-3_0_4_line_53 |  | 44 | 48 | 0.006361 | 0.125 | 0.08 | 261 | 0 | 0.364 | 1 | 1 | cs | TRUE
54 | LV_2771-3_0_4_line_54 |  | 44 | 49 | 0.028295 | 0.125 | 0.08 | 261 | 0 | 0.364 | 1 | 1 | cs | TRUE
55 | LV_2771-3_0_4_line_55 |  | 45 | 51 | 0.00814 | 0.125 | 0.08 | 261 | 0 | 0.364 | 1 | 1 | cs | TRUE
56 | LV_2771-3_0_4_line_56 |  | 45 | 52 | 0.012245 | 0.125 | 0.08 | 261 | 0 | 0.364 | 1 | 3 | cs | TRUE
57 | LV_2771-3_0_4_line_57 |  | 46 | 53 | 0.017832 | 0.125 | 0.08 | 261 | 0 | 0.364 | 1 | 1 | cs | TRUE
58 | LV_2771-3_0_4_line_58 |  | 47 | 54 | 0.0053504 | 0.125 | 0.08 | 261 | 0 | 0.364 | 1 | 3 | cs | TRUE
59 | LV_2771-3_0_4_line_59 |  | 47 | 55 | 0.018151 | 0.125 | 0.08 | 261 | 0 | 0.364 | 1 | 1 | cs | TRUE
60 | LV_2771-3_0_4_line_60 |  | 48 | 96 | 0.006356 | 0.125 | 0.08 | 261 | 0 | 0.364 | 1 | 1 | cs | TRUE
61 | LV_2771-3_0_4_line_61 |  | 48 | 94 | 0.020569 | 0.125 | 0.08 | 261 | 0 | 0.364 | 1 | 1 | cs | TRUE
62 | LV_2771-3_0_4_line_62 |  | 52 | 122 | 0.010629 | 0.125 | 0.08 | 261 | 0 | 0.364 | 1 | 1 | cs | TRUE
63 | LV_2771-3_0_4_line_63 |  | 52 | 58 | 0.008677 | 0.125 | 0.08 | 261 | 0 | 0.364 | 1 | 3 | cs | TRUE
64 | LV_2771-3_0_4_line_64 |  | 53 | 123 | 0.007559 | 0.125 | 0.08 | 261 | 0 | 0.364 | 1 | 1 | cs | TRUE
65 | LV_2771-3_0_4_line_65 |  | 53 | 124 | 0.014705 | 0.125 | 0.08 | 261 | 0 | 0.364 | 1 | 1 | cs | TRUE
66 | LV_2771-3_0_4_line_66 |  | 54 | 119 | 0.028015 | 0.125 | 0.08 | 261 | 0 | 0.364 | 1 | 3 | cs | TRUE
67 | LV_2771-3_0_4_line_67 |  | 55 | 117 | 0.02408 | 0.125 | 0.08 | 261 | 0 | 0.364 | 1 | 1 | cs | TRUE
68 | LV_2771-3_0_4_line_68 |  | 57 | 98 | 0.006803 | 0.125 | 0.08 | 261 | 0 | 0.364 | 1 | 1 | cs | TRUE
69 | LV_2771-3_0_4_line_69 |  | 57 | 99 | 0.025981 | 0.125 | 0.08 | 261 | 0 | 0.364 | 1 | 1 | cs | TRUE
70 | LV_2771-3_0_4_line_70 |  | 58 | 100 | 0.037592 | 0.125 | 0.08 | 261 | 0 | 0.364 | 1 | 1 | cs | TRUE
71 | LV_2771-3_0_4_line_71 |  | 59 | 101 | 0.016679 | 0.125 | 0.08 | 261 | 0 | 0.364 | 1 | 1 | cs | TRUE
72 | LV_2771-3_0_4_line_72 |  | 60 | 61 | 0.02083 | 0.125 | 0.08 | 261 | 0 | 0.364 | 1 | 3 | cs | TRUE
73 | LV_2771-3_0_4_line_73 |  | 60 | 62 | 0.0099529 | 0.125 | 0.08 | 261 | 0 | 0.364 | 1 | 3 | cs | TRUE
74 | LV_2771-3_0_4_line_74 |  | 61 | 63 | 0.01554 | 0.125 | 0.08 | 261 | 0 | 0.364 | 1 | 1 | cs | TRUE
75 | LV_2771-3_0_4_line_75 |  | 61 | 64 | 0.0016863 | 0.125 | 0.08 | 261 | 0 | 0.364 | 1 | 3 | cs | TRUE
76 | LV_2771-3_0_4_line_76 |  | 62 | 65 | 0.007963 | 0.125 | 0.08 | 261 | 0 | 0.364 | 1 | 3 | cs | TRUE
77 | LV_2771-3_0_4_line_77 |  | 63 | 66 | 0.021101 | 0.125 | 0.08 | 261 | 0 | 0.364 | 1 | 1 | cs | TRUE
78 | LV_2771-3_0_4_line_78 |  | 63 | 67 | 0.021425 | 0.125 | 0.08 | 261 | 0 | 0.364 | 1 | 1 | cs | TRUE
79 | LV_2771-3_0_4_line_79 |  | 64 | 68 | 0.027491 | 0.125 | 0.08 | 261 | 0 | 0.364 | 1 | 3 | cs | TRUE
80 | LV_2771-3_0_4_line_80 |  | 65 | 69 | 0.007334 | 0.125 | 0.08 | 261 | 0 | 0.364 | 1 | 1 | cs | TRUE
81 | LV_2771-3_0_4_line_81 |  | 65 | 70 | 0.017018 | 0.125 | 0.08 | 261 | 0 | 0.364 | 1 | 3 | cs | TRUE
82 | LV_2771-3_0_4_line_82 |  | 67 | 71 | 0.016494 | 0.125 | 0.08 | 261 | 0 | 0.364 | 1 | 1 | cs | TRUE
83 | LV_2771-3_0_4_line_83 |  | 68 | 72 | 0.027449 | 0.125 | 0.08 | 261 | 0 | 0.364 | 1 | 3 | cs | TRUE
84 | LV_2771-3_0_4_line_84 |  | 70 | 73 | 0.00235 | 0.125 | 0.08 | 261 | 0 | 0.364 | 1 | 3 | cs | TRUE
85 | LV_2771-3_0_4_line_85 |  | 70 | 74 | 0.018602 | 0.125 | 0.08 | 261 | 0 | 0.364 | 1 | 1 | cs | TRUE
86 | LV_2771-3_0_4_line_86 |  | 73 | 76 | 0.017535 | 0.125 | 0.08 | 261 | 0 | 0.364 | 1 | 3 | cs | TRUE
87 | LV_2771-3_0_4_line_87 |  | 74 | 75 | 0.012813 | 0.125 | 0.08 | 261 | 0 | 0.364 | 1 | 1 | cs | TRUE
88 | LV_2771-3_0_4_line_88 |  | 76 | 77 | 0.050188 | 0.125 | 0.08 | 261 | 0 | 0.364 | 1 | 3 | cs | TRUE
89 | LV_2771-3_0_4_line_89 |  | 76 | 78 | 0.041969 | 0.125 | 0.08 | 261 | 0 | 0.364 | 1 | 1 | cs | TRUE
90 | LV_2771-3_0_4_line_90 |  | 77 | 84 | 0.005635 | 0.125 | 0.08 | 261 | 0 | 0.364 | 1 | 1 | cs | TRUE
91 | LV_2771-3_0_4_line_91 |  | 77 | 85 | 0.003775 | 0.125 | 0.08 | 261 | 0 | 0.364 | 1 | 3 | cs | TRUE
92 | LV_2771-3_0_4_line_92 |  | 78 | 81 | 0.021672 | 0.125 | 0.08 | 261 | 0 | 0.364 | 1 | 1 | cs | TRUE
93 | LV_2771-3_0_4_line_93 |  | 78 | 79 | 0.0013685 | 0.125 | 0.08 | 261 | 0 | 0.364 | 1 | 1 | cs | TRUE
94 | LV_2771-3_0_4_line_94 |  | 79 | 80 | 0.016775 | 0.125 | 0.08 | 261 | 0 | 0.364 | 1 | 1 | cs | TRUE
95 | LV_2771-3_0_4_line_95 |  | 80 | 82 | 0.008874 | 0.125 | 0.08 | 261 | 0 | 0.364 | 1 | 1 | cs | TRUE
96 | LV_2771-3_0_4_line_96 |  | 80 | 83 | 0.003744 | 0.125 | 0.08 | 261 | 0 | 0.364 | 1 | 1 | cs | TRUE
97 | LV_2771-3_0_4_line_97 |  | 83 | 89 | 0.022523 | 0.125 | 0.08 | 261 | 0 | 0.364 | 1 | 1 | cs | TRUE
98 | LV_2771-3_0_4_line_98 |  | 83 | 90 | 0.012939 | 0.125 | 0.08 | 261 | 0 | 0.364 | 1 | 1 | cs | TRUE
99 | LV_2771-3_0_4_line_99 |  | 85 | 91 | 0.006582 | 0.125 | 0.08 | 261 | 0 | 0.364 | 1 | 1 | cs | TRUE
100 | LV_2771-3_0_4_line_100 |  | 85 | 92 | 0.010913 | 0.125 | 0.08 | 261 | 0 | 0.364 | 1 | 3 | cs | TRUE
101 | LV_2771-3_0_4_line_101 |  | 86 | 87 | 0.005739 | 0.125 | 0.08 | 261 | 0 | 0.364 | 1 | 1 | cs | TRUE
102 | LV_2771-3_0_4_line_102 |  | 86 | 88 | 0.027715 | 0.125 | 0.08 | 261 | 0 | 0.364 | 1 | 1 | cs | TRUE
103 | LV_2771-3_0_4_line_103 |  | 87 | 93 | 0.042907 | 0.125 | 0.08 | 261 | 0 | 0.364 | 1 | 1 | cs | TRUE
104 | LV_2771-3_0_4_line_104 |  | 87 | 94 | 0.020693 | 0.125 | 0.08 | 261 | 0 | 0.364 | 1 | 1 | cs | TRUE
105 | LV_2771-3_0_4_line_105 |  | 90 | 95 | 0.012071 | 0.125 | 0.08 | 261 | 0 | 0.364 | 1 | 1 | cs | TRUE
106 | LV_2771-3_0_4_line_106 |  | 92 | 132 | 0.007417 | 0.125 | 0.08 | 261 | 0 | 0.364 | 1 | 1 | cs | TRUE
107 | LV_2771-3_0_4_line_107 |  | 92 | 133 | 0.031159 | 0.125 | 0.08 | 261 | 0 | 0.364 | 1 | 3 | cs | TRUE
108 | LV_2771-3_0_4_line_108 |  | 94 | 116 | 0.028432 | 0.125 | 0.08 | 261 | 0 | 0.364 | 1 | 1 | cs | TRUE
109 | LV_2771-3_0_4_line_109 |  | 95 | 97 | 0.011402 | 0.125 | 0.08 | 261 | 0 | 0.364 | 1 | 1 | cs | TRUE
110 | LV_2771-3_0_4_line_110 |  | 99 | 194 | 0.010618 | 0.125 | 0.08 | 261 | 0 | 0.364 | 1 | 1 | cs | TRUE
111 | LV_2771-3_0_4_line_111 |  | 99 | 189 | 0.049337 | 0.125 | 0.08 | 261 | 0 | 0.364 | 1 | 1 | cs | TRUE
112 | LV_2771-3_0_4_line_112 |  | 101 | 195 | 0.015422 | 0.125 | 0.08 | 261 | 0 | 0.364 | 1 | 1 | cs | TRUE
113 | LV_2771-3_0_4_line_113 |  | 102 | 103 | 0.029382 | 0.125 | 0.08 | 261 | 0 | 0.364 | 1 | 3 | cs | TRUE
114 | LV_2771-3_0_4_line_114 |  | 102 | 104 | 0.012311 | 0.125 | 0.08 | 261 | 0 | 0.364 | 1 | 1 | cs | TRUE
115 | LV_2771-3_0_4_line_115 |  | 103 | 105 | 0.024864 | 0.125 | 0.08 | 261 | 0 | 0.364 | 1 | 3 | cs | TRUE
116 | LV_2771-3_0_4_line_116 |  | 104 | 106 | 0.022357 | 0.125 | 0.08 | 261 | 0 | 0.364 | 1 | 1 | cs | TRUE
117 | LV_2771-3_0_4_line_117 |  | 104 | 107 | 0.028507 | 0.125 | 0.08 | 261 | 0 | 0.364 | 1 | 1 | cs | TRUE
118 | LV_2771-3_0_4_line_118 |  | 105 | 108 | 0.0090074 | 0.125 | 0.08 | 261 | 0 | 0.364 | 1 | 3 | cs | TRUE
119 | LV_2771-3_0_4_line_119 |  | 105 | 109 | 0.011521 | 0.125 | 0.08 | 261 | 0 | 0.364 | 1 | 1 | cs | TRUE
120 | LV_2771-3_0_4_line_120 |  | 106 | 110 | 0.0039202 | 0.125 | 0.08 | 261 | 0 | 0.364 | 1 | 1 | cs | TRUE
121 | LV_2771-3_0_4_line_121 |  | 107 | 111 | 0.0025478 | 0.125 | 0.08 | 261 | 0 | 0.364 | 1 | 1 | cs | TRUE
122 | LV_2771-3_0_4_line_122 |  | 108 | 112 | 0.042344 | 0.125 | 0.08 | 261 | 0 | 0.364 | 1 | 3 | cs | TRUE
123 | LV_2771-3_0_4_line_123 |  | 110 | 113 | 0.028008 | 0.125 | 0.08 | 261 | 0 | 0.364 | 1 | 1 | cs | TRUE
124 | LV_2771-3_0_4_line_124 |  | 111 | 114 | 0.00942 | 0.125 | 0.08 | 261 | 0 | 0.364 | 1 | 1 | cs | TRUE
125 | LV_2771-3_0_4_line_125 |  | 111 | 115 | 0.023362 | 0.125 | 0.08 | 261 | 0 | 0.364 | 1 | 1 | cs | TRUE
126 | LV_2771-3_0_4_line_126 |  | 112 | 121 | 0.018288 | 0.125 | 0.08 | 261 | 0 | 0.364 | 1 | 3 | cs | TRUE
127 | LV_2771-3_0_4_line_127 |  | 112 | 125 | 0.019498 | 0.125 | 0.08 | 261 | 0 | 0.364 | 1 | 3 | cs | TRUE
128 | LV_2771-3_0_4_line_128 |  | 112 | 126 | 0.040607 | 0.125 | 0.08 | 261 | 0 | 0.364 | 1 | 1 | cs | TRUE
129 | LV_2771-3_0_4_line_129 |  | 113 | 129 | 0.0064263 | 0.125 | 0.08 | 261 | 0 | 0.364 | 1 | 1 | cs | TRUE
130 | LV_2771-3_0_4_line_130 |  | 115 | 146 | 0.013999 | 0.125 | 0.08 | 261 | 0 | 0.364 | 1 | 1 | cs | TRUE
131 | LV_2771-3_0_4_line_131 |  | 117 | 118 | 0.003021 | 0.125 | 0.08 | 261 | 0 | 0.364 | 1 | 1 | cs | TRUE
132 | LV_2771-3_0_4_line_132 |  | 119 | 120 | 0.029855 | 0.125 | 0.08 | 261 | 0 | 0.364 | 1 | 1 | cs | TRUE
133 | LV_2771-3_0_4_line_133 |  | 119 | 121 | 0.010424 | 0.125 | 0.08 | 261 | 0 | 0.364 | 1 | 3 | cs | TRUE
134 | LV_2771-3_0_4_line_134 |  | 121 | 171 | 0.011716 | 0.125 | 0.08 | 261 | 0 | 0.364 | 1 | 1 | cs | TRUE
135 | LV_2771-3_0_4_line_135 |  | 123 | 202 | 0.0089 | 0.125 | 0.08 | 261 | 0 | 0.364 | 1 | 1 | cs | TRUE
136 | LV_2771-3_0_4_line_136 |  | 123 | 199 | 0.035862 | 0.125 | 0.08 | 261 | 0 | 0.364 | 1 | 1 | cs | TRUE
137 | LV_2771-3_0_4_line_137 |  | 124 | 203 | 0.019423 | 0.125 | 0.08 | 261 | 0 | 0.364 | 1 | 1 | cs | TRUE
138 | LV_2771-3_0_4_line_138 |  | 125 | 172 | 0.010438 | 0.125 | 0.08 | 261 | 0 | 0.364 | 1 | 1 | cs | TRUE
139 | LV_2771-3_0_4_line_139 |  | 125 | 144 | 0.019857 | 0.125 | 0.08 | 261 | 0 | 0.364 | 1 | 3 | cs | TRUE
140 | LV_2771-3_0_4_line_140 |  | 126 | 173 | 0.011654 | 0.125 | 0.08 | 261 | 0 | 0.364 | 1 | 1 | cs | TRUE
141 | LV_2771-3_0_4_line_141 |  | 126 | 174 | 0.011638 | 0.125 | 0.08 | 261 | 0 | 0.364 | 1 | 1 | cs | TRUE
142 | LV_2771-3_0_4_line_142 |  | 127 | 128 | 0.0071005 | 0.125 | 0.08 | 261 | 0 | 0.364 | 1 | 1 | cs | TRUE
143 | LV_2771-3_0_4_line_143 |  | 127 | 129 | 0.022938 | 0.125 | 0.08 | 261 | 0 | 0.364 | 1 | 1 | cs | TRUE
144 | LV_2771-3_0_4_line_144 |  | 128 | 130 | 0.012753 | 0.125 | 0.08 | 261 | 0 | 0.364 | 1 | 1 | cs | TRUE
145 | LV_2771-3_0_4_line_145 |  | 129 | 131 | 0.020297 | 0.125 | 0.08 | 261 | 0 | 0.364 | 1 | 1 | cs | TRUE
146 | LV_2771-3_0_4_line_146 |  | 133 | 134 | 0.036822 | 0.125 | 0.08 | 261 | 0 | 0.364 | 1 | 1 | cs | TRUE
147 | LV_2771-3_0_4_line_147 |  | 135 | 136 | 0.027151 | 0.125 | 0.08 | 261 | 0 | 0.364 | 1 | 1 | cs | TRUE
148 | LV_2771-3_0_4_line_148 |  | 136 | 137 | 0.018563 | 0.125 | 0.08 | 261 | 0 | 0.364 | 1 | 1 | cs | TRUE
149 | LV_2771-3_0_4_line_149 |  | 136 | 138 | 0.044796 | 0.125 | 0.08 | 261 | 0 | 0.364 | 1 | 3 | cs | TRUE
150 | LV_2771-3_0_4_line_150 |  | 137 | 142 | 0.026326 | 0.125 | 0.08 | 261 | 0 | 0.364 | 1 | 1 | cs | TRUE
151 | LV_2771-3_0_4_line_151 |  | 137 | 143 | 0.024797 | 0.125 | 0.08 | 261 | 0 | 0.364 | 1 | 1 | cs | TRUE
152 | LV_2771-3_0_4_line_152 |  | 138 | 144 | 0.010002 | 0.125 | 0.08 | 261 | 0 | 0.364 | 1 | 3 | cs | TRUE
153 | LV_2771-3_0_4_line_153 |  | 139 | 140 | 0.007291 | 0.125 | 0.08 | 261 | 0 | 0.364 | 1 | 1 | cs | TRUE
154 | LV_2771-3_0_4_line_154 |  | 139 | 141 | 0.016084 | 0.125 | 0.08 | 261 | 0 | 0.364 | 1 | 1 | cs | TRUE
155 | LV_2771-3_0_4_line_155 |  | 140 | 145 | 0.007785 | 0.125 | 0.08 | 261 | 0 | 0.364 | 1 | 1 | cs | TRUE
156 | LV_2771-3_0_4_line_156 |  | 140 | 146 | 0.040045 | 0.125 | 0.08 | 261 | 0 | 0.364 | 1 | 1 | cs | TRUE
157 | LV_2771-3_0_4_line_157 |  | 141 | 147 | 0.008035 | 0.125 | 0.08 | 261 | 0 | 0.364 | 1 | 1 | cs | TRUE
158 | LV_2771-3_0_4_line_158 |  | 141 | 148 | 0.072461 | 0.125 | 0.08 | 261 | 0 | 0.364 | 1 | 1 | cs | TRUE
159 | LV_2771-3_0_4_line_159 |  | 142 | 149 | 2.318e-05 | 0.125 | 0.08 | 261 | 0 | 0.364 | 1 | 1 | cs | TRUE
160 | LV_2771-3_0_4_line_160 |  | 143 | 150 | 0.019626 | 0.125 | 0.08 | 261 | 0 | 0.364 | 1 | 1 | cs | TRUE
161 | LV_2771-3_0_4_line_161 |  | 146 | 151 | 0.015152 | 0.125 | 0.08 | 261 | 0 | 0.364 | 1 | 1 | cs | TRUE
162 | LV_2771-3_0_4_line_162 |  | 146 | 152 | 0.034014 | 0.125 | 0.08 | 261 | 0 | 0.364 | 1 | 1 | cs | TRUE
163 | LV_2771-3_0_4_line_163 |  | 149 | 179 | 0.029056 | 0.125 | 0.08 | 261 | 0 | 0.364 | 1 | 1 | cs | TRUE
164 | LV_2771-3_0_4_line_164 |  | 150 | 163 | 0.10887 | 0.125 | 0.08 | 261 | 0 | 0.364 | 1 | 1 | cs | TRUE
165 | LV_2771-3_0_4_line_165 |  | 151 | 153 | 0.021826 | 0.125 | 0.08 | 261 | 0 | 0.364 | 1 | 1 | cs | TRUE
166 | LV_2771-3_0_4_line_166 |  | 152 | 154 | 0.012029 | 0.125 | 0.08 | 261 | 0 | 0.364 | 1 | 1 | cs | TRUE
167 | LV_2771-3_0_4_line_167 |  | 154 | 155 | 0.007139 | 0.125 | 0.08 | 261 | 0 | 0.364 | 1 | 1 | cs | TRUE
168 | LV_2771-3_0_4_line_168 |  | 156 | 157 | 0.0041946 | 0.125 | 0.08 | 261 | 0 | 0.364 | 1 | 1 | cs | TRUE
169 | LV_2771-3_0_4_line_169 |  | 156 | 158 | 0.10433 | 0.125 | 0.08 | 261 | 0 | 0.364 | 1 | 1 | cs | TRUE
170 | LV_2771-3_0_4_line_170 |  | 157 | 159 | 0.025497 | 0.125 | 0.08 | 261 | 0 | 0.364 | 1 | 1 | cs | TRUE
171 | LV_2771-3_0_4_line_171 |  | 158 | 160 | 0.086184 | 0.125 | 0.08 | 261 | 0 | 0.364 | 1 | 1 | cs | TRUE
172 | LV_2771-3_0_4_line_172 |  | 160 | 164 | 0.077592 | 0.125 | 0.08 | 261 | 0 | 0.364 | 1 | 1 | cs | TRUE
173 | LV_2771-3_0_4_line_173 |  | 160 | 161 | 0.061439 | 0.125 | 0.08 | 261 | 0 | 0.364 | 1 | 1 | cs | TRUE
174 | LV_2771-3_0_4_line_174 |  | 161 | 162 | 0.0023085 | 0.125 | 0.08 | 261 | 0 | 0.364 | 1 | 1 | cs | TRUE
175 | LV_2771-3_0_4_line_175 |  | 162 | 163 | 0.0016952 | 0.125 | 0.08 | 261 | 0 | 0.364 | 1 | 1 | cs | TRUE
176 | LV_2771-3_0_4_line_176 |  | 164 | 165 | 0.038243 | 0.125 | 0.08 | 261 | 0 | 0.364 | 1 | 1 | cs | TRUE
177 | LV_2771-3_0_4_line_177 |  | 164 | 166 | 0.030186 | 0.125 | 0.08 | 261 | 0 | 0.364 | 1 | 1 | cs | TRUE
178 | LV_2771-3_0_4_line_178 |  | 166 | 167 | 0.02134 | 0.125 | 0.08 | 261 | 0 | 0.364 | 1 | 1 | cs | TRUE
179 | LV_2771-3_0_4_line_179 |  | 167 | 170 | 0.016116 | 0.125 | 0.08 | 261 | 0 | 0.364 | 1 | 1 | cs | TRUE
180 | LV_2771-3_0_4_line_180 |  | 167 | 169 | 0.07157 | 0.125 | 0.08 | 261 | 0 | 0.364 | 1 | 1 | cs | TRUE
181 | LV_2771-3_0_4_line_181 |  | 168 | 169 | 0.047698 | 0.125 | 0.08 | 261 | 0 | 0.364 | 1 | 1 | cs | TRUE
182 | LV_2771-3_0_4_line_182 |  | 174 | 175 | 0.007657 | 0.125 | 0.08 | 261 | 0 | 0.364 | 1 | 1 | cs | TRUE
183 | LV_2771-3_0_4_line_183 |  | 174 | 176 | 0.013141 | 0.125 | 0.08 | 261 | 0 | 0.364 | 1 | 1 | cs | TRUE
184 | LV_2771-3_0_4_line_184 |  | 176 | 207 | 0.018224 | 0.125 | 0.08 | 261 | 0 | 0.364 | 1 | 1 | cs | TRUE
185 | LV_2771-3_0_4_line_185 |  | 176 | 204 | 0.0056703 | 0.125 | 0.08 | 261 | 0 | 0.364 | 1 | 1 | cs | TRUE
186 | LV_2771-3_0_4_line_186 |  | 177 | 178 | 0.022937 | 0.125 | 0.08 | 261 | 0 | 0.364 | 1 | 1 | cs | TRUE
187 | LV_2771-3_0_4_line_187 |  | 178 | 182 | 0.01894 | 0.125 | 0.08 | 261 | 0 | 0.364 | 1 | 1 | cs | TRUE
188 | LV_2771-3_0_4_line_188 |  | 179 | 180 | 0.022899 | 0.125 | 0.08 | 261 | 0 | 0.364 | 1 | 1 | cs | TRUE
189 | LV_2771-3_0_4_line_189 |  | 180 | 181 | 0.023172 | 0.125 | 0.08 | 261 | 0 | 0.364 | 1 | 1 | cs | TRUE
190 | LV_2771-3_0_4_line_190 |  | 181 | 182 | 0.034311 | 0.125 | 0.08 | 261 | 0 | 0.364 | 1 | 1 | cs | TRUE
191 | LV_2771-3_0_4_line_191 |  | 181 | 183 | 0.017424 | 0.125 | 0.08 | 261 | 0 | 0.364 | 1 | 1 | cs | TRUE
192 | LV_2771-3_0_4_line_192 |  | 182 | 184 | 0.020688 | 0.125 | 0.08 | 261 | 0 | 0.364 | 1 | 1 | cs | TRUE
193 | LV_2771-3_0_4_line_193 |  | 183 | 185 | 0.026462 | 0.125 | 0.08 | 261 | 0 | 0.364 | 1 | 1 | cs | TRUE
194 | LV_2771-3_0_4_line_194 |  | 184 | 219 | 0.03918 | 0.125 | 0.08 | 261 | 0 | 0.364 | 1 | 1 | cs | TRUE
195 | LV_2771-3_0_4_line_195 |  | 184 | 220 | 0.002915 | 0.125 | 0.08 | 261 | 0 | 0.364 | 1 | 1 | cs | TRUE
196 | LV_2771-3_0_4_line_196 |  | 185 | 214 | 0.0029952 | 0.125 | 0.08 | 261 | 0 | 0.364 | 1 | 1 | cs | TRUE
197 | LV_2771-3_0_4_line_197 |  | 185 | 217 | 0.018053 | 0.125 | 0.08 | 261 | 0 | 0.364 | 1 | 1 | cs | TRUE
198 | LV_2771-3_0_4_line_198 |  | 186 | 187 | 0.015214 | 0.125 | 0.08 | 261 | 0 | 0.364 | 1 | 1 | cs | TRUE
199 | LV_2771-3_0_4_line_199 |  | 187 | 188 | 0.092474 | 0.125 | 0.08 | 261 | 0 | 0.364 | 1 | 1 | cs | TRUE
200 | LV_2771-3_0_4_line_200 |  | 188 | 189 | 0.031746 | 0.125 | 0.08 | 261 | 0 | 0.364 | 1 | 1 | cs | TRUE
201 | LV_2771-3_0_4_line_201 |  | 188 | 190 | 0.017695 | 0.125 | 0.08 | 261 | 0 | 0.364 | 1 | 1 | cs | TRUE
202 | LV_2771-3_0_4_line_202 |  | 189 | 191 | 0.016452 | 0.125 | 0.08 | 261 | 0 | 0.364 | 1 | 1 | cs | TRUE
203 | LV_2771-3_0_4_line_203 |  | 190 | 192 | 0.0031816 | 0.125 | 0.08 | 261 | 0 | 0.364 | 1 | 1 | cs | TRUE
204 | LV_2771-3_0_4_line_204 |  | 196 | 197 | 0.020399 | 0.125 | 0.08 | 261 | 0 | 0.364 | 1 | 1 | cs | TRUE
205 | LV_2771-3_0_4_line_205 |  | 197 | 198 | 0.005437 | 0.125 | 0.08 | 261 | 0 | 0.364 | 1 | 1 | cs | TRUE
206 | LV_2771-3_0_4_line_206 |  | 197 | 199 | 0.00299 | 0.125 | 0.08 | 261 | 0 | 0.364 | 1 | 1 | cs | TRUE
207 | LV_2771-3_0_4_line_207 |  | 198 | 200 | 0.009528 | 0.125 | 0.08 | 261 | 0 | 0.364 | 1 | 1 | cs | TRUE
208 | LV_2771-3_0_4_line_208 |  | 199 | 201 | 0.009918 | 0.125 | 0.08 | 261 | 0 | 0.364 | 1 | 1 | cs | TRUE
209 | LV_2771-3_0_4_line_209 |  | 204 | 205 | 0.01357 | 0.125 | 0.08 | 261 | 0 | 0.364 | 1 | 1 | cs | TRUE
210 | LV_2771-3_0_4_line_210 |  | 205 | 206 | 0.006711 | 0.125 | 0.08 | 261 | 0 | 0.364 | 1 | 1 | cs | TRUE
211 | LV_2771-3_0_4_line_211 |  | 208 | 209 | 0.006465 | 0.125 | 0.08 | 261 | 0 | 0.364 | 1 | 1 | cs | TRUE
212 | LV_2771-3_0_4_line_212 |  | 208 | 210 | 0.038027 | 0.125 | 0.08 | 261 | 0 | 0.364 | 1 | 1 | cs | TRUE
213 | LV_2771-3_0_4_line_213 |  | 208 | 211 | 0.047039 | 0.125 | 0.08 | 261 | 0 | 0.364 | 1 | 1 | cs | TRUE
214 | LV_2771-3_0_4_line_214 |  | 208 | 212 | 0.076256 | 0.125 | 0.08 | 261 | 0 | 0.364 | 1 | 1 | cs | TRUE
215 | LV_2771-3_0_4_line_215 |  | 210 | 216 | 0.034805 | 0.125 | 0.08 | 261 | 0 | 0.364 | 1 | 1 | cs | TRUE
216 | LV_2771-3_0_4_line_216 |  | 211 | 213 | 0.007886 | 0.125 | 0.08 | 261 | 0 | 0.364 | 1 | 1 | cs | TRUE
217 | LV_2771-3_0_4_line_217 |  | 211 | 214 | 0.026762 | 0.125 | 0.08 | 261 | 0 | 0.364 | 1 | 1 | cs | TRUE
218 | LV_2771-3_0_4_line_218 |  | 212 | 215 | 0.019298 | 0.125 | 0.08 | 261 | 0 | 0.364 | 1 | 1 | cs | TRUE
219 | LV_2771-3_0_4_line_219 |  | 217 | 218 | 0.027068 | 0.125 | 0.08 | 261 | 0 | 0.364 | 1 | 1 | cs | TRUE
220 | LV_2771-3_0_4_line_220 |  | 220 | 221 | 0.009502 | 0.125 | 0.08 | 261 | 0 | 0.364 | 1 | 1 | cs | TRUE
221 | LV_2771-3_0_4_line_221 |  | 220 | 222 | 0.014199 | 0.125 | 0.08 | 261 | 0 | 0.364 | 1 | 1 | cs | TRUE
222 | LV_2771-3_0_4_line_222 |  | 222 | 223 | 0.010774 | 0.125 | 0.08 | 261 | 0 | 0.364 | 1 | 1 | cs | TRUE

## trafo
| name | std_type | hv_bus | lv_bus | sn_mva | vn_hv_kv | vn_lv_kv | vk_percent | vkr_percent | pfe_kw | i0_percent | shift_degree | tap_side | tap_neutral | tap_min | tap_max | tap_step_percent | tap_step_degree | tap_pos | tap_phase_shifter | parallel | df | in_service
0 | LV_2771-3_0_4_trafo_68 | 0.63 MVA 20/0.4 kV | 224 | 102 | 0.63 | 20 | 0.4 | 6 | 1.206 | 1.65 | 0.2619 | 150 | hv | 0 | -2 | 2 | 2.5 | 0 | 0 | FALSE | 1 | 1 | TRUE

## line_geodata
| x0 | y0 | x1 | y1 | x2 | y2 | x3 | y3 | x4 | y4 | x5 | y5 | x6 | y6 | x7 | y7
0 | 2608323.3239 | 1263100.7023 | 2608317.1231 | 1263097.3843
1 | 2608291.1914 | 1263083.5089 | 2608317.1231 | 1263097.3843
2 | 2608278.5576 | 1263106.8962 | 2608291.1914 | 1263083.5089
3 | 2608295.0714 | 1263066.5804 | 2608296.0608 | 1263070.0509 | 2608291.1914 | 1263083.5089
4 | 2608278.5576 | 1263106.8962 | 2608265.4207 | 1263102.0636 | 2608253.2519 | 1263094.4081 | 2608249.19 | 1263090.9293
5 | 2608278.5576 | 1263106.8962 | 2608283.8117 | 1263109.2385 | 2608289.0409 | 1263107.8893 | 2608309.1189 | 1263125.4891
6 | 2608295.0714 | 1263066.5804 | 2608298.6574 | 1263060.6369
7 | 2608295.0714 | 1263066.5804 | 2608273.4872 | 1263053.9324
8 | 2608249.19 | 1263090.9293 | 2608241.952 | 1263084.7303 | 2608236.8728 | 1263078.4083
9 | 2608298.6574 | 1263060.6369 | 2608307.0419 | 1263047.051
10 | 2608298.6574 | 1263060.6369 | 2608315.35 | 1263068.9158
11 | 2608333.9127 | 1263073.4616 | 2608348.91 | 1263082.2296
12 | 2608333.9127 | 1263073.4616 | 2608329.3674 | 1263075.868 | 2608315.35 | 1263068.9158
13 | 2608307.0419 | 1263047.051 | 2608312.1706 | 1263038.7407 | 2608321.172 | 1263043.0517
14 | 2608340.6007 | 1263052.3564 | 2608321.172 | 1263043.0517
15 | 2608340.6007 | 1263052.3564 | 2608349.3892 | 1263042.7066 | 2608364.6906 | 1263029.4745 | 2608354.5756 | 1263023.5451
16 | 2608354.5756 | 1263023.5451 | 2608362.3157 | 1263009.6242
17 | 2608323.486 | 1262983.3741 | 2608313.4908 | 1262999.449 | 2608354.5756 | 1263023.5451
18 | 2608323.486 | 1262983.3741 | 2608315.4933 | 1262978.6709
19 | 2608323.486 | 1262983.3741 | 2608334.5759 | 1262965.533 | 2608337.2088 | 1262960.9944
20 | 2608339.2421 | 1262957.4895 | 2608337.2088 | 1262960.9944
21 | 2608448.8063 | 1262979.281 | 2608438.4938 | 1263003.9259
22 | 2608448.8063 | 1262979.281 | 2608454.762 | 1262965.0241 | 2608455.9335 | 1262962.2349 | 2608458.164 | 1262956.2674 | 2608458.9033 | 1262950.1642 | 2608457.4505 | 1262944.1914 | 2608454.6862 | 1262938.7949
23 | 2608376.2285 | 1262757.3265 | 2608363.631 | 1262767.7718
24 | 2608358.6647 | 1262771.8896 | 2608363.631 | 1262767.7718
25 | 2608376.2285 | 1262757.3265 | 2608363.9139 | 1262745.8013
26 | 2608376.2285 | 1262757.3265 | 2608384.0989 | 1262764.8079
27 | 2608358.6647 | 1262771.8896 | 2608356.8163 | 1262773.4225
28 | 2608361.6949 | 1262775.741 | 2608358.6647 | 1262771.8896
29 | 2608363.9139 | 1262745.8013 | 2608366.2404 | 1262741.2015
30 | 2608351.7449 | 1262732.3862 | 2608358.4524 | 1262740.6902 | 2608363.9139 | 1262745.8013
31 | 2608384.0989 | 1262764.8079 | 2608404.3102 | 1262784.02
32 | 2608356.8163 | 1262773.4225 | 2608342.5453 | 1262785.257
33 | 2608351.7449 | 1262732.3862 | 2608346.3211 | 1262721.8714 | 2608338.2599 | 1262701.3239
34 | 2608351.7449 | 1262732.3862 | 2608343.4516 | 1262739.6816
35 | 2608407.0255 | 1262786.601 | 2608404.3102 | 1262784.02
36 | 2608330.0606 | 1262795.6103 | 2608342.5453 | 1262785.257
37 | 2608338.2599 | 1262701.3239 | 2608347.2039 | 1262699.3128
38 | 2608338.2599 | 1262701.3239 | 2608310.6436 | 1262713.3046 | 2608306.9504 | 1262714.9117
39 | 2608338.2599 | 1262701.3239 | 2608335.1628 | 1262688.5168
40 | 2608332.0629 | 1262746.0231 | 2608337.0684 | 1262745.2967 | 2608343.4516 | 1262739.6816
41 | 2608392.8819 | 1262800.902 | 2608407.0255 | 1262786.601
42 | 2608407.0255 | 1262786.601 | 2608421.8102 | 1262800.6519
43 | 2608333.7679 | 1262800.0629 | 2608330.0606 | 1262795.6103
44 | 2608302.3439 | 1262804.2775 | 2608308.5379 | 1262813.4591 | 2608330.0606 | 1262795.6103
45 | 2608277.9416 | 1262762.1095 | 2608280.6493 | 1262767.0536
46 | 2608277.9416 | 1262762.1095 | 2608277.396 | 1262761.1133 | 2608271.8496 | 1262748.7924
47 | 2608264.8252 | 1262733.1879 | 2608271.8496 | 1262748.7924
48 | 2608264.8252 | 1262733.1879 | 2608287.708 | 1262723.2573
49 | 2608264.8252 | 1262733.1879 | 2608256.2232 | 1262714.2158
50 | 2608264.8252 | 1262733.1879 | 2608233.2599 | 1262746.7535
51 | 2608302.3439 | 1262804.2775 | 2608308.1123 | 1262799.9382
52 | 2608302.3439 | 1262804.2775 | 2608308.5379 | 1262813.4591 | 2608328.7505 | 1262838.3155
53 | 2608328.7505 | 1262838.3155 | 2608332.7659 | 1262843.2578
54 | 2608328.7505 | 1262838.3155 | 2608309.6181 | 1262859.1622
55 | 2608287.708 | 1262723.2573 | 2608284.7808 | 1262715.6591
56 | 2608287.708 | 1262723.2573 | 2608298.9685 | 1262718.3696
57 | 2608248.8596 | 1262697.975 | 2608256.2232 | 1262714.2158
58 | 2608233.2599 | 1262746.7535 | 2608228.3445 | 1262748.8666
59 | 2608233.2599 | 1262746.7535 | 2608241.7973 | 1262762.7716
60 | 2608332.7659 | 1262843.2578 | 2608337.3593 | 1262838.8501
61 | 2608346.6345 | 1262858.4431 | 2608338.9845 | 1262850.905 | 2608332.7659 | 1262843.2578
62 | 2608298.9685 | 1262718.3696 | 2608294.4925 | 1262708.7234
63 | 2608306.9504 | 1262714.9117 | 2608298.9685 | 1262718.3696
64 | 2608248.8596 | 1262697.975 | 2608245.7356 | 1262691.0882
65 | 2608248.8596 | 1262697.975 | 2608235.1457 | 1262703.283
66 | 2608202.6068 | 1262759.9314 | 2608228.3445 | 1262748.8666
67 | 2608241.7973 | 1262762.7716 | 2608253.1235 | 1262784.022
68 | 2608347.2039 | 1262699.3128 | 2608346.0608 | 1262692.6066
69 | 2608347.2039 | 1262699.3128 | 2608350.2405 | 1262698.6277 | 2608358.8961 | 1262698.2284 | 2608369.6572 | 1262700.4006 | 2608370.8242 | 1262700.8136 | 2608372.6989 | 1262701.4722
70 | 2608306.9504 | 1262714.9117 | 2608310.9407 | 1262721.6885 | 2608309.3841 | 1262725.1665 | 2608315.1837 | 1262736.3823 | 2608319.2486 | 1262738.3115 | 2608321.3727 | 1262743.7293 | 2608318.4641 | 1262744.4924
71 | 2608331.2424 | 1262672.3053 | 2608335.1628 | 1262688.5168
72 | 2608462.8566 | 1262839.6608 | 2608447.1078 | 1262853.2941
73 | 2608439.5828 | 1262859.8083 | 2608447.1078 | 1262853.2941
74 | 2608462.8566 | 1262839.6608 | 2608474.4267 | 1262850.0733
75 | 2608462.8566 | 1262839.6608 | 2608461.6342 | 1262838.4991
76 | 2608439.5828 | 1262859.8083 | 2608433.5495 | 1262865.0255
77 | 2608461.0183 | 1262866.3987 | 2608474.4267 | 1262850.0733
78 | 2608474.4267 | 1262850.0733 | 2608481.9043 | 1262856.7996 | 2608490.3524 | 1262864.4057
79 | 2608461.6342 | 1262838.4991 | 2608441.7069 | 1262819.561
80 | 2608433.5495 | 1262865.0255 | 2608429.8374 | 1262858.6937
81 | 2608420.6608 | 1262876.1816 | 2608433.5495 | 1262865.0255
82 | 2608490.3524 | 1262864.4057 | 2608485.8567 | 1262868.8691 | 2608483.3559 | 1262868.9211 | 2608479.9335 | 1262875.7713
83 | 2608441.7069 | 1262819.561 | 2608421.8102 | 1262800.6519
84 | 2608420.6608 | 1262876.1816 | 2608418.8836 | 1262877.7192
85 | 2608420.6608 | 1262876.1816 | 2608436.1858 | 1262886.4283
86 | 2608405.6228 | 1262889.1915 | 2608418.8836 | 1262877.7192
87 | 2608446.8792 | 1262893.4861 | 2608436.1858 | 1262886.4283
88 | 2608367.0946 | 1262921.3482 | 2608393.4356 | 1262899.7371 | 2608405.6228 | 1262889.1915
89 | 2608405.6228 | 1262889.1915 | 2608393.4356 | 1262899.7371 | 2608415.4864 | 1262913.233
90 | 2608367.0946 | 1262921.3482 | 2608363.6737 | 1262916.8626
91 | 2608367.0946 | 1262921.3482 | 2608364.447 | 1262924.0464
92 | 2608402.8749 | 1262930.8829 | 2608415.4864 | 1262913.233
93 | 2608415.4864 | 1262913.233 | 2608416.6541 | 1262913.9467
94 | 2608430.9671 | 1262922.6947 | 2608416.6541 | 1262913.9467
95 | 2608430.9671 | 1262922.6947 | 2608435.6554 | 1262915.1517
96 | 2608434.1656 | 1262924.6561 | 2608430.9671 | 1262922.6947
97 | 2608421.7708 | 1262943.4848 | 2608434.1656 | 1262924.6561
98 | 2608434.1656 | 1262924.6561 | 2608435.7385 | 1262925.6146 | 2608445.202 | 1262931.4097
99 | 2608364.447 | 1262924.0464 | 2608370.2651 | 1262927.1567
100 | 2608364.447 | 1262924.0464 | 2608356.7982 | 1262931.8521
101 | 2608365.5375 | 1262876.9712 | 2608364.9657 | 1262876.5034 | 2608361.4002 | 1262872.9849
102 | 2608347.1293 | 1262897.7374 | 2608365.5375 | 1262876.9712
103 | 2608361.4002 | 1262872.9849 | 2608385.7355 | 1262852.972 | 2608389.3596 | 1262846.9286 | 2608386.6151 | 1262843.4668
104 | 2608346.6345 | 1262858.4431 | 2608361.4002 | 1262872.9849
105 | 2608454.6862 | 1262938.7949 | 2608449.3151 | 1262933.9284 | 2608445.202 | 1262931.4097
106 | 2608356.7982 | 1262931.8521 | 2608351.1557 | 1262927.0187
107 | 2608339.2421 | 1262957.4895 | 2608346.3774 | 1262945.18 | 2608355.5461 | 1262933.129 | 2608356.7982 | 1262931.8521
108 | 2608346.6345 | 1262858.4431 | 2608328.8047 | 1262880.5904
109 | 2608454.6862 | 1262938.7949 | 2608463.2105 | 1262940.4303 | 2608465.8838 | 1262940.9456
110 | 2608367.4206 | 1262710.6934 | 2608372.6989 | 1262701.4722
111 | 2608419.4537 | 1262717.6269 | 2608408.145 | 1262713.9195 | 2608372.6989 | 1262701.4722
112 | 2608331.2424 | 1262672.3053 | 2608316.5353 | 1262676.9461
113 | 2608234.9801 | 1262858.3139 | 2608232.6344 | 1262856.0163 | 2608219.3673 | 1262841.4102 | 2608215.5413 | 1262836.322
114 | 2608243.7748 | 1262866.9281 | 2608234.9801 | 1262858.3139
115 | 2608201.0078 | 1262816.1677 | 2608204.1269 | 1262821.142 | 2608215.5413 | 1262836.322
116 | 2608243.7748 | 1262866.9281 | 2608260.8339 | 1262881.3781
117 | 2608243.7748 | 1262866.9281 | 2608223.5293 | 1262886.9967
118 | 2608201.0078 | 1262816.1677 | 2608196.2246 | 1262808.5352
119 | 2608201.0078 | 1262816.1677 | 2608206.9702 | 1262813.1405 | 2608204.4998 | 1262808.9849
120 | 2608263.8252 | 1262883.9119 | 2608260.8339 | 1262881.3781
121 | 2608221.7199 | 1262888.7904 | 2608223.5293 | 1262886.9967
122 | 2608176.1594 | 1262771.2917 | 2608189.4031 | 1262797.6501 | 2608196.2246 | 1262808.5352
123 | 2608263.8252 | 1262883.9119 | 2608266.6541 | 1262886.3063 | 2608286.2318 | 1262900.7034
124 | 2608221.7199 | 1262888.7904 | 2608215.4249 | 1262881.7658
125 | 2608221.7199 | 1262888.7904 | 2608205.1226 | 1262905.2312
126 | 2608176.1594 | 1262771.2917 | 2608193.0046 | 1262764.0543
127 | 2608176.1594 | 1262771.2917 | 2608158.1988 | 1262779.0057
128 | 2608160.641 | 1262733.767 | 2608170.6263 | 1262757.9083 | 2608176.1594 | 1262771.2917
129 | 2608291.4103 | 1262904.5087 | 2608290.846 | 1262904.0966 | 2608286.2318 | 1262900.7034
130 | 2608195.1772 | 1262915.0829 | 2608205.1226 | 1262905.2312
131 | 2608254.5444 | 1262786.688 | 2608253.1235 | 1262784.022
132 | 2608202.6068 | 1262759.9314 | 2608213.845 | 1262782.0509 | 2608209.4651 | 1262784.6021
133 | 2608202.6068 | 1262759.9314 | 2608193.0046 | 1262764.0543
134 | 2608193.0046 | 1262764.0543 | 2608188.8466 | 1262753.0967
135 | 2608245.7356 | 1262691.0882 | 2608253.966 | 1262687.6416
136 | 2608230.9339 | 1262658.4232 | 2608233.7801 | 1262664.698 | 2608245.7356 | 1262691.0882
137 | 2608216.4283 | 1262705.8467 | 2608226.0461 | 1262706.8051 | 2608235.1457 | 1262703.283
138 | 2608158.1988 | 1262779.0057 | 2608154.7549 | 1262769.1498
139 | 2608158.1988 | 1262779.0057 | 2608139.9045 | 1262786.726
140 | 2608149.9008 | 1262738.3665 | 2608160.641 | 1262733.767
141 | 2608160.641 | 1262733.767 | 2608156.1889 | 1262723.0091
142 | 2608315.5568 | 1262922.3768 | 2608309.8491 | 1262918.1532
143 | 2608291.4103 | 1262904.5087 | 2608309.8491 | 1262918.1532
144 | 2608308.6121 | 1262933.0856 | 2608315.5568 | 1262922.3768
145 | 2608291.4103 | 1262904.5087 | 2608289.1245 | 1262907.0517 | 2608282.1793 | 1262907.3201 | 2608278.8839 | 1262910.0284 | 2608277.7548 | 1262914.8969 | 2608278.0765 | 1262915.4777
146 | 2608339.2421 | 1262957.4895 | 2608370.6246 | 1262976.9024
147 | 2608089.4175 | 1262808.0319 | 2608097.0103 | 1262819.072 | 2608106.2363 | 1262829.2693
148 | 2608089.4175 | 1262808.0319 | 2608081.9155 | 1262791.0434
149 | 2608089.4175 | 1262808.0319 | 2608130.6891 | 1262790.615
150 | 2608081.9155 | 1262791.0434 | 2608071.1395 | 1262767.0238
151 | 2608081.9155 | 1262791.0434 | 2608073.1701 | 1262807.8653 | 2608068.4874 | 1262811.351
152 | 2608130.6891 | 1262790.615 | 2608139.9045 | 1262786.726
153 | 2608160.1578 | 1262883.1241 | 2608161.7074 | 1262884.6606 | 2608165.499 | 1262888.1015
154 | 2608160.1578 | 1262883.1241 | 2608149.4228 | 1262895.1288
155 | 2608165.499 | 1262888.1015 | 2608170.9375 | 1262882.5162
156 | 2608165.499 | 1262888.1015 | 2608195.1772 | 1262915.0829
157 | 2608144.059 | 1262901.1256 | 2608149.4228 | 1262895.1288
158 | 2608096.6507 | 1262845.3117 | 2608126.2985 | 1262872.9042 | 2608149.4228 | 1262895.1288
159 | 2608071.1395 | 1262767.0238 | 2608071.13 | 1262767.0026
160 | 2608052.744 | 1262823.0703 | 2608068.4874 | 1262811.351
161 | 2608183.8121 | 1262925.1409 | 2608195.1772 | 1262915.0829
162 | 2608195.1772 | 1262915.0829 | 2608221.4005 | 1262936.7462
163 | 2608071.13 | 1262767.0026 | 2608059.2364 | 1262740.492
164 | 2608052.744 | 1262823.0703 | 2607979.7989 | 1262903.8861
165 | 2608183.8121 | 1262925.1409 | 2608168.4515 | 1262940.6465
166 | 2608230.6744 | 1262944.4075 | 2608221.4005 | 1262936.7462
167 | 2608230.6744 | 1262944.4075 | 2608235.2014 | 1262938.8766
168 | 2607969.6087 | 1263064.7464 | 2607968.7174 | 1263068.8451
169 | 2607880.107 | 1263011.1352 | 2607969.6087 | 1263064.7464
170 | 2607956.0782 | 1263089.323 | 2607966.024 | 1263081.2307 | 2607968.7174 | 1263068.8451
171 | 2607923.0422 | 1262936.4075 | 2607880.107 | 1263011.1352
172 | 2607882.5983 | 1262870.1197 | 2607923.0422 | 1262936.4075
173 | 2607923.0422 | 1262936.4075 | 2607971.2699 | 1262909.5868 | 2607976.4702 | 1262906.1109
174 | 2607976.4702 | 1262906.1109 | 2607978.3895 | 1262904.8281
175 | 2607978.3895 | 1262904.8281 | 2607979.7989 | 1262903.8861
176 | 2607882.5983 | 1262870.1197 | 2607874.4591 | 1262856.2216 | 2607863.1536 | 1262837.1897
177 | 2607882.5983 | 1262870.1197 | 2607872.1496 | 1262882.4921 | 2607859.5299 | 1262888.5342
178 | 2607840.2825 | 1262897.7495 | 2607859.5299 | 1262888.5342
179 | 2607840.2825 | 1262897.7495 | 2607833.4096 | 1262883.1638
180 | 2607796.5943 | 1262949.8501 | 2607804.3438 | 1262945.0903 | 2607835.4766 | 1262915.1551 | 2607840.0438 | 1262907.4225 | 2607842.0698 | 1262901.8991 | 2607840.2825 | 1262897.7495
181 | 2607796.5943 | 1262949.8501 | 2607785.6098 | 1262945.9665 | 2607775.5604 | 1262941.1056 | 2607764.4506 | 1262929.2497 | 2607759.8829 | 1262921.9203
182 | 2608156.1889 | 1262723.0091 | 2608163.3487 | 1262720.2392
183 | 2608151.1662 | 1262710.8606 | 2608156.1889 | 1262723.0091
184 | 2608134.3812 | 1262718.0759 | 2608151.1662 | 1262710.8606
185 | 2608151.1662 | 1262710.8606 | 2608148.9979 | 1262705.6213
186 | 2608011.6463 | 1262677.2585 | 2607992.6074 | 1262690.051
187 | 2608027.3668 | 1262666.6957 | 2608011.6463 | 1262677.2585
188 | 2608049.8629 | 1262719.5988 | 2608059.2364 | 1262740.492
189 | 2608040.3781 | 1262698.4572 | 2608049.8629 | 1262719.5988
190 | 2608040.3781 | 1262698.4572 | 2608027.3668 | 1262666.6957
191 | 2608040.3781 | 1262698.4572 | 2608057.0044 | 1262693.2442
192 | 2608019.8977 | 1262647.417 | 2608021.3303 | 1262651.9776 | 2608026.3307 | 1262664.1704 | 2608027.3668 | 1262666.6957
193 | 2608082.2548 | 1262685.3271 | 2608057.0044 | 1262693.2442
194 | 2608019.8977 | 1262647.417 | 2608002.0718 | 1262650.017 | 2607984.5497 | 1262662.0573
195 | 2608019.8977 | 1262647.417 | 2608019.0201 | 1262644.6361
196 | 2608082.2548 | 1262685.3271 | 2608085.1128 | 1262684.4312
197 | 2608082.2548 | 1262685.3271 | 2608088.9564 | 1262702.0897
198 | 2608442.5768 | 1262681.8796 | 2608443.1953 | 1262697.0815
199 | 2608449.6982 | 1262727.5543 | 2608461.7297 | 1262731.5074 | 2608467.5621 | 1262714.037 | 2608470.5917 | 1262697.0964 | 2608470.8347 | 1262695.7625 | 2608470.8756 | 1262682.8871 | 2608470.7199 | 1262681.0968 | 2608442.5768 | 1262681.8796
200 | 2608419.4537 | 1262717.6269 | 2608423.7378 | 1262719.0339 | 2608449.6982 | 1262727.5543
201 | 2608449.6982 | 1262727.5543 | 2608443.7432 | 1262744.2173
202 | 2608419.4537 | 1262717.6269 | 2608418.9815 | 1262705.2956 | 2608415.0437 | 1262704.0781
203 | 2608442.6725 | 1262747.2133 | 2608443.7432 | 1262744.2173
204 | 2608229.7023 | 1262655.6974 | 2608248.9496 | 1262648.9413
205 | 2608227.4493 | 1262650.7464 | 2608229.7023 | 1262655.6974
206 | 2608230.9339 | 1262658.4232 | 2608229.7023 | 1262655.6974
207 | 2608218.8187 | 1262654.8373 | 2608227.4493 | 1262650.7464
208 | 2608221.8664 | 1262662.5023 | 2608230.9339 | 1262658.4232
209 | 2608143.8086 | 1262693.0828 | 2608148.9979 | 1262705.6213
210 | 2608143.8086 | 1262693.0828 | 2608150.049 | 1262690.5674
211 | 2608125.3496 | 1262646.2811 | 2608131.4691 | 1262644.1436
212 | 2608112.0954 | 1262610.6387 | 2608118.8126 | 1262628.7047 | 2608125.3496 | 1262646.2811
213 | 2608110.6499 | 1262676.4262 | 2608122.8581 | 1262672.5958 | 2608133.2525 | 1262667.5509 | 2608125.3496 | 1262646.2811
214 | 2608176.1718 | 1262636.0436 | 2608157.4291 | 1262653.441 | 2608133.2525 | 1262667.5509 | 2608125.3496 | 1262646.2811
215 | 2608079.0265 | 1262621.7903 | 2608112.0954 | 1262610.6387
216 | 2608110.6499 | 1262676.4262 | 2608107.9709 | 1262669.0064
217 | 2608110.6499 | 1262676.4262 | 2608085.1128 | 1262684.4312
218 | 2608176.1718 | 1262636.0436 | 2608183.6725 | 1262653.8327
219 | 2608088.9564 | 1262702.0897 | 2608099.0047 | 1262727.2232
220 | 2608019.0201 | 1262644.6361 | 2608028.1234 | 1262641.8242
221 | 2608014.7598 | 1262631.0878 | 2608019.0201 | 1262644.6361
222 | 2608014.7598 | 1262631.0878 | 2608025.0464 | 1262627.7882

## bus_geodata
| x | y | coords
0 | 2608323.3239 | 1263100.7023
1 | 2608317.1231 | 1263097.3843
2 | 2608291.1914 | 1263083.5089
3 | 2608278.5576 | 1263106.8962
4 | 2608295.0714 | 1263066.5804
5 | 2608249.19 | 1263090.9293
6 | 2608309.1189 | 1263125.4891
7 | 2608298.6574 | 1263060.6369
8 | 2608273.4872 | 1263053.9324
9 | 2608348.91 | 1263082.2296
10 | 2608333.9127 | 1263073.4616
11 | 2608236.8728 | 1263078.4083
12 | 2608307.0419 | 1263047.051
13 | 2608315.35 | 1263068.9158
14 | 2608321.172 | 1263043.0517
15 | 2608340.6007 | 1263052.3564
16 | 2608354.5756 | 1263023.5451
17 | 2608362.3157 | 1263009.6242
18 | 2608323.486 | 1262983.3741
19 | 2608315.4933 | 1262978.6709
20 | 2608337.2088 | 1262960.9944
21 | 2608438.4938 | 1263003.9259
22 | 2608448.8063 | 1262979.281
23 | 2608363.631 | 1262767.7718
24 | 2608376.2285 | 1262757.3265
25 | 2608358.6647 | 1262771.8896
26 | 2608363.9139 | 1262745.8013
27 | 2608384.0989 | 1262764.8079
28 | 2608356.8163 | 1262773.4225
29 | 2608361.6949 | 1262775.741
30 | 2608366.2404 | 1262741.2015
31 | 2608351.7449 | 1262732.3862
32 | 2608404.3102 | 1262784.02
33 | 2608342.5453 | 1262785.257
34 | 2608338.2599 | 1262701.3239
35 | 2608343.4516 | 1262739.6816
36 | 2608407.0255 | 1262786.601
37 | 2608330.0606 | 1262795.6103
38 | 2608277.9416 | 1262762.1095
39 | 2608280.6493 | 1262767.0536
40 | 2608271.8496 | 1262748.7924
41 | 2608264.8252 | 1262733.1879
42 | 2608302.3439 | 1262804.2775
43 | 2608308.1123 | 1262799.9382
44 | 2608328.7505 | 1262838.3155
45 | 2608287.708 | 1262723.2573
46 | 2608256.2232 | 1262714.2158
47 | 2608233.2599 | 1262746.7535
48 | 2608332.7659 | 1262843.2578
49 | 2608309.6181 | 1262859.1622
50 | 2608333.7679 | 1262800.0629
51 | 2608284.7808 | 1262715.6591
52 | 2608298.9685 | 1262718.3696
53 | 2608248.8596 | 1262697.975
54 | 2608228.3445 | 1262748.8666
55 | 2608241.7973 | 1262762.7716
56 | 2608332.0629 | 1262746.0231
57 | 2608347.2039 | 1262699.3128
58 | 2608306.9504 | 1262714.9117
59 | 2608335.1628 | 1262688.5168
60 | 2608447.1078 | 1262853.2941
61 | 2608462.8566 | 1262839.6608
62 | 2608439.5828 | 1262859.8083
63 | 2608474.4267 | 1262850.0733
64 | 2608461.6342 | 1262838.4991
65 | 2608433.5495 | 1262865.0255
66 | 2608461.0183 | 1262866.3987
67 | 2608490.3524 | 1262864.4057
68 | 2608441.7069 | 1262819.561
69 | 2608429.8374 | 1262858.6937
70 | 2608420.6608 | 1262876.1816
71 | 2608479.9335 | 1262875.7713
72 | 2608421.8102 | 1262800.6519
73 | 2608418.8836 | 1262877.7192
74 | 2608436.1858 | 1262886.4283
75 | 2608446.8792 | 1262893.4861
76 | 2608405.6228 | 1262889.1915
77 | 2608367.0946 | 1262921.3482
78 | 2608415.4864 | 1262913.233
79 | 2608416.6541 | 1262913.9467
80 | 2608430.9671 | 1262922.6947
81 | 2608402.8749 | 1262930.8829
82 | 2608435.6554 | 1262915.1517
83 | 2608434.1656 | 1262924.6561
84 | 2608363.6737 | 1262916.8626
85 | 2608364.447 | 1262924.0464
86 | 2608365.5375 | 1262876.9712
87 | 2608361.4002 | 1262872.9849
88 | 2608347.1293 | 1262897.7374
89 | 2608421.7708 | 1262943.4848
90 | 2608445.202 | 1262931.4097
91 | 2608370.2651 | 1262927.1567
92 | 2608356.7982 | 1262931.8521
93 | 2608386.6151 | 1262843.4668
94 | 2608346.6345 | 1262858.4431
95 | 2608454.6862 | 1262938.7949
96 | 2608337.3593 | 1262838.8501
97 | 2608465.8838 | 1262940.9456
98 | 2608346.0608 | 1262692.6066
99 | 2608372.6989 | 1262701.4722
100 | 2608318.4641 | 1262744.4924
101 | 2608331.2424 | 1262672.3053
102 | 2608234.9801 | 1262858.3139
103 | 2608215.5413 | 1262836.322
104 | 2608243.7748 | 1262866.9281
105 | 2608201.0078 | 1262816.1677
106 | 2608260.8339 | 1262881.3781
107 | 2608223.5293 | 1262886.9967
108 | 2608196.2246 | 1262808.5352
109 | 2608204.4998 | 1262808.9849
110 | 2608263.8252 | 1262883.9119
111 | 2608221.7199 | 1262888.7904
112 | 2608176.1594 | 1262771.2917
113 | 2608286.2318 | 1262900.7034
114 | 2608215.4249 | 1262881.7658
115 | 2608205.1226 | 1262905.2312
116 | 2608328.8047 | 1262880.5904
117 | 2608253.1235 | 1262784.022
118 | 2608254.5444 | 1262786.688
119 | 2608202.6068 | 1262759.9314
120 | 2608209.4651 | 1262784.6021
121 | 2608193.0046 | 1262764.0543
122 | 2608294.4925 | 1262708.7234
123 | 2608245.7356 | 1262691.0882
124 | 2608235.1457 | 1262703.283
125 | 2608158.1988 | 1262779.0057
126 | 2608160.641 | 1262733.767
127 | 2608309.8491 | 1262918.1532
128 | 2608315.5568 | 1262922.3768
129 | 2608291.4103 | 1262904.5087
130 | 2608308.6121 | 1262933.0856
131 | 2608278.0765 | 1262915.4777
132 | 2608351.1557 | 1262927.0187
133 | 2608339.2421 | 1262957.4895
134 | 2608370.6246 | 1262976.9024
135 | 2608106.2363 | 1262829.2693
136 | 2608089.4175 | 1262808.0319
137 | 2608081.9155 | 1262791.0434
138 | 2608130.6891 | 1262790.615
139 | 2608160.1578 | 1262883.1241
140 | 2608165.499 | 1262888.1015
141 | 2608149.4228 | 1262895.1288
142 | 2608071.1395 | 1262767.0238
143 | 2608068.4874 | 1262811.351
144 | 2608139.9045 | 1262786.726
145 | 2608170.9375 | 1262882.5162
146 | 2608195.1772 | 1262915.0829
147 | 2608144.059 | 1262901.1256
148 | 2608096.6507 | 1262845.3117
149 | 2608071.13 | 1262767.0026
150 | 2608052.744 | 1262823.0703
151 | 2608183.8121 | 1262925.1409
152 | 2608221.4005 | 1262936.7462
153 | 2608168.4515 | 1262940.6465
154 | 2608230.6744 | 1262944.4075
155 | 2608235.2014 | 1262938.8766
156 | 2607969.6087 | 1263064.7464
157 | 2607968.7174 | 1263068.8451
158 | 2607880.107 | 1263011.1352
159 | 2607956.0783 | 1263089.323
160 | 2607923.0422 | 1262936.4075
161 | 2607976.4702 | 1262906.1109
162 | 2607978.3895 | 1262904.8281
163 | 2607979.7989 | 1262903.8861
164 | 2607882.5983 | 1262870.1197
165 | 2607863.1536 | 1262837.1897
166 | 2607859.5299 | 1262888.5342
167 | 2607840.2825 | 1262897.7495
168 | 2607759.8829 | 1262921.9203
169 | 2607796.5943 | 1262949.8501
170 | 2607833.4096 | 1262883.1638
171 | 2608188.8466 | 1262753.0967
172 | 2608154.7549 | 1262769.1498
173 | 2608149.9008 | 1262738.3665
174 | 2608156.1889 | 1262723.0091
175 | 2608163.3487 | 1262720.2392
176 | 2608151.1662 | 1262710.8606
177 | 2607992.6074 | 1262690.051
178 | 2608011.6463 | 1262677.2585
179 | 2608059.2364 | 1262740.492
180 | 2608049.8629 | 1262719.5988
181 | 2608040.3781 | 1262698.4572
182 | 2608027.3668 | 1262666.6957
183 | 2608057.0044 | 1262693.2442
184 | 2608019.8977 | 1262647.417
185 | 2608082.2548 | 1262685.3271
186 | 2608443.1953 | 1262697.0815
187 | 2608442.5768 | 1262681.8796
188 | 2608449.6982 | 1262727.5543
189 | 2608419.4537 | 1262717.6269
190 | 2608443.7432 | 1262744.2173
191 | 2608415.0437 | 1262704.0781
192 | 2608442.6725 | 1262747.2133
193 | 2608392.8819 | 1262800.902
194 | 2608367.4206 | 1262710.6934
195 | 2608316.5353 | 1262676.9461
196 | 2608248.9496 | 1262648.9413
197 | 2608229.7023 | 1262655.6974
198 | 2608227.4493 | 1262650.7464
199 | 2608230.9339 | 1262658.4232
200 | 2608218.8187 | 1262654.8373
201 | 2608221.8664 | 1262662.5023
202 | 2608253.966 | 1262687.6416
203 | 2608216.4283 | 1262705.8467
204 | 2608148.9979 | 1262705.6213
205 | 2608143.8086 | 1262693.0828
206 | 2608150.049 | 1262690.5674
207 | 2608134.3812 | 1262718.0759
208 | 2608125.3496 | 1262646.2811
209 | 2608131.4691 | 1262644.1436
210 | 2608112.0954 | 1262610.6387
211 | 2608110.6499 | 1262676.4262
212 | 2608176.1718 | 1262636.0436
213 | 2608107.9709 | 1262669.0064
214 | 2608085.1128 | 1262684.4312
215 | 2608183.6725 | 1262653.8327
216 | 2608079.0265 | 1262621.7903
217 | 2608088.9564 | 1262702.0897
218 | 2608099.0047 | 1262727.2232
219 | 2607984.5497 | 1262662.0573
220 | 2608019.0201 | 1262644.6361
221 | 2608028.1234 | 1262641.8242
222 | 2608014.7598 | 1262631.0878
223 | 2608025.0464 | 1262627.7882
224 | 2608243.7748 | 1262866.9281

## line_std_types
| c_nf_per_km | r_ohm_per_km | x_ohm_per_km | max_i_ka | type | q_mm2 | alpha | voltage_rating
NAYY 4x50 SE | 210 | 0.642 | 0.083 | 0.142 | cs | 50 | 0.00403 | LV
NAYY 4x120 SE | 264 | 0.225 | 0.08 | 0.242 | cs | 120 | 0.00403 | LV
NAYY 4x150 SE | 261 | 0.208 | 0.08 | 0.27 | cs | 150 | 0.00403 | LV
NA2XS2Y 1x95 RM/25 12/20 kV | 216 | 0.313 | 0.132 | 0.252 | cs | 95 | 0.00403 | MV
NA2XS2Y 1x185 RM/25 12/20 kV | 273 | 0.161 | 0.117 | 0.362 | cs | 185 | 0.00403 | MV
NA2XS2Y 1x240 RM/25 12/20 kV | 304 | 0.122 | 0.112 | 0.421 | cs | 240 | 0.00403 | MV
NA2XS2Y 1x95 RM/25 6/10 kV | 315 | 0.313 | 0.123 | 0.249 | cs | 95 | 0.00403 | MV
NA2XS2Y 1x185 RM/25 6/10 kV | 406 | 0.161 | 0.11 | 0.358 | cs | 185 | 0.00403 | MV
NA2XS2Y 1x240 RM/25 6/10 kV | 456 | 0.122 | 0.105 | 0.416 | cs | 240 | 0.00403 | MV
NA2XS2Y 1x150 RM/25 12/20 kV | 250 | 0.206 | 0.116 | 0.319 | cs | 150 | 0.00403 | MV
NA2XS2Y 1x120 RM/25 12/20 kV | 230 | 0.253 | 0.119 | 0.283 | cs | 120 | 0.00403 | MV
NA2XS2Y 1x70 RM/25 12/20 kV | 190 | 0.443 | 0.132 | 0.22 | cs | 70 | 0.00403 | MV
NA2XS2Y 1x150 RM/25 6/10 kV | 360 | 0.206 | 0.11 | 0.315 | cs | 150 | 0.00403 | MV
NA2XS2Y 1x120 RM/25 6/10 kV | 340 | 0.253 | 0.113 | 0.28 | cs | 120 | 0.00403 | MV
NA2XS2Y 1x70 RM/25 6/10 kV | 280 | 0.443 | 0.123 | 0.217 | cs | 70 | 0.00403 | MV
N2XS(FL)2Y 1x120 RM/35 64/110 kV | 112 | 0.153 | 0.166 | 0.366 | cs | 120 | 0.00393 | HV
N2XS(FL)2Y 1x185 RM/35 64/110 kV | 125 | 0.099 | 0.156 | 0.457 | cs | 185 | 0.00393 | HV
N2XS(FL)2Y 1x240 RM/35 64/110 kV | 135 | 0.075 | 0.149 | 0.526 | cs | 240 | 0.00393 | HV
N2XS(FL)2Y 1x300 RM/35 64/110 kV | 144 | 0.06 | 0.144 | 0.588 | cs | 300 | 0.00393 | HV
15-AL1/3-ST1A 0.4 | 11 | 1.8769 | 0.35 | 0.105 | ol | 16 | 0.00403 | LV
24-AL1/4-ST1A 0.4 | 11.25 | 1.2012 | 0.335 | 0.14 | ol | 24 | 0.00403 | LV
48-AL1/8-ST1A 0.4 | 12.2 | 0.5939 | 0.3 | 0.21 | ol | 48 | 0.00403 | LV
94-AL1/15-ST1A 0.4 | 13.2 | 0.306 | 0.29 | 0.35 | ol | 94 | 0.00403 | LV
34-AL1/6-ST1A 10.0 | 9.7 | 0.8342 | 0.36 | 0.17 | ol | 34 | 0.00403 | MV
48-AL1/8-ST1A 10.0 | 10.1 | 0.5939 | 0.35 | 0.21 | ol | 48 | 0.00403 | MV
70-AL1/11-ST1A 10.0 | 10.4 | 0.4132 | 0.339 | 0.29 | ol | 70 | 0.00403 | MV
94-AL1/15-ST1A 10.0 | 10.75 | 0.306 | 0.33 | 0.35 | ol | 94 | 0.00403 | MV
122-AL1/20-ST1A 10.0 | 11.1 | 0.2376 | 0.323 | 0.41 | ol | 122 | 0.00403 | MV
149-AL1/24-ST1A 10.0 | 11.25 | 0.194 | 0.315 | 0.47 | ol | 149 | 0.00403 | MV
34-AL1/6-ST1A 20.0 | 9.15 | 0.8342 | 0.382 | 0.17 | ol | 34 | 0.00403 | MV
48-AL1/8-ST1A 20.0 | 9.5 | 0.5939 | 0.372 | 0.21 | ol | 48 | 0.00403 | MV
70-AL1/11-ST1A 20.0 | 9.7 | 0.4132 | 0.36 | 0.29 | ol | 70 | 0.00403 | MV
94-AL1/15-ST1A 20.0 | 10 | 0.306 | 0.35 | 0.35 | ol | 94 | 0.00403 | MV
122-AL1/20-ST1A 20.0 | 10.3 | 0.2376 | 0.344 | 0.41 | ol | 122 | 0.00403 | MV
149-AL1/24-ST1A 20.0 | 10.5 | 0.194 | 0.337 | 0.47 | ol | 149 | 0.00403 | MV
184-AL1/30-ST1A 20.0 | 10.75 | 0.1571 | 0.33 | 0.535 | ol | 184 | 0.00403 | MV
243-AL1/39-ST1A 20.0 | 11 | 0.1188 | 0.32 | 0.645 | ol | 243 | 0.00403 | MV
48-AL1/8-ST1A 110.0 | 8 | 0.5939 | 0.46 | 0.21 | ol | 48 | 0.00403 | HV
70-AL1/11-ST1A 110.0 | 8.4 | 0.4132 | 0.45 | 0.29 | ol | 70 | 0.00403 | HV
94-AL1/15-ST1A 110.0 | 8.65 | 0.306 | 0.44 | 0.35 | ol | 94 | 0.00403 | HV
122-AL1/20-ST1A 110.0 | 8.5 | 0.2376 | 0.43 | 0.41 | ol | 122 | 0.00403 | HV
149-AL1/24-ST1A 110.0 | 8.75 | 0.194 | 0.41 | 0.47 | ol | 149 | 0.00403 | HV
184-AL1/30-ST1A 110.0 | 8.8 | 0.1571 | 0.4 | 0.535 | ol | 184 | 0.00403 | HV
243-AL1/39-ST1A 110.0 | 9 | 0.1188 | 0.39 | 0.645 | ol | 243 | 0.00403 | HV
305-AL1/39-ST1A 110.0 | 9.2 | 0.0949 | 0.38 | 0.74 | ol | 305 | 0.00403 | HV
490-AL1/64-ST1A 110.0 | 9.75 | 0.059 | 0.37 | 0.96 | ol | 490 | 0.00403 | HV
679-AL1/86-ST1A 110.0 | 9.95 | 0.042 | 0.36 | 1.15 | ol | 679 | 0.00403 | HV
490-AL1/64-ST1A 220.0 | 10 | 0.059 | 0.285 | 0.96 | ol | 490 | 0.00403 | HV
679-AL1/86-ST1A 220.0 | 11.7 | 0.042 | 0.275 | 1.15 | ol | 679 | 0.00403 | HV
490-AL1/64-ST1A 380.0 | 11 | 0.059 | 0.253 | 0.96 | ol | 490 | 0.00403 | HV
679-AL1/86-ST1A 380.0 | 14.6 | 0.042 | 0.25 | 1.15 | ol | 679 | 0.00403 | HV

## trafo_std_types
| i0_percent | pfe_kw | vkr_percent | sn_mva | vn_lv_kv | vn_hv_kv | vk_percent | shift_degree | vector_group | tap_side | tap_neutral | tap_min | tap_max | tap_step_degree | tap_step_percent | tap_phase_shifter
160 MVA 380/110 kV | 0.06 | 60 | 0.25 | 160 | 110 | 380 | 12.2 | 0 | Yy0 | hv | 0 | -9 | 9 | 0 | 1.5 | FALSE
100 MVA 220/110 kV | 0.06 | 55 | 0.26 | 100 | 110 | 220 | 12 | 0 | Yy0 | hv | 0 | -9 | 9 | 0 | 1.5 | FALSE
63 MVA 110/20 kV | 0.04 | 22 | 0.32 | 63 | 20 | 110 | 18 | 150 | YNd5 | hv | 0 | -9 | 9 | 0 | 1.5 | FALSE
40 MVA 110/20 kV | 0.05 | 18 | 0.34 | 40 | 20 | 110 | 16.2 | 150 | YNd5 | hv | 0 | -9 | 9 | 0 | 1.5 | FALSE
25 MVA 110/20 kV | 0.07 | 14 | 0.41 | 25 | 20 | 110 | 12 | 150 | YNd5 | hv | 0 | -9 | 9 | 0 | 1.5 | FALSE
63 MVA 110/10 kV | 0.04 | 22 | 0.32 | 63 | 10 | 110 | 18 | 150 | YNd5 | hv | 0 | -9 | 9 | 0 | 1.5 | FALSE
40 MVA 110/10 kV | 0.05 | 18 | 0.34 | 40 | 10 | 110 | 16.2 | 150 | YNd5 | hv | 0 | -9 | 9 | 0 | 1.5 | FALSE
25 MVA 110/10 kV | 0.07 | 14 | 0.41 | 25 | 10 | 110 | 12 | 150 | YNd5 | hv | 0 | -9 | 9 | 0 | 1.5 | FALSE
0.25 MVA 20/0.4 kV | 0.32 | 0.8 | 1.44 | 0.25 | 0.4 | 20 | 6 | 150 | Yzn5 | hv | 0 | -2 | 2 | 0 | 2.5 | FALSE
0.4 MVA 20/0.4 kV | 0.3375 | 1.35 | 1.425 | 0.4 | 0.4 | 20 | 6 | 150 | Dyn5 | hv | 0 | -2 | 2 | 0 | 2.5 | FALSE
0.63 MVA 20/0.4 kV | 0.2619 | 1.65 | 1.206 | 0.63 | 0.4 | 20 | 6 | 150 | Dyn5 | hv | 0 | -2 | 2 | 0 | 2.5 | FALSE
0.25 MVA 10/0.4 kV | 0.24 | 0.6 | 1.2 | 0.25 | 0.4 | 10 | 4 | 150 | Dyn5 | hv | 0 | -2 | 2 | 0 | 2.5 | FALSE
0.4 MVA 10/0.4 kV | 0.2375 | 0.95 | 1.325 | 0.4 | 0.4 | 10 | 4 | 150 | Dyn5 | hv | 0 | -2 | 2 | 0 | 2.5 | FALSE
0.63 MVA 10/0.4 kV | 0.1873 | 1.18 | 1.0794 | 0.63 | 0.4 | 10 | 4 | 150 | Dyn5 | hv | 0 | -2 | 2 | 0 | 2.5 | FALSE

## trafo3w_std_types
| sn_hv_mva | sn_mv_mva | sn_lv_mva | vn_hv_kv | vn_mv_kv | vn_lv_kv | vk_hv_percent | vk_mv_percent | vk_lv_percent | vkr_hv_percent | vkr_mv_percent | vkr_lv_percent | pfe_kw | i0_percent | shift_mv_degree | shift_lv_degree | vector_group | tap_side | tap_neutral | tap_min | tap_max | tap_step_percent
63/25/38 MVA 110/20/10 kV | 63 | 25 | 38 | 110 | 20 | 10 | 10.4 | 10.4 | 10.4 | 0.28 | 0.32 | 0.35 | 35 | 0.89 | 0 | 0 | YN0yn0yn0 | hv | 0 | -10 | 10 | 1.2
63/25/38 MVA 110/10/10 kV | 63 | 25 | 38 | 110 | 10 | 10 | 10.4 | 10.4 | 10.4 | 0.28 | 0.32 | 0.35 | 35 | 0.89 | 0 | 0 | YN0yn0yn0 | hv | 0 | -10 | 10 | 1.2

## fuse_std_types
| fuse_type | i_rated_a | t_avg | t_min | t_total | x_avg | x_min | x_total
HV 100A | HV 100A | 100 | 0 | [10.0, 3.64, 0.854, 0.281, 0.1, 0.0531, 0.022, 0.01] | [10.0, 4.267, 1.21, 0.403, 0.1, 0.058, 0.022, 0.01] | 0 | [300.0, 350.0, 450.0, 550.0, 700.0, 850.0, 1200.0, 1752.0] | [600.0, 700.0, 900.0, 1150.0, 1665.0, 2000.0, 3000.0, 4313.0]
HV 10A | HV 10A | 10 | 0 | [10.0, 1675.0, 0.344, 0.156, 0.1, 0.0417, 0.0171, 0.01] | [10.0, 1.3, 0.3, 0.155, 0.1, 0.0555, 0.023, 0.01] | 0 | [30.0, 32.0, 35.0, 37.0, 39.0, 50.0, 70.0, 88.0] | [60.0, 70.0, 80.0, 87.0, 94.0, 110.0, 150.0, 216.0]
HV 125A | HV 125A | 125 | 0 | [10.0, 1.82, 0.344, 0.1, 0.0467, 0.0269, 0.01] | [10.0, 2.478, 0.426, 0.1, 0.0427, 0.0211, 0.01] | 0 | [375.0, 500.0, 700.0, 925.0, 1200.0, 1500.0, 2341.0] | [750.0, 1000.0, 1500.0, 2200.0, 3000.0, 4000.0, 5765.0]
HV 160A | HV 160A | 160 | 0 | [10.0, 4.15, 1.03, 0.198, 0.1, 0.051, 0.0172, 0.01] | [10.0, 2.3, 0.734, 0.274, 0.1, 0.046, 0.0177, 0.01] | 0 | [480.0, 550.0, 700.0, 1000.0, 1260.0, 1600.0, 2500.0, 3227.0] | [960.0, 1300.0, 1700.0, 2200.0, 2996.0, 4000.0, 6000.0, 7946.0]
HV 16A | HV 16A | 16 | 0 | [10.0, 0.352, 0.164, 0.1, 0.0649, 0.0342, 0.01] | [10.0, 2.34, 0.722, 0.181, 0.1, 0.055, 0.0296, 0.01] | 0 | [48.0, 60.0, 65.0, 71.0, 80.0, 100.0, 162.0] | [96.0, 110.0, 125.0, 150.0, 168.0, 200.0, 250.0, 398.0]
HV 200A | HV 200A | 200 | 0 | [10.0, 4.267, 1.21, 0.403, 0.1, 0.058, 0.022, 0.01] | [10.0, 3.73, 1.654, 0.328, 0.1, 0.0531, 0.019, 0.01] | 0 | [600.0, 700.0, 900.0, 1150.0, 1665.0, 2000.0, 3000.0, 4313.0] | [1200.0, 1500.0, 1800.0, 2700.0, 3960.0, 5000.0, 7500.0, 10620.0]
HV 20A | HV 20A | 20 | 0 | [10.0, 1.3, 0.3, 0.155, 0.1, 0.0555, 0.023, 0.01] | [10.0, 1.3, 0.161, 0.1, 0.0611, 0.0399, 0.0141, 0.01] | 0 | [60.0, 70.0, 80.0, 87.0, 94.0, 110.0, 150.0, 216.0] | [120.0, 150.0, 200.0, 223.0, 260.0, 300.0, 450.0, 532.0]
HV 25A | HV 25A | 25 | 0 | [10.0, 2.512, 0.833, 0.299, 0.1, 0.0372, 0.0223, 0.01] | [10.0, 3.125, 0.597, 0.198, 0.1, 0.0378, 0.022, 0.01] | 0 | [75.0, 82.0, 90.0, 100.0, 124.0, 170.0, 200.0, 289.0] | [150.0, 170.0, 210.0, 250.0, 294.0, 400.0, 500.0, 711.0]
HV 31.5A | HV 31.5A | 31.5 | 0 | [10.0, 2.34, 0.722, 0.181, 0.1, 0.055, 0.0296, 0.01] | [10.0, 2.84, 0.368, 0.164, 0.1, 0.0621, 0.0378, 0.0195, 0.01] | 0 | [95.0, 110.0, 125.0, 150.0, 165.0, 200.0, 250.0, 390.0] | [189.0, 220.0, 300.0, 350.0, 393.0, 450.0, 530.0, 700.0, 960.0]
HV 40A | HV 40A | 40 | 0 | [10.0, 1.3, 0.161, 0.1, 0.0611, 0.0399, 0.0141, 0.01] | [10.0, 2.05, 0.369, 0.198, 0.1, 0.051, 0.0298, 0.01] | 0 | [120.0, 150.0, 200.0, 223.0, 260.0, 300.0, 450.0, 532.0] | [240.0, 300.0, 400.0, 450.0, 530.0, 650.0, 800.0, 1311.0]
HV 50A | HV 50A | 50 | 0 | [10.0, 3.215, 0.597, 0.198, 0.1, 0.0378, 0.022, 0.01] | [10.0, 3.64, 0.854, 0.281, 0.1, 0.0531, 0.022, 0.01] | 0 | [150.0, 170.0, 210.0, 250.0, 294.0, 400.0, 500.0, 711.0] | [300.0, 350.0, 450.0, 550.0, 700.0, 850.0, 1200.0, 1752.0]
HV 6.3A | HV 6.3A | 6.3 | 0 | [10.0, 1.39, 0.344, 0.168, 0.1, 0.056, 0.0263, 0.01] | [10.0, 1.711, 0.516, 0.198, 0.1, 0.0634, 0.0303, 0.01] | 0 | [19.0, 19.5, 20.4, 20.8, 22.0, 25.0, 32.0, 48.0] | [38.0, 40.0, 43.0, 48.0, 53.0, 60.0, 75.0, 118.0]
HV 63A | HV 63A | 63 | 0 | [10.0, 2.84, 0.368, 0.164, 0.1, 0.0621, 0.0378, 0.0195, 0.01] | [10.0, 1.82, 0.344, 0.1, 0.0467, 0.0269, 0.01] | 0 | [189.0, 220.0, 300.0, 350.0, 393.0, 450.0, 530.0, 700.0, 961.0] | [378.0, 500.0, 700.0, 934.0, 1200.0, 1500.0, 2366.0]
HV 80A | HV 80A | 80 | 0 | [10.0, 2.05, 0.369, 0.198, 0.1, 0.051, 0.0298, 0.01] | [10.0, 4.15, 1.03, 0.198, 0.1, 0.051, 0.0172, 0.01] | 0 | [240.0, 300.0, 400.0, 450.0, 530.0, 650.0, 800.0, 1311.0] | [480.0, 550.0, 700.0, 1000.0, 1260.0, 1600.0, 2500.0, 3227.0]
Siemens NH-1-100 | Siemens NH-1-100 | 100 | [5400.0, 2000.0, 400.0, 20.0, 1.0, 0.2, 0.012, 0.004] | 0 | 0 | [150.0, 190.0, 250.0, 430.0, 900.0, 1250.0, 2700.0, 3600.0] | 0 | 0
Siemens NH-1-125 | Siemens NH-1-125 | 125 | [4800.0, 120.0, 7.0, 0.1, 0.004] | 0 | 0 | [180.0, 400.0, 740.0, 2000.0, 4250.0] | 0 | 0
Siemens NH-1-16 | Siemens NH-1-16 | 16 | [4000.0, 400.0, 2.0, 0.1, 0.04, 0.01] | 0 | 0 | [26.0, 35.0, 75.0, 150.0, 200.0, 300.0] | 0 | 0
Siemens NH-1-160 | Siemens NH-1-160 | 160 | [4800.0, 120.0, 7.0, 0.1, 0.004] | 0 | 0 | [210.0, 500.0, 900.0, 2300.0, 5000.0] | 0 | 0
Siemens NH-1-25 | Siemens NH-1-25 | 25 | [4000.0, 1000.0, 10.0, 0.2, 0.02, 0.01] | 0 | 0 | [40.0, 50.0, 100.0, 210.0, 400.0, 500.0] | 0 | 0
Siemens NH-1-50 | Siemens NH-1-50 | 50 | [4000.0, 40.0, 4.0, 1.0, 0.02, 0.01] | 0 | 0 | [86.0, 200.0, 300.0, 400.0, 1000.0, 1280.0] | 0 | 0
Siemens NH-1-63 | Siemens NH-1-63 | 63 | [4000.0, 100.0, 10.0, 2.0, 0.04, 0.01] | 0 | 0 | [100.0, 200.0, 300.0, 400.0, 1000.0, 1500.0] | 0 | 0
Siemens NH-1-80 | Siemens NH-1-80 | 80 | [4800.0, 120.0, 7.0, 0.1, 0.01] | 0 | 0 | [150.58, 250.0, 450.0, 1150.0, 2470.0] | 0 | 0
Siemens NH-2-1000 | Siemens NH-2-1000 | 1000 | [4800.0, 120.0, 7.0, 0.1, 0.004] | 0 | 0 | [1900.0, 3500.0, 8400.0, 24000.0, 52000.0] | 0 | 0
Siemens NH-2-200 | Siemens NH-2-200 | 200 | [4800.0, 120.0, 7.0, 0.1, 0.004] | 0 | 0 | [280.0, 650.0, 1200.0, 3000.0, 7000.0] | 0 | 0
Siemens NH-2-224 | Siemens NH-2-224 | 224 | [4800.0, 120.0, 7.0, 0.2, 0.04, 0.004] | 0 | 0 | [400.0, 750.0, 1453.0, 3025.0, 4315.0, 7600.0] | 0 | 0
Siemens NH-2-250 | Siemens NH-2-250 | 250 | [4800.0, 120.0, 7.0, 0.1, 0.004] | 0 | 0 | [450.0, 800.0, 1650.0, 4000.0, 8500.0] | 0 | 0
Siemens NH-2-315 | Siemens NH-2-315 | 315 | [4800.0, 120.0, 7.0, 0.1, 0.004] | 0 | 0 | [550.0, 920.0, 1900.0, 5000.0, 11000.0] | 0 | 0
Siemens NH-2-355 | Siemens NH-2-355 | 355 | [4800.0, 120.0, 6.0, 0.1, 0.004] | 0 | 0 | [650.0, 1116.27, 2350.0, 5840.0, 12790.0] | 0 | 0
Siemens NH-2-400 | Siemens NH-2-400 | 400 | [4800.0, 120.0, 7.0, 0.1, 0.004] | 0 | 0 | [720.0, 1350.0, 2800.0, 6500.0, 15000.0] | 0 | 0
Siemens NH-2-425 | Siemens NH-2-425 | 425 | [4800.0, 120.0, 7.0, 0.1, 0.004] | 0 | 0 | [850.0, 1500.0, 3050.0, 7500.0, 16500.0] | 0 | 0
Siemens NH-2-630 | Siemens NH-2-630 | 630 | [4800.0, 120.0, 7.0, 0.1, 0.004] | 0 | 0 | [1200.0, 2000.0, 4800.0, 12000.0, 26000.0] | 0 | 0

## dtypes
| element | column | dtype
0 | bus | name | object
1 | bus | vn_kv | float64
2 | bus | type | object
3 | bus | zone | object
4 | bus | in_service | bool
5 | load | name | object
6 | load | bus | uint32
7 | load | p_mw | float64
8 | load | q_mvar | float64
9 | load | const_z_percent | float64
10 | load | const_i_percent | float64
11 | load | sn_mva | float64
12 | load | scaling | float64
13 | load | in_service | bool
14 | load | type | object
15 | ext_grid | name | object
16 | ext_grid | bus | uint32
17 | ext_grid | vm_pu | float64
18 | ext_grid | va_degree | float64
19 | ext_grid | slack_weight | float64
20 | ext_grid | in_service | bool
21 | line | name | object
22 | line | std_type | object
23 | line | from_bus | uint32
24 | line | to_bus | uint32
25 | line | length_km | float64
26 | line | r_ohm_per_km | float64
27 | line | x_ohm_per_km | float64
28 | line | c_nf_per_km | float64
29 | line | g_us_per_km | float64
30 | line | max_i_ka | float64
31 | line | df | float64
32 | line | parallel | uint32
33 | line | type | object
34 | line | in_service | bool
35 | trafo | name | object
36 | trafo | std_type | object
37 | trafo | hv_bus | uint32
38 | trafo | lv_bus | uint32
39 | trafo | sn_mva | float64
40 | trafo | vn_hv_kv | float64
41 | trafo | vn_lv_kv | float64
42 | trafo | vk_percent | float64
43 | trafo | vkr_percent | float64
44 | trafo | pfe_kw | float64
45 | trafo | i0_percent | float64
46 | trafo | shift_degree | float64
47 | trafo | tap_side | object
48 | trafo | tap_neutral | int32
49 | trafo | tap_min | int32
50 | trafo | tap_max | int32
51 | trafo | tap_step_percent | float64
52 | trafo | tap_step_degree | float64
53 | trafo | tap_pos | int32
54 | trafo | tap_phase_shifter | bool
55 | trafo | parallel | uint32
56 | trafo | df | float64
57 | trafo | in_service | bool
58 | line_geodata | coords | object
59 | bus_geodata | x | float64
60 | bus_geodata | y | float64
61 | bus_geodata | coords | object

## parameters
| version | format_version | converged | OPF_converged | name | f_hz | sn_mva
0 | 2.14.6 | 2.14.0 | FALSE | FALSE |  | 50 | 1