## bus
| name | vn_kv | type | zone | in_service
0 | bus_LV_2775-12_0_4_node_0 | 0.4 | n |  | TRUE
1 | bus_LV_2775-12_0_4_node_1 | 0.4 | n |  | TRUE
2 | bus_LV_2775-12_0_4_node_2 | 0.4 | n |  | TRUE
3 | bus_LV_2775-12_0_4_node_3 | 0.4 | n |  | TRUE
4 | bus_LV_2775-12_0_4_node_4 | 0.4 | n |  | TRUE
5 | bus_LV_2775-12_0_4_node_5 | 0.4 | n |  | TRUE
6 | bus_LV_2775-12_0_4_node_6 | 0.4 | n |  | TRUE
7 | bus_LV_2775-12_0_4_node_7 | 0.4 | n |  | TRUE
8 | bus_LV_2775-12_0_4_node_8 | 0.4 | n |  | TRUE
9 | bus_LV_2775-12_0_4_node_9 | 0.4 | n |  | TRUE
10 | bus_LV_2775-12_0_4_node_18 | 0.4 | n |  | TRUE
11 | bus_LV_2775-12_0_4_node_19 | 0.4 | n |  | TRUE
12 | bus_LV_2775-12_0_4_node_17 | 0.4 | n |  | TRUE
13 | bus_LV_2775-12_0_4_node_43 | 0.4 | n |  | TRUE
14 | bus_LV_2775-12_0_4_node_10 | 0.4 | n |  | TRUE
15 | bus_LV_2775-12_0_4_node_11 | 0.4 | n |  | TRUE
16 | bus_LV_2775-12_0_4_node_12 | 0.4 | n |  | TRUE
17 | bus_LV_2775-12_0_4_node_13 | 0.4 | n |  | TRUE
18 | bus_LV_2775-12_0_4_node_14 | 0.4 | n |  | TRUE
19 | bus_LV_2775-12_0_4_node_15 | 0.4 | n |  | TRUE
20 | bus_LV_2775-12_0_4_node_16 | 0.4 | n |  | TRUE
21 | bus_LV_2775-12_0_4_node_22 | 0.4 | n |  | TRUE
22 | bus_LV_2775-12_0_4_node_29 | 0.4 | n |  | TRUE
23 | bus_LV_2775-12_0_4_node_24 | 0.4 | n |  | TRUE
24 | bus_LV_2775-12_0_4_node_20 | 0.4 | n |  | TRUE
25 | bus_LV_2775-12_0_4_node_30 | 0.4 | n |  | TRUE
26 | bus_LV_2775-12_0_4_node_38 | 0.4 | n |  | TRUE
27 | bus_LV_2775-12_0_4_node_21 | 0.4 | n |  | TRUE
28 | bus_LV_2775-12_0_4_node_23 | 0.4 | n |  | TRUE
29 | bus_LV_2775-12_0_4_node_25 | 0.4 | n |  | TRUE
30 | bus_LV_2775-12_0_4_node_27 | 0.4 | n |  | TRUE
31 | bus_LV_2775-12_0_4_node_28 | 0.4 | n |  | TRUE
32 | bus_LV_2775-12_0_4_node_31 | 0.4 | n |  | TRUE
33 | bus_LV_2775-12_0_4_node_32 | 0.4 | n |  | TRUE
34 | bus_LV_2775-12_0_4_node_33 | 0.4 | n |  | TRUE
35 | bus_LV_2775-12_0_4_node_51 | 0.4 | n |  | TRUE
36 | bus_LV_2775-12_0_4_node_103 | 0.4 | n |  | TRUE
37 | bus_LV_2775-12_0_4_node_50 | 0.4 | n |  | TRUE
38 | bus_LV_2775-12_0_4_node_92 | 0.4 | n |  | TRUE
39 | bus_LV_2775-12_0_4_node_34 | 0.4 | n |  | TRUE
40 | bus_LV_2775-12_0_4_node_35 | 0.4 | n |  | TRUE
41 | bus_LV_2775-12_0_4_node_36 | 0.4 | n |  | TRUE
42 | bus_LV_2775-12_0_4_node_37 | 0.4 | n |  | TRUE
43 | bus_LV_2775-12_0_4_node_39 | 0.4 | n |  | TRUE
44 | bus_LV_2775-12_0_4_node_40 | 0.4 | n |  | TRUE
45 | bus_LV_2775-12_0_4_node_41 | 0.4 | n |  | TRUE
46 | bus_LV_2775-12_0_4_node_42 | 0.4 | n |  | TRUE
47 | bus_LV_2775-12_0_4_node_55 | 0.4 | n |  | TRUE
48 | bus_LV_2775-12_0_4_node_47 | 0.4 | n |  | TRUE
49 | bus_LV_2775-12_0_4_node_56 | 0.4 | n |  | TRUE
50 | bus_LV_2775-12_0_4_node_49 | 0.4 | n |  | TRUE
51 | bus_LV_2775-12_0_4_node_45 | 0.4 | n |  | TRUE
52 | bus_LV_2775-12_0_4_node_44 | 0.4 | n |  | TRUE
53 | bus_LV_2775-12_0_4_node_57 | 0.4 | n |  | TRUE
54 | bus_LV_2775-12_0_4_node_104 | 0.4 | n |  | TRUE
55 | bus_LV_2775-12_0_4_node_116 | 0.4 | n |  | TRUE
56 | bus_LV_2775-12_0_4_node_58 | 0.4 | n |  | TRUE
57 | bus_LV_2775-12_0_4_node_52 | 0.4 | n |  | TRUE
58 | bus_LV_2775-12_0_4_node_53 | 0.4 | n |  | TRUE
59 | bus_LV_2775-12_0_4_node_54 | 0.4 | n |  | TRUE
60 | bus_LV_2775-12_0_4_node_74 | 0.4 | n |  | TRUE
61 | bus_LV_2775-12_0_4_node_75 | 0.4 | n |  | TRUE
62 | bus_LV_2775-12_0_4_node_61 | 0.4 | n |  | TRUE
63 | bus_LV_2775-12_0_4_node_62 | 0.4 | n |  | TRUE
64 | bus_LV_2775-12_0_4_node_59 | 0.4 | n |  | TRUE
65 | bus_LV_2775-12_0_4_node_60 | 0.4 | n |  | TRUE
66 | bus_LV_2775-12_0_4_node_63 | 0.4 | n |  | TRUE
67 | bus_LV_2775-12_0_4_node_64 | 0.4 | n |  | TRUE
68 | bus_LV_2775-12_0_4_node_65 | 0.4 | n |  | TRUE
69 | bus_LV_2775-12_0_4_node_66 | 0.4 | n |  | TRUE
70 | bus_LV_2775-12_0_4_node_72 | 0.4 | n |  | TRUE
71 | bus_LV_2775-12_0_4_node_70 | 0.4 | n |  | TRUE
72 | bus_LV_2775-12_0_4_node_67 | 0.4 | n |  | TRUE
73 | bus_LV_2775-12_0_4_node_68 | 0.4 | n |  | TRUE
74 | bus_LV_2775-12_0_4_node_69 | 0.4 | n |  | TRUE
75 | bus_LV_2775-12_0_4_node_71 | 0.4 | n |  | TRUE
76 | bus_LV_2775-12_0_4_node_73 | 0.4 | n |  | TRUE
77 | bus_LV_2775-12_0_4_node_76 | 0.4 | n |  | TRUE
78 | bus_LV_2775-12_0_4_node_77 | 0.4 | n |  | TRUE
79 | bus_LV_2775-12_0_4_node_78 | 0.4 | n |  | TRUE
80 | bus_LV_2775-12_0_4_node_79 | 0.4 | n |  | TRUE
81 | bus_LV_2775-12_0_4_node_80 | 0.4 | n |  | TRUE
82 | bus_LV_2775-12_0_4_node_81 | 0.4 | n |  | TRUE
83 | bus_LV_2775-12_0_4_node_82 | 0.4 | n |  | TRUE
84 | bus_LV_2775-12_0_4_node_91 | 0.4 | n |  | TRUE
85 | bus_LV_2775-12_0_4_node_94 | 0.4 | n |  | TRUE
86 | bus_LV_2775-12_0_4_node_95 | 0.4 | n |  | TRUE
87 | bus_LV_2775-12_0_4_node_83 | 0.4 | n |  | TRUE
88 | bus_LV_2775-12_0_4_node_84 | 0.4 | n |  | TRUE
89 | bus_LV_2775-12_0_4_node_85 | 0.4 | n |  | TRUE
90 | bus_LV_2775-12_0_4_node_86 | 0.4 | n |  | TRUE
91 | bus_LV_2775-12_0_4_node_87 | 0.4 | n |  | TRUE
92 | bus_LV_2775-12_0_4_node_88 | 0.4 | n |  | TRUE
93 | bus_LV_2775-12_0_4_node_89 | 0.4 | n |  | TRUE
94 | bus_LV_2775-12_0_4_node_90 | 0.4 | n |  | TRUE
95 | bus_LV_2775-12_0_4_node_93 | 0.4 | n |  | TRUE
96 | bus_LV_2775-12_0_4_node_102 | 0.4 | n |  | TRUE
97 | bus_LV_2775-12_0_4_node_101 | 0.4 | n |  | TRUE
98 | bus_LV_2775-12_0_4_node_110 | 0.4 | n |  | TRUE
99 | bus_LV_2775-12_0_4_node_112 | 0.4 | n |  | TRUE
100 | bus_LV_2775-12_0_4_node_108 | 0.4 | n |  | TRUE
101 | bus_LV_2775-12_0_4_node_97 | 0.4 | n |  | TRUE
102 | bus_LV_2775-12_0_4_node_96 | 0.4 | n |  | TRUE
103 | bus_LV_2775-12_0_4_node_98 | 0.4 | n |  | TRUE
104 | bus_LV_2775-12_0_4_node_99 | 0.4 | n |  | TRUE
105 | bus_LV_2775-12_0_4_node_100 | 0.4 | n |  | TRUE
106 | bus_LV_2775-12_0_4_node_142 | 0.4 | n |  | TRUE
107 | bus_LV_2775-12_0_4_node_143 | 0.4 | n |  | TRUE
108 | bus_LV_2775-12_0_4_node_144 | 0.4 | n |  | TRUE
109 | bus_LV_2775-12_0_4_node_119 | 0.4 | n |  | TRUE
110 | bus_LV_2775-12_0_4_node_105 | 0.4 | n |  | TRUE
111 | bus_LV_2775-12_0_4_node_106 | 0.4 | n |  | TRUE
112 | bus_LV_2775-12_0_4_node_107 | 0.4 | n |  | TRUE
113 | bus_LV_2775-12_0_4_node_109 | 0.4 | n |  | TRUE
114 | bus_LV_2775-12_0_4_node_111 | 0.4 | n |  | TRUE
115 | bus_LV_2775-12_0_4_node_155 | 0.4 | n |  | TRUE
116 | bus_LV_2775-12_0_4_node_160 | 0.4 | n |  | TRUE
117 | bus_LV_2775-12_0_4_node_156 | 0.4 | n |  | TRUE
118 | bus_LV_2775-12_0_4_node_158 | 0.4 | n |  | TRUE
119 | bus_LV_2775-12_0_4_node_113 | 0.4 | n |  | TRUE
120 | bus_LV_2775-12_0_4_node_115 | 0.4 | n |  | TRUE
121 | bus_LV_2775-12_0_4_node_117 | 0.4 | n |  | TRUE
122 | bus_LV_2775-12_0_4_node_118 | 0.4 | n |  | TRUE
123 | bus_LV_2775-12_0_4_node_120 | 0.4 | n |  | TRUE
124 | bus_LV_2775-12_0_4_node_121 | 0.4 | n |  | TRUE
125 | bus_LV_2775-12_0_4_node_130 | 0.4 | n |  | TRUE
126 | bus_LV_2775-12_0_4_node_129 | 0.4 | n |  | TRUE
127 | bus_LV_2775-12_0_4_node_123 | 0.4 | n |  | TRUE
128 | bus_LV_2775-12_0_4_node_124 | 0.4 | n |  | TRUE
129 | bus_LV_2775-12_0_4_node_162 | 0.4 | n |  | TRUE
130 | bus_LV_2775-12_0_4_node_122 | 0.4 | n |  | TRUE
131 | bus_LV_2775-12_0_4_node_186 | 0.4 | n |  | TRUE
132 | bus_LV_2775-12_0_4_node_187 | 0.4 | n |  | TRUE
133 | bus_LV_2775-12_0_4_node_137 | 0.4 | n |  | TRUE
134 | bus_LV_2775-12_0_4_node_125 | 0.4 | n |  | TRUE
135 | bus_LV_2775-12_0_4_node_126 | 0.4 | n |  | TRUE
136 | bus_LV_2775-12_0_4_node_161 | 0.4 | n |  | TRUE
137 | bus_LV_2775-12_0_4_node_185 | 0.4 | n |  | TRUE
138 | bus_LV_2775-12_0_4_node_128 | 0.4 | n |  | TRUE
139 | bus_LV_2775-12_0_4_node_147 | 0.4 | n |  | TRUE
140 | bus_LV_2775-12_0_4_node_146 | 0.4 | n |  | TRUE
141 | bus_LV_2775-12_0_4_node_127 | 0.4 | n |  | TRUE
142 | bus_LV_2775-12_0_4_node_148 | 0.4 | n |  | TRUE
143 | bus_LV_2775-12_0_4_node_145 | 0.4 | n |  | TRUE
144 | bus_LV_2775-12_0_4_node_135 | 0.4 | n |  | TRUE
145 | bus_LV_2775-12_0_4_node_131 | 0.4 | n |  | TRUE
146 | bus_LV_2775-12_0_4_node_132 | 0.4 | n |  | TRUE
147 | bus_LV_2775-12_0_4_node_133 | 0.4 | n |  | TRUE
148 | bus_LV_2775-12_0_4_node_134 | 0.4 | n |  | TRUE
149 | bus_LV_2775-12_0_4_node_136 | 0.4 | n |  | TRUE
150 | bus_LV_2775-12_0_4_node_138 | 0.4 | n |  | TRUE
151 | bus_LV_2775-12_0_4_node_139 | 0.4 | n |  | TRUE
152 | bus_LV_2775-12_0_4_node_140 | 0.4 | n |  | TRUE
153 | bus_LV_2775-12_0_4_node_141 | 0.4 | n |  | TRUE
154 | bus_LV_2775-12_0_4_node_154 | 0.4 | n |  | TRUE
155 | bus_LV_2775-12_0_4_node_151 | 0.4 | n |  | TRUE
156 | bus_LV_2775-12_0_4_node_192 | 0.4 | n |  | TRUE
157 | bus_LV_2775-12_0_4_node_149 | 0.4 | n |  | TRUE
158 | bus_LV_2775-12_0_4_node_150 | 0.4 | n |  | TRUE
159 | bus_LV_2775-12_0_4_node_152 | 0.4 | n |  | TRUE
160 | bus_LV_2775-12_0_4_node_153 | 0.4 | n |  | TRUE
161 | bus_LV_2775-12_0_4_node_157 | 0.4 | n |  | TRUE
162 | bus_LV_2775-12_0_4_node_159 | 0.4 | n |  | TRUE
163 | bus_LV_2775-12_0_4_node_163 | 0.4 | n |  | TRUE
164 | bus_LV_2775-12_0_4_node_164 | 0.4 | n |  | TRUE
165 | bus_LV_2775-12_0_4_node_165 | 0.4 | n |  | TRUE
166 | bus_LV_2775-12_0_4_node_166 | 0.4 | n |  | TRUE
167 | bus_LV_2775-12_0_4_node_170 | 0.4 | n |  | TRUE
168 | bus_LV_2775-12_0_4_node_168 | 0.4 | n |  | TRUE
169 | bus_LV_2775-12_0_4_node_178 | 0.4 | n |  | TRUE
170 | bus_LV_2775-12_0_4_node_191 | 0.4 | n |  | TRUE
171 | bus_LV_2775-12_0_4_node_190 | 0.4 | n |  | TRUE
172 | bus_LV_2775-12_0_4_node_179 | 0.4 | n |  | TRUE
173 | bus_LV_2775-12_0_4_node_171 | 0.4 | n |  | TRUE
174 | bus_LV_2775-12_0_4_node_172 | 0.4 | n |  | TRUE
175 | bus_LV_2775-12_0_4_node_173 | 0.4 | n |  | TRUE
176 | bus_LV_2775-12_0_4_node_174 | 0.4 | n |  | TRUE
177 | bus_LV_2775-12_0_4_node_175 | 0.4 | n |  | TRUE
178 | bus_LV_2775-12_0_4_node_176 | 0.4 | n |  | TRUE
179 | bus_LV_2775-12_0_4_node_177 | 0.4 | n |  | TRUE
180 | bus_LV_2775-12_0_4_node_180 | 0.4 | n |  | TRUE
181 | bus_LV_2775-12_0_4_node_181 | 0.4 | n |  | TRUE
182 | bus_LV_2775-12_0_4_node_189 | 0.4 | n |  | TRUE
183 | bus_LV_2775-12_0_4_node_182 | 0.4 | n |  | TRUE
184 | bus_LV_2775-12_0_4_node_183 | 0.4 | n |  | TRUE
185 | bus_LV_2775-12_0_4_node_184 | 0.4 | n |  | TRUE
186 | bus_MV_399_0_node_54 | 20 | n |  | TRUE

## load
| name | bus | p_mw | q_mvar | const_z_percent | const_i_percent | sn_mva | scaling | in_service | type
0 | LV_2775-12_0_4_load_0 | 0 | 0.0020986 | 0.00052596 | 0 | 0 |  | 1 | TRUE | wye
1 | LV_2775-12_0_4_load_1 | 1 | 0.0020415 | 0.00051164 | 0 | 0 |  | 1 | TRUE | wye
2 | LV_2775-12_0_4_load_2 | 2 | 0.002035 | 0.00051001 | 0 | 0 |  | 1 | TRUE | wye
3 | LV_2775-12_0_4_load_3 | 3 | 0.0021012 | 0.0005266 | 0 | 0 |  | 1 | TRUE | wye
4 | LV_2775-12_0_4_load_4 | 4 | 0.0020853 | 0.00052261 | 0 | 0 |  | 1 | TRUE | wye
5 | LV_2775-12_0_4_load_5 | 5 | 0.0020362 | 0.00051033 | 0 | 0 |  | 1 | TRUE | wye
6 | LV_2775-12_0_4_load_6 | 6 | 0.0027757 | 0.00069565 | 0 | 0 |  | 1 | TRUE | wye
7 | LV_2775-12_0_4_load_8 | 8 | 0.0020761 | 0.00052033 | 0 | 0 |  | 1 | TRUE | wye
8 | LV_2775-12_0_4_load_9 | 9 | 0.0012083 | 0.00030282 | 0 | 0 |  | 1 | TRUE | wye
9 | LV_2775-12_0_4_load_18 | 10 | 0.0025282 | 0.00063363 | 0 | 0 |  | 1 | TRUE | wye
10 | LV_2775-12_0_4_load_19 | 11 | 0.0029878 | 0.0007488 | 0 | 0 |  | 1 | TRUE | wye
11 | LV_2775-12_0_4_load_17 | 12 | 0.0028941 | 0.00072534 | 0 | 0 |  | 1 | TRUE | wye
12 | LV_2775-12_0_4_load_43 | 13 | 0.0028645 | 0.00071791 | 0 | 0 |  | 1 | TRUE | wye
13 | LV_2775-12_0_4_load_10 | 14 | 0.0028094 | 0.00070409 | 0 | 0 |  | 1 | TRUE | wye
14 | LV_2775-12_0_4_load_11 | 15 | 0.0052184 | 0.0013079 | 0 | 0 |  | 1 | TRUE | wye
15 | LV_2775-12_0_4_load_12 | 16 | 0.0018673 | 0.000468 | 0 | 0 |  | 1 | TRUE | wye
16 | LV_2775-12_0_4_load_13 | 17 | 0.0021839 | 0.00054733 | 0 | 0 |  | 1 | TRUE | wye
17 | LV_2775-12_0_4_load_15 | 19 | 0.0010215 | 0.000256 | 0 | 0 |  | 1 | TRUE | wye
18 | LV_2775-12_0_4_load_16 | 20 | 0.0025217 | 0.00063199 | 0 | 0 |  | 1 | TRUE | wye
19 | LV_2775-12_0_4_load_29 | 22 | 0.0019598 | 0.00049117 | 0 | 0 |  | 1 | TRUE | wye
20 | LV_2775-12_0_4_load_24 | 23 | 0.0033956 | 0.00085102 | 0 | 0 |  | 1 | TRUE | wye
21 | LV_2775-12_0_4_load_20 | 24 | 0.0012518 | 0.00031372 | 0 | 0 |  | 1 | TRUE | wye
22 | LV_2775-12_0_4_load_30 | 25 | 0.0023685 | 0.00059361 | 0 | 0 |  | 1 | TRUE | wye
23 | LV_2775-12_0_4_load_21 | 27 | 0.0026872 | 0.00067348 | 0 | 0 |  | 1 | TRUE | wye
24 | LV_2775-12_0_4_load_23 | 28 | 0.00064502 | 0.00016166 | 0 | 0 |  | 1 | TRUE | wye
25 | LV_2775-12_0_4_load_25 | 29 | 0.0064881 | 0.0016261 | 0 | 0 |  | 1 | TRUE | wye
26 | LV_2775-12_0_4_load_28 | 31 | 0.006228 | 0.0015609 | 0 | 0 |  | 1 | TRUE | wye
27 | LV_2775-12_0_4_load_32 | 33 | 0.0015662 | 0.00039253 | 0 | 0 |  | 1 | TRUE | wye
28 | LV_2775-12_0_4_load_51 | 35 | 0.0016346 | 0.00040966 | 0 | 0 |  | 1 | TRUE | wye
29 | LV_2775-12_0_4_load_103 | 36 | 0.0011767 | 0.00029491 | 0 | 0 |  | 1 | TRUE | wye
30 | LV_2775-12_0_4_load_50 | 37 | 0.0017931 | 0.00044938 | 0 | 0 |  | 1 | TRUE | wye
31 | LV_2775-12_0_4_load_34 | 39 | 0.0023046 | 0.0005776 | 0 | 0 |  | 1 | TRUE | wye
32 | LV_2775-12_0_4_load_36 | 41 | 0.0047031 | 0.0011787 | 0 | 0 |  | 1 | TRUE | wye
33 | LV_2775-12_0_4_load_37 | 42 | 0.0019073 | 0.00047801 | 0 | 0 |  | 1 | TRUE | wye
34 | LV_2775-12_0_4_load_39 | 43 | 0.0035689 | 0.00089445 | 0 | 0 |  | 1 | TRUE | wye
35 | LV_2775-12_0_4_load_40 | 44 | 0.0024073 | 0.00060332 | 0 | 0 |  | 1 | TRUE | wye
36 | LV_2775-12_0_4_load_41 | 45 | 0.0026747 | 0.00067034 | 0 | 0 |  | 1 | TRUE | wye
37 | LV_2775-12_0_4_load_55 | 47 | 0.0033637 | 0.00084303 | 0 | 0 |  | 1 | TRUE | wye
38 | LV_2775-12_0_4_load_56 | 49 | 0.0027878 | 0.0006987 | 0 | 0 |  | 1 | TRUE | wye
39 | LV_2775-12_0_4_load_49 | 50 | 0.0011144 | 0.00027929 | 0 | 0 |  | 1 | TRUE | wye
40 | LV_2775-12_0_4_load_45 | 51 | 0.0022036 | 0.00055228 | 0 | 0 |  | 1 | TRUE | wye
41 | LV_2775-12_0_4_load_44 | 52 | 0.0028027 | 0.00070242 | 0 | 0 |  | 1 | TRUE | wye
42 | LV_2775-12_0_4_load_57 | 53 | 0.001119 | 0.00028045 | 0 | 0 |  | 1 | TRUE | wye
43 | LV_2775-12_0_4_load_104 | 54 | 0.0030511 | 0.00076467 | 0 | 0 |  | 1 | TRUE | wye
44 | LV_2775-12_0_4_load_58 | 56 | 0.0010671 | 0.00026743 | 0 | 0 |  | 1 | TRUE | wye
45 | LV_2775-12_0_4_load_52 | 57 | 0.0015604 | 0.00039108 | 0 | 0 |  | 1 | TRUE | wye
46 | LV_2775-12_0_4_load_53 | 58 | 0.0016358 | 0.00040998 | 0 | 0 |  | 1 | TRUE | wye
47 | LV_2775-12_0_4_load_54 | 59 | 0.0015654 | 0.00039234 | 0 | 0 |  | 1 | TRUE | wye
48 | LV_2775-12_0_4_load_74 | 60 | 0.0021245 | 0.00053244 | 0 | 0 |  | 1 | TRUE | wye
49 | LV_2775-12_0_4_load_75 | 61 | 0.0016337 | 0.00040944 | 0 | 0 |  | 1 | TRUE | wye
50 | LV_2775-12_0_4_load_61 | 62 | 0.0029359 | 0.0007358 | 0 | 0 |  | 1 | TRUE | wye
51 | LV_2775-12_0_4_load_62 | 63 | 0.0013245 | 0.00033195 | 0 | 0 |  | 1 | TRUE | wye
52 | LV_2775-12_0_4_load_59 | 64 | 0.0011013 | 0.00027602 | 0 | 0 |  | 1 | TRUE | wye
53 | LV_2775-12_0_4_load_60 | 65 | 0.001033 | 0.00025889 | 0 | 0 |  | 1 | TRUE | wye
54 | LV_2775-12_0_4_load_63 | 66 | 0.0013889 | 0.00034808 | 0 | 0 |  | 1 | TRUE | wye
55 | LV_2775-12_0_4_load_64 | 67 | 0.0026914 | 0.00067453 | 0 | 0 |  | 1 | TRUE | wye
56 | LV_2775-12_0_4_load_65 | 68 | 0.0069895 | 0.0017517 | 0 | 0 |  | 1 | TRUE | wye
57 | LV_2775-12_0_4_load_66 | 69 | 0.0014654 | 0.00036728 | 0 | 0 |  | 1 | TRUE | wye
58 | LV_2775-12_0_4_load_72 | 70 | 0.0014104 | 0.00035348 | 0 | 0 |  | 1 | TRUE | wye
59 | LV_2775-12_0_4_load_70 | 71 | 0.0016139 | 0.00040449 | 0 | 0 |  | 1 | TRUE | wye
60 | LV_2775-12_0_4_load_67 | 72 | 0.0079843 | 0.0020011 | 0 | 0 |  | 1 | TRUE | wye
61 | LV_2775-12_0_4_load_68 | 73 | 0.0016354 | 0.00040986 | 0 | 0 |  | 1 | TRUE | wye
62 | LV_2775-12_0_4_load_69 | 74 | 0.0015555 | 0.00038984 | 0 | 0 |  | 1 | TRUE | wye
63 | LV_2775-12_0_4_load_71 | 75 | 0.0016348 | 0.00040973 | 0 | 0 |  | 1 | TRUE | wye
64 | LV_2775-12_0_4_load_73 | 76 | 0.0015792 | 0.00039579 | 0 | 0 |  | 1 | TRUE | wye
65 | LV_2775-12_0_4_load_76 | 77 | 0.0038307 | 0.00096007 | 0 | 0 |  | 1 | TRUE | wye
66 | LV_2775-12_0_4_load_77 | 78 | 0.0015654 | 0.00039234 | 0 | 0 |  | 1 | TRUE | wye
67 | LV_2775-12_0_4_load_78 | 79 | 0.0012909 | 0.00032354 | 0 | 0 |  | 1 | TRUE | wye
68 | LV_2775-12_0_4_load_79 | 80 | 0.0019696 | 0.00049362 | 0 | 0 |  | 1 | TRUE | wye
69 | LV_2775-12_0_4_load_81 | 82 | 0.001275 | 0.00031955 | 0 | 0 |  | 1 | TRUE | wye
70 | LV_2775-12_0_4_load_82 | 83 | 0.0012915 | 0.00032369 | 0 | 0 |  | 1 | TRUE | wye
71 | LV_2775-12_0_4_load_91 | 84 | 0.0012864 | 0.00032239 | 0 | 0 |  | 1 | TRUE | wye
72 | LV_2775-12_0_4_load_94 | 85 | 0.0012975 | 0.00032518 | 0 | 0 |  | 1 | TRUE | wye
73 | LV_2775-12_0_4_load_83 | 87 | 0.0011688 | 0.00029292 | 0 | 0 |  | 1 | TRUE | wye
74 | LV_2775-12_0_4_load_84 | 88 | 0.0015481 | 0.00038799 | 0 | 0 |  | 1 | TRUE | wye
75 | LV_2775-12_0_4_load_85 | 89 | 0.0012312 | 0.00030857 | 0 | 0 |  | 1 | TRUE | wye
76 | LV_2775-12_0_4_load_87 | 91 | 0.0011424 | 0.00028631 | 0 | 0 |  | 1 | TRUE | wye
77 | LV_2775-12_0_4_load_88 | 92 | 0.0019185 | 0.00048083 | 0 | 0 |  | 1 | TRUE | wye
78 | LV_2775-12_0_4_load_89 | 93 | 0.0011327 | 0.00028389 | 0 | 0 |  | 1 | TRUE | wye
79 | LV_2775-12_0_4_load_90 | 94 | 0.001959 | 0.00049097 | 0 | 0 |  | 1 | TRUE | wye
80 | LV_2775-12_0_4_load_93 | 95 | 0.0012259 | 0.00030725 | 0 | 0 |  | 1 | TRUE | wye
81 | LV_2775-12_0_4_load_102 | 96 | 0.0017146 | 0.00042972 | 0 | 0 |  | 1 | TRUE | wye
82 | LV_2775-12_0_4_load_101 | 97 | 0.0018128 | 0.00045434 | 0 | 0 |  | 1 | TRUE | wye
83 | LV_2775-12_0_4_load_108 | 100 | 0.0022691 | 0.0005687 | 0 | 0 |  | 1 | TRUE | wye
84 | LV_2775-12_0_4_load_97 | 101 | 0.0045697 | 0.0011453 | 0 | 0 |  | 1 | TRUE | wye
85 | LV_2775-12_0_4_load_96 | 102 | 0.0015774 | 0.00039533 | 0 | 0 |  | 1 | TRUE | wye
86 | LV_2775-12_0_4_load_98 | 103 | 0.0015111 | 0.00037871 | 0 | 0 |  | 1 | TRUE | wye
87 | LV_2775-12_0_4_load_99 | 104 | 0.0032943 | 0.00082563 | 0 | 0 |  | 1 | TRUE | wye
88 | LV_2775-12_0_4_load_100 | 105 | 0.0017198 | 0.00043102 | 0 | 0 |  | 1 | TRUE | wye
89 | LV_2775-12_0_4_load_144 | 108 | 0.0043792 | 0.0010975 | 0 | 0 |  | 1 | TRUE | wye
90 | LV_2775-12_0_4_load_105 | 110 | 0.0040767 | 0.0010217 | 0 | 0 |  | 1 | TRUE | wye
91 | LV_2775-12_0_4_load_106 | 111 | 0.002465 | 0.00061779 | 0 | 0 |  | 1 | TRUE | wye
92 | LV_2775-12_0_4_load_107 | 112 | 0.0012145 | 0.00030439 | 0 | 0 |  | 1 | TRUE | wye
93 | LV_2775-12_0_4_load_109 | 113 | 0.0023054 | 0.00057779 | 0 | 0 |  | 1 | TRUE | wye
94 | LV_2775-12_0_4_load_111 | 114 | 0.0042893 | 0.001075 | 0 | 0 |  | 1 | TRUE | wye
95 | LV_2775-12_0_4_load_155 | 115 | 0.0021791 | 0.00054613 | 0 | 0 |  | 1 | TRUE | wye
96 | LV_2775-12_0_4_load_160 | 116 | 0.0023314 | 0.00058431 | 0 | 0 |  | 1 | TRUE | wye
97 | LV_2775-12_0_4_load_156 | 117 | 0.002197 | 0.00055063 | 0 | 0 |  | 1 | TRUE | wye
98 | LV_2775-12_0_4_load_158 | 118 | 0.0021492 | 0.00053864 | 0 | 0 |  | 1 | TRUE | wye
99 | LV_2775-12_0_4_load_113 | 119 | 0.00099377 | 0.00024906 | 0 | 0 |  | 1 | TRUE | wye
100 | LV_2775-12_0_4_load_117 | 121 | 0.00096415 | 0.00024164 | 0 | 0 |  | 1 | TRUE | wye
101 | LV_2775-12_0_4_load_121 | 124 | 0.00209 | 0.0005238 | 0 | 0 |  | 1 | TRUE | wye
102 | LV_2775-12_0_4_load_130 | 125 | 0.0010785 | 0.0002703 | 0 | 0 |  | 1 | TRUE | wye
103 | LV_2775-12_0_4_load_129 | 126 | 0.0025625 | 0.00064223 | 0 | 0 |  | 1 | TRUE | wye
104 | LV_2775-12_0_4_load_123 | 127 | 0.00099436 | 0.00024921 | 0 | 0 |  | 1 | TRUE | wye
105 | LV_2775-12_0_4_load_124 | 128 | 0.001163 | 0.00029147 | 0 | 0 |  | 1 | TRUE | wye
106 | LV_2775-12_0_4_load_162 | 129 | 0.0021492 | 0.00053864 | 0 | 0 |  | 1 | TRUE | wye
107 | LV_2775-12_0_4_load_186 | 131 | 0.0013113 | 0.00032864 | 0 | 0 |  | 1 | TRUE | wye
108 | LV_2775-12_0_4_load_187 | 132 | 0.0011571 | 0.00028999 | 0 | 0 |  | 1 | TRUE | wye
109 | LV_2775-12_0_4_load_137 | 133 | 0.0029873 | 0.00074869 | 0 | 0 |  | 1 | TRUE | wye
110 | LV_2775-12_0_4_load_125 | 134 | 0.00099357 | 0.00024901 | 0 | 0 |  | 1 | TRUE | wye
111 | LV_2775-12_0_4_load_161 | 136 | 0.0021492 | 0.00053864 | 0 | 0 |  | 1 | TRUE | wye
112 | LV_2775-12_0_4_load_185 | 137 | 0.00079894 | 0.00020023 | 0 | 0 |  | 1 | TRUE | wye
113 | LV_2775-12_0_4_load_128 | 138 | 0.0016453 | 0.00041236 | 0 | 0 |  | 1 | TRUE | wye
114 | LV_2775-12_0_4_load_147 | 139 | 0.0019752 | 0.00049502 | 0 | 0 |  | 1 | TRUE | wye
115 | LV_2775-12_0_4_load_146 | 140 | 0.0020747 | 0.00051997 | 0 | 0 |  | 1 | TRUE | wye
116 | LV_2775-12_0_4_load_127 | 141 | 0.0035994 | 0.00090209 | 0 | 0 |  | 1 | TRUE | wye
117 | LV_2775-12_0_4_load_148 | 142 | 0.0020469 | 0.00051299 | 0 | 0 |  | 1 | TRUE | wye
118 | LV_2775-12_0_4_load_145 | 143 | 0.0020401 | 0.00051129 | 0 | 0 |  | 1 | TRUE | wye
119 | LV_2775-12_0_4_load_135 | 144 | 0.0024421 | 0.00061205 | 0 | 0 |  | 1 | TRUE | wye
120 | LV_2775-12_0_4_load_131 | 145 | 0.0024336 | 0.00060992 | 0 | 0 |  | 1 | TRUE | wye
121 | LV_2775-12_0_4_load_132 | 146 | 0.0030313 | 0.00075972 | 0 | 0 |  | 1 | TRUE | wye
122 | LV_2775-12_0_4_load_133 | 147 | 0.0025299 | 0.00063406 | 0 | 0 |  | 1 | TRUE | wye
123 | LV_2775-12_0_4_load_134 | 148 | 0.0030174 | 0.00075624 | 0 | 0 |  | 1 | TRUE | wye
124 | LV_2775-12_0_4_load_136 | 149 | 0.003386 | 0.00084861 | 0 | 0 |  | 1 | TRUE | wye
125 | LV_2775-12_0_4_load_138 | 150 | 0.0040174 | 0.0010069 | 0 | 0 |  | 1 | TRUE | wye
126 | LV_2775-12_0_4_load_139 | 151 | 0.001608 | 0.000403 | 0 | 0 |  | 1 | TRUE | wye
127 | LV_2775-12_0_4_load_140 | 152 | 0.0017775 | 0.00044549 | 0 | 0 |  | 1 | TRUE | wye
128 | LV_2775-12_0_4_load_141 | 153 | 0.001949 | 0.00048848 | 0 | 0 |  | 1 | TRUE | wye
129 | LV_2775-12_0_4_load_154 | 154 | 0.00308 | 0.00077192 | 0 | 0 |  | 1 | TRUE | wye
130 | LV_2775-12_0_4_load_151 | 155 | 0.0030369 | 0.00076112 | 0 | 0 |  | 1 | TRUE | wye
131 | LV_2775-12_0_4_load_192 | 156 | 0.0044127 | 0.0011059 | 0 | 0 |  | 1 | TRUE | wye
132 | LV_2775-12_0_4_load_149 | 157 | 0.003159 | 0.00079171 | 0 | 0 |  | 1 | TRUE | wye
133 | LV_2775-12_0_4_load_150 | 158 | 0.0022888 | 0.00057362 | 0 | 0 |  | 1 | TRUE | wye
134 | LV_2775-12_0_4_load_152 | 159 | 0.0037015 | 0.00092768 | 0 | 0 |  | 1 | TRUE | wye
135 | LV_2775-12_0_4_load_153 | 160 | 0.0022377 | 0.00056081 | 0 | 0 |  | 1 | TRUE | wye
136 | LV_2775-12_0_4_load_157 | 161 | 0.0021484 | 0.00053845 | 0 | 0 |  | 1 | TRUE | wye
137 | LV_2775-12_0_4_load_159 | 162 | 0.0021492 | 0.00053864 | 0 | 0 |  | 1 | TRUE | wye
138 | LV_2775-12_0_4_load_163 | 163 | 0.0017529 | 0.00043933 | 0 | 0 |  | 1 | TRUE | wye
139 | LV_2775-12_0_4_load_165 | 165 | 0.002021 | 0.00050652 | 0 | 0 |  | 1 | TRUE | wye
140 | LV_2775-12_0_4_load_166 | 166 | 0.0023301 | 0.00058398 | 0 | 0 |  | 1 | TRUE | wye
141 | LV_2775-12_0_4_load_170 | 167 | 0.001764 | 0.0004421 | 0 | 0 |  | 1 | TRUE | wye
142 | LV_2775-12_0_4_load_168 | 168 | 0.0019543 | 0.00048979 | 0 | 0 |  | 1 | TRUE | wye
143 | LV_2775-12_0_4_load_178 | 169 | 0.0016013 | 0.00040132 | 0 | 0 |  | 1 | TRUE | wye
144 | LV_2775-12_0_4_load_191 | 170 | 0.0016943 | 0.00042463 | 0 | 0 |  | 1 | TRUE | wye
145 | LV_2775-12_0_4_load_179 | 172 | 0.0016231 | 0.00040678 | 0 | 0 |  | 1 | TRUE | wye
146 | LV_2775-12_0_4_load_171 | 173 | 0.001729 | 0.00043332 | 0 | 0 |  | 1 | TRUE | wye
147 | LV_2775-12_0_4_load_172 | 174 | 0.0013997 | 0.00035081 | 0 | 0 |  | 1 | TRUE | wye
148 | LV_2775-12_0_4_load_173 | 175 | 0.001093 | 0.00027393 | 0 | 0 |  | 1 | TRUE | wye
149 | LV_2775-12_0_4_load_174 | 176 | 0.001387 | 0.00034761 | 0 | 0 |  | 1 | TRUE | wye
150 | LV_2775-12_0_4_load_175 | 177 | 0.0011527 | 0.00028888 | 0 | 0 |  | 1 | TRUE | wye
151 | LV_2775-12_0_4_load_177 | 179 | 0.00077483 | 0.00019419 | 0 | 0 |  | 1 | TRUE | wye
152 | LV_2775-12_0_4_load_180 | 180 | 0.00091966 | 0.00023049 | 0 | 0 |  | 1 | TRUE | wye
153 | LV_2775-12_0_4_load_181 | 181 | 0.0014806 | 0.00037109 | 0 | 0 |  | 1 | TRUE | wye
154 | LV_2775-12_0_4_load_189 | 182 | 0.0011526 | 0.00028887 | 0 | 0 |  | 1 | TRUE | wye
155 | LV_2775-12_0_4_load_182 | 183 | 0.0011504 | 0.00028831 | 0 | 0 |  | 1 | TRUE | wye
156 | LV_2775-12_0_4_load_183 | 184 | 0.001896 | 0.00047519 | 0 | 0 |  | 1 | TRUE | wye
157 | LV_2775-12_0_4_load_184 | 185 | 0.0018534 | 0.0004645 | 0 | 0 |  | 1 | TRUE | wye

## ext_grid
| name | bus | vm_pu | va_degree | slack_weight | in_service
0 |  | 77 | 1 | 0 | 1 | TRUE

## line
| name | std_type | from_bus | to_bus | length_km | r_ohm_per_km | x_ohm_per_km | c_nf_per_km | g_us_per_km | max_i_ka | df | parallel | type | in_service
0 | LV_2775-12_0_4_line_0 |  | 0 | 1 | 0.00018273 | 0.125 | 0.08 | 261 | 0 | 0.364 | 1 | 1 | cs | TRUE
1 | LV_2775-12_0_4_line_1 |  | 0 | 2 | 0.023083 | 0.125 | 0.08 | 261 | 0 | 0.364 | 1 | 1 | cs | TRUE
2 | LV_2775-12_0_4_line_2 |  | 1 | 3 | 0.024426 | 0.125 | 0.08 | 261 | 0 | 0.364 | 1 | 1 | cs | TRUE
3 | LV_2775-12_0_4_line_3 |  | 2 | 4 | 6.1903e-05 | 0.125 | 0.08 | 261 | 0 | 0.364 | 1 | 1 | cs | TRUE
4 | LV_2775-12_0_4_line_4 |  | 3 | 5 | 1.5332e-05 | 0.125 | 0.08 | 261 | 0 | 0.364 | 1 | 1 | cs | TRUE
5 | LV_2775-12_0_4_line_5 |  | 4 | 6 | 0.0052498 | 0.125 | 0.08 | 261 | 0 | 0.364 | 1 | 1 | cs | TRUE
6 | LV_2775-12_0_4_line_6 |  | 6 | 7 | 0.021125 | 0.125 | 0.08 | 261 | 0 | 0.364 | 1 | 1 | cs | TRUE
7 | LV_2775-12_0_4_line_7 |  | 7 | 8 | 0.040341 | 0.125 | 0.08 | 261 | 0 | 0.364 | 1 | 1 | cs | TRUE
8 | LV_2775-12_0_4_line_8 |  | 7 | 9 | 0.053278 | 0.125 | 0.08 | 261 | 0 | 0.364 | 1 | 1 | cs | TRUE
9 | LV_2775-12_0_4_line_9 |  | 8 | 10 | 0.011766 | 0.125 | 0.08 | 261 | 0 | 0.364 | 1 | 1 | cs | TRUE
10 | LV_2775-12_0_4_line_10 |  | 9 | 11 | 0.015609 | 0.125 | 0.08 | 261 | 0 | 0.364 | 1 | 1 | cs | TRUE
11 | LV_2775-12_0_4_line_11 |  | 10 | 12 | 0.0066446 | 0.125 | 0.08 | 261 | 0 | 0.364 | 1 | 1 | cs | TRUE
12 | LV_2775-12_0_4_line_12 |  | 11 | 13 | 0.026773 | 0.125 | 0.08 | 261 | 0 | 0.364 | 1 | 1 | cs | TRUE
13 | LV_2775-12_0_4_line_13 |  | 12 | 18 | 0.020085 | 0.125 | 0.08 | 261 | 0 | 0.364 | 1 | 1 | cs | TRUE
14 | LV_2775-12_0_4_line_14 |  | 13 | 26 | 0.035822 | 0.125 | 0.08 | 261 | 0 | 0.364 | 1 | 1 | cs | TRUE
15 | LV_2775-12_0_4_line_15 |  | 14 | 15 | 0.001527 | 0.125 | 0.08 | 261 | 0 | 0.364 | 1 | 1 | cs | TRUE
16 | LV_2775-12_0_4_line_16 |  | 14 | 16 | 0.032386 | 0.125 | 0.08 | 261 | 0 | 0.364 | 1 | 1 | cs | TRUE
17 | LV_2775-12_0_4_line_17 |  | 15 | 17 | 0.010316 | 0.125 | 0.08 | 261 | 0 | 0.364 | 1 | 1 | cs | TRUE
18 | LV_2775-12_0_4_line_18 |  | 16 | 18 | 0.014855 | 0.125 | 0.08 | 261 | 0 | 0.364 | 1 | 1 | cs | TRUE
19 | LV_2775-12_0_4_line_19 |  | 17 | 19 | 0.030185 | 0.125 | 0.08 | 261 | 0 | 0.364 | 1 | 1 | cs | TRUE
20 | LV_2775-12_0_4_line_20 |  | 18 | 20 | 0.0059579 | 0.125 | 0.08 | 261 | 0 | 0.364 | 1 | 1 | cs | TRUE
21 | LV_2775-12_0_4_line_21 |  | 19 | 21 | 0.018762 | 0.125 | 0.08 | 261 | 0 | 0.364 | 1 | 1 | cs | TRUE
22 | LV_2775-12_0_4_line_22 |  | 20 | 22 | 0.016249 | 0.125 | 0.08 | 261 | 0 | 0.364 | 1 | 1 | cs | TRUE
23 | LV_2775-12_0_4_line_23 |  | 21 | 23 | 0.043237 | 0.125 | 0.08 | 261 | 0 | 0.364 | 1 | 1 | cs | TRUE
24 | LV_2775-12_0_4_line_24 |  | 21 | 24 | 0.015997 | 0.125 | 0.08 | 261 | 0 | 0.364 | 1 | 1 | cs | TRUE
25 | LV_2775-12_0_4_line_25 |  | 22 | 25 | 0.031642 | 0.125 | 0.08 | 261 | 0 | 0.364 | 1 | 1 | cs | TRUE
26 | LV_2775-12_0_4_line_26 |  | 24 | 27 | 0.020289 | 0.125 | 0.08 | 261 | 0 | 0.364 | 1 | 1 | cs | TRUE
27 | LV_2775-12_0_4_line_27 |  | 25 | 32 | 0.023585 | 0.125 | 0.08 | 261 | 0 | 0.364 | 1 | 1 | cs | TRUE
28 | LV_2775-12_0_4_line_28 |  | 26 | 42 | 0.028845 | 0.125 | 0.08 | 261 | 0 | 0.364 | 1 | 1 | cs | TRUE
29 | LV_2775-12_0_4_line_29 |  | 27 | 28 | 0.020649 | 0.125 | 0.08 | 261 | 0 | 0.364 | 1 | 1 | cs | TRUE
30 | LV_2775-12_0_4_line_30 |  | 28 | 29 | 0.015393 | 0.125 | 0.08 | 261 | 0 | 0.364 | 1 | 1 | cs | TRUE
31 | LV_2775-12_0_4_line_31 |  | 29 | 30 | 0.0055032 | 0.125 | 0.08 | 261 | 0 | 0.364 | 1 | 1 | cs | TRUE
32 | LV_2775-12_0_4_line_32 |  | 30 | 31 | 0.014749 | 0.125 | 0.08 | 261 | 0 | 0.364 | 1 | 1 | cs | TRUE
33 | LV_2775-12_0_4_line_33 |  | 32 | 33 | 0.011007 | 0.125 | 0.08 | 261 | 0 | 0.364 | 1 | 1 | cs | TRUE
34 | LV_2775-12_0_4_line_34 |  | 32 | 34 | 0.081287 | 0.125 | 0.08 | 261 | 0 | 0.364 | 1 | 2 | cs | TRUE
35 | LV_2775-12_0_4_line_35 |  | 33 | 35 | 0.0065356 | 0.125 | 0.08 | 261 | 0 | 0.364 | 1 | 1 | cs | TRUE
36 | LV_2775-12_0_4_line_36 |  | 34 | 36 | 0.032668 | 0.125 | 0.08 | 261 | 0 | 0.364 | 1 | 2 | cs | TRUE
37 | LV_2775-12_0_4_line_37 |  | 35 | 37 | 0.011316 | 0.125 | 0.08 | 261 | 0 | 0.364 | 1 | 1 | cs | TRUE
38 | LV_2775-12_0_4_line_38 |  | 36 | 38 | 0.045433 | 0.125 | 0.08 | 261 | 0 | 0.364 | 1 | 2 | cs | TRUE
39 | LV_2775-12_0_4_line_39 |  | 37 | 57 | 0.0025714 | 0.125 | 0.08 | 261 | 0 | 0.364 | 1 | 1 | cs | TRUE
40 | LV_2775-12_0_4_line_40 |  | 38 | 84 | 0.01478 | 0.125 | 0.08 | 261 | 0 | 0.364 | 1 | 2 | cs | TRUE
41 | LV_2775-12_0_4_line_41 |  | 38 | 92 | 0.041387 | 0.125 | 0.08 | 261 | 0 | 0.364 | 1 | 1 | cs | TRUE
42 | LV_2775-12_0_4_line_42 |  | 39 | 40 | 0.035903 | 0.125 | 0.08 | 261 | 0 | 0.364 | 1 | 1 | cs | TRUE
43 | LV_2775-12_0_4_line_43 |  | 39 | 41 | 0.012442 | 0.125 | 0.08 | 261 | 0 | 0.364 | 1 | 1 | cs | TRUE
44 | LV_2775-12_0_4_line_44 |  | 40 | 42 | 0.040574 | 0.125 | 0.08 | 261 | 0 | 0.364 | 1 | 1 | cs | TRUE
45 | LV_2775-12_0_4_line_45 |  | 43 | 44 | 0.0086355 | 0.125 | 0.08 | 261 | 0 | 0.364 | 1 | 1 | cs | TRUE
46 | LV_2775-12_0_4_line_46 |  | 43 | 45 | 0.01257 | 0.125 | 0.08 | 261 | 0 | 0.364 | 1 | 1 | cs | TRUE
47 | LV_2775-12_0_4_line_47 |  | 45 | 46 | 0.035551 | 0.125 | 0.08 | 261 | 0 | 0.364 | 1 | 1 | cs | TRUE
48 | LV_2775-12_0_4_line_48 |  | 46 | 47 | 0.040742 | 0.125 | 0.08 | 261 | 0 | 0.364 | 1 | 1 | cs | TRUE
49 | LV_2775-12_0_4_line_49 |  | 46 | 48 | 0.021513 | 0.125 | 0.08 | 261 | 0 | 0.364 | 1 | 1 | cs | TRUE
50 | LV_2775-12_0_4_line_50 |  | 47 | 49 | 0.011734 | 0.125 | 0.08 | 261 | 0 | 0.364 | 1 | 1 | cs | TRUE
51 | LV_2775-12_0_4_line_51 |  | 48 | 50 | 0.015153 | 0.125 | 0.08 | 261 | 0 | 0.364 | 1 | 1 | cs | TRUE
52 | LV_2775-12_0_4_line_52 |  | 48 | 51 | 0.04201 | 0.125 | 0.08 | 261 | 0 | 0.364 | 1 | 1 | cs | TRUE
53 | LV_2775-12_0_4_line_53 |  | 49 | 62 | 0.030739 | 0.125 | 0.08 | 261 | 0 | 0.364 | 1 | 1 | cs | TRUE
54 | LV_2775-12_0_4_line_54 |  | 50 | 53 | 0.0011037 | 0.125 | 0.08 | 261 | 0 | 0.364 | 1 | 1 | cs | TRUE
55 | LV_2775-12_0_4_line_55 |  | 51 | 52 | 0.06861 | 0.125 | 0.08 | 261 | 0 | 0.364 | 1 | 1 | cs | TRUE
56 | LV_2775-12_0_4_line_56 |  | 53 | 56 | 0.018626 | 0.125 | 0.08 | 261 | 0 | 0.364 | 1 | 1 | cs | TRUE
57 | LV_2775-12_0_4_line_57 |  | 54 | 55 | 0.026314 | 0.125 | 0.08 | 261 | 0 | 0.364 | 1 | 1 | cs | TRUE
58 | LV_2775-12_0_4_line_58 |  | 55 | 109 | 0.035261 | 0.125 | 0.08 | 261 | 0 | 0.364 | 1 | 1 | cs | TRUE
59 | LV_2775-12_0_4_line_59 |  | 56 | 64 | 0.00021451 | 0.125 | 0.08 | 261 | 0 | 0.364 | 1 | 1 | cs | TRUE
60 | LV_2775-12_0_4_line_60 |  | 57 | 58 | 0.0065263 | 0.125 | 0.08 | 261 | 0 | 0.364 | 1 | 1 | cs | TRUE
61 | LV_2775-12_0_4_line_61 |  | 58 | 59 | 0.013883 | 0.125 | 0.08 | 261 | 0 | 0.364 | 1 | 1 | cs | TRUE
62 | LV_2775-12_0_4_line_62 |  | 59 | 60 | 0.00041221 | 0.125 | 0.08 | 261 | 0 | 0.364 | 1 | 1 | cs | TRUE
63 | LV_2775-12_0_4_line_63 |  | 60 | 61 | 0.0061214 | 0.125 | 0.08 | 261 | 0 | 0.364 | 1 | 1 | cs | TRUE
64 | LV_2775-12_0_4_line_64 |  | 61 | 76 | 0.01371 | 0.125 | 0.08 | 261 | 0 | 0.364 | 1 | 1 | cs | TRUE
65 | LV_2775-12_0_4_line_65 |  | 62 | 63 | 0.0092083 | 0.125 | 0.08 | 261 | 0 | 0.364 | 1 | 1 | cs | TRUE
66 | LV_2775-12_0_4_line_66 |  | 63 | 66 | 0.0044497 | 0.125 | 0.08 | 261 | 0 | 0.364 | 1 | 1 | cs | TRUE
67 | LV_2775-12_0_4_line_67 |  | 64 | 65 | 0.0023071 | 0.125 | 0.08 | 261 | 0 | 0.364 | 1 | 1 | cs | TRUE
68 | LV_2775-12_0_4_line_68 |  | 66 | 67 | 0.019396 | 0.125 | 0.08 | 261 | 0 | 0.364 | 1 | 1 | cs | TRUE
69 | LV_2775-12_0_4_line_69 |  | 67 | 68 | 0.0012581 | 0.125 | 0.08 | 261 | 0 | 0.364 | 1 | 1 | cs | TRUE
70 | LV_2775-12_0_4_line_70 |  | 68 | 69 | 0.0044886 | 0.125 | 0.08 | 261 | 0 | 0.364 | 1 | 1 | cs | TRUE
71 | LV_2775-12_0_4_line_71 |  | 69 | 70 | 0.0065446 | 0.125 | 0.08 | 261 | 0 | 0.364 | 1 | 1 | cs | TRUE
72 | LV_2775-12_0_4_line_72 |  | 70 | 71 | 0.01119 | 0.125 | 0.08 | 261 | 0 | 0.364 | 1 | 1 | cs | TRUE
73 | LV_2775-12_0_4_line_73 |  | 71 | 73 | 0.0029444 | 0.125 | 0.08 | 261 | 0 | 0.364 | 1 | 1 | cs | TRUE
74 | LV_2775-12_0_4_line_74 |  | 72 | 73 | 0.00035771 | 0.125 | 0.08 | 261 | 0 | 0.364 | 1 | 1 | cs | TRUE
75 | LV_2775-12_0_4_line_75 |  | 72 | 74 | 0.00616 | 0.125 | 0.08 | 261 | 0 | 0.364 | 1 | 1 | cs | TRUE
76 | LV_2775-12_0_4_line_76 |  | 74 | 75 | 0.014036 | 0.125 | 0.08 | 261 | 0 | 0.364 | 1 | 1 | cs | TRUE
77 | LV_2775-12_0_4_line_77 |  | 75 | 76 | 0.0065612 | 0.125 | 0.08 | 261 | 0 | 0.364 | 1 | 1 | cs | TRUE
78 | LV_2775-12_0_4_line_78 |  | 77 | 78 | 0.021389 | 0.125 | 0.08 | 261 | 0 | 0.364 | 1 | 2 | cs | TRUE
79 | LV_2775-12_0_4_line_79 |  | 77 | 79 | 0.0017109 | 0.125 | 0.08 | 261 | 0 | 0.364 | 1 | 2 | cs | TRUE
80 | LV_2775-12_0_4_line_80 |  | 78 | 80 | 0.028004 | 0.125 | 0.08 | 261 | 0 | 0.364 | 1 | 2 | cs | TRUE
81 | LV_2775-12_0_4_line_81 |  | 79 | 81 | 0.017221 | 0.125 | 0.08 | 261 | 0 | 0.364 | 1 | 2 | cs | TRUE
82 | LV_2775-12_0_4_line_82 |  | 80 | 82 | 0.022482 | 0.125 | 0.08 | 261 | 0 | 0.364 | 1 | 2 | cs | TRUE
83 | LV_2775-12_0_4_line_83 |  | 81 | 83 | 0.012728 | 0.125 | 0.08 | 261 | 0 | 0.364 | 1 | 2 | cs | TRUE
84 | LV_2775-12_0_4_line_84 |  | 82 | 84 | 0.0075333 | 0.125 | 0.08 | 261 | 0 | 0.364 | 1 | 2 | cs | TRUE
85 | LV_2775-12_0_4_line_85 |  | 83 | 85 | 0.0020134 | 0.125 | 0.08 | 261 | 0 | 0.364 | 1 | 2 | cs | TRUE
86 | LV_2775-12_0_4_line_86 |  | 85 | 86 | 0.021031 | 0.125 | 0.08 | 261 | 0 | 0.364 | 1 | 2 | cs | TRUE
87 | LV_2775-12_0_4_line_87 |  | 86 | 101 | 0.044207 | 0.125 | 0.08 | 261 | 0 | 0.364 | 1 | 2 | cs | TRUE
88 | LV_2775-12_0_4_line_88 |  | 87 | 88 | 0.0019151 | 0.125 | 0.08 | 261 | 0 | 0.364 | 1 | 1 | cs | TRUE
89 | LV_2775-12_0_4_line_89 |  | 87 | 89 | 0.0061781 | 0.125 | 0.08 | 261 | 0 | 0.364 | 1 | 1 | cs | TRUE
90 | LV_2775-12_0_4_line_90 |  | 88 | 90 | 0.020651 | 0.125 | 0.08 | 261 | 0 | 0.364 | 1 | 1 | cs | TRUE
91 | LV_2775-12_0_4_line_91 |  | 89 | 91 | 0.0058602 | 0.125 | 0.08 | 261 | 0 | 0.364 | 1 | 1 | cs | TRUE
92 | LV_2775-12_0_4_line_92 |  | 90 | 92 | 0.0081755 | 0.125 | 0.08 | 261 | 0 | 0.364 | 1 | 1 | cs | TRUE
93 | LV_2775-12_0_4_line_93 |  | 90 | 93 | 0.0143 | 0.125 | 0.08 | 261 | 0 | 0.364 | 1 | 1 | cs | TRUE
94 | LV_2775-12_0_4_line_94 |  | 91 | 94 | 0.016278 | 0.125 | 0.08 | 261 | 0 | 0.364 | 1 | 1 | cs | TRUE
95 | LV_2775-12_0_4_line_95 |  | 93 | 95 | 0.0011802 | 0.125 | 0.08 | 261 | 0 | 0.364 | 1 | 1 | cs | TRUE
96 | LV_2775-12_0_4_line_96 |  | 94 | 96 | 0.0019524 | 0.125 | 0.08 | 261 | 0 | 0.364 | 1 | 1 | cs | TRUE
97 | LV_2775-12_0_4_line_97 |  | 96 | 97 | 0.0058815 | 0.125 | 0.08 | 261 | 0 | 0.364 | 1 | 1 | cs | TRUE
98 | LV_2775-12_0_4_line_98 |  | 97 | 105 | 0.015404 | 0.125 | 0.08 | 261 | 0 | 0.364 | 1 | 1 | cs | TRUE
99 | LV_2775-12_0_4_line_99 |  | 98 | 99 | 0.086657 | 0.125 | 0.08 | 261 | 0 | 0.364 | 1 | 1 | cs | TRUE
100 | LV_2775-12_0_4_line_100 |  | 98 | 100 | 0.016576 | 0.125 | 0.08 | 261 | 0 | 0.364 | 1 | 1 | cs | TRUE
101 | LV_2775-12_0_4_line_101 |  | 99 | 116 | 0.071059 | 0.125 | 0.08 | 261 | 0 | 0.364 | 1 | 1 | cs | TRUE
102 | LV_2775-12_0_4_line_102 |  | 100 | 111 | 0.029315 | 0.125 | 0.08 | 261 | 0 | 0.364 | 1 | 1 | cs | TRUE
103 | LV_2775-12_0_4_line_103 |  | 101 | 104 | 0.00041601 | 0.125 | 0.08 | 261 | 0 | 0.364 | 1 | 2 | cs | TRUE
104 | LV_2775-12_0_4_line_104 |  | 102 | 103 | 0.00029114 | 0.125 | 0.08 | 261 | 0 | 0.364 | 1 | 1 | cs | TRUE
105 | LV_2775-12_0_4_line_105 |  | 103 | 105 | 0.0050862 | 0.125 | 0.08 | 261 | 0 | 0.364 | 1 | 1 | cs | TRUE
106 | LV_2775-12_0_4_line_106 |  | 104 | 106 | 0.017455 | 0.125 | 0.08 | 261 | 0 | 0.364 | 1 | 2 | cs | TRUE
107 | LV_2775-12_0_4_line_107 |  | 106 | 107 | 0.002445 | 0.125 | 0.08 | 261 | 0 | 0.364 | 1 | 1 | cs | TRUE
108 | LV_2775-12_0_4_line_108 |  | 106 | 108 | 0.025724 | 0.125 | 0.08 | 261 | 0 | 0.364 | 1 | 1 | cs | TRUE
109 | LV_2775-12_0_4_line_109 |  | 107 | 154 | 0.019404 | 0.125 | 0.08 | 261 | 0 | 0.364 | 1 | 1 | cs | TRUE
110 | LV_2775-12_0_4_line_110 |  | 107 | 155 | 0.021927 | 0.125 | 0.08 | 261 | 0 | 0.364 | 1 | 1 | cs | TRUE
111 | LV_2775-12_0_4_line_111 |  | 108 | 142 | 0.0059401 | 0.125 | 0.08 | 261 | 0 | 0.364 | 1 | 1 | cs | TRUE
112 | LV_2775-12_0_4_line_112 |  | 109 | 125 | 0.0069414 | 0.125 | 0.08 | 261 | 0 | 0.364 | 1 | 1 | cs | TRUE
113 | LV_2775-12_0_4_line_113 |  | 109 | 126 | 0.040027 | 0.125 | 0.08 | 261 | 0 | 0.364 | 1 | 1 | cs | TRUE
114 | LV_2775-12_0_4_line_114 |  | 110 | 111 | 0.00027132 | 0.125 | 0.08 | 261 | 0 | 0.364 | 1 | 1 | cs | TRUE
115 | LV_2775-12_0_4_line_115 |  | 110 | 112 | 0.022708 | 0.125 | 0.08 | 261 | 0 | 0.364 | 1 | 1 | cs | TRUE
116 | LV_2775-12_0_4_line_116 |  | 112 | 113 | 0.0068542 | 0.125 | 0.08 | 261 | 0 | 0.364 | 1 | 1 | cs | TRUE
117 | LV_2775-12_0_4_line_117 |  | 113 | 114 | 0.00409 | 0.125 | 0.08 | 261 | 0 | 0.364 | 1 | 1 | cs | TRUE
118 | LV_2775-12_0_4_line_118 |  | 114 | 115 | 0.0098922 | 0.125 | 0.08 | 261 | 0 | 0.364 | 1 | 1 | cs | TRUE
119 | LV_2775-12_0_4_line_119 |  | 115 | 117 | 0.0066664 | 0.125 | 0.08 | 261 | 0 | 0.364 | 1 | 1 | cs | TRUE
120 | LV_2775-12_0_4_line_120 |  | 116 | 118 | 0.035082 | 0.125 | 0.08 | 261 | 0 | 0.364 | 1 | 1 | cs | TRUE
121 | LV_2775-12_0_4_line_121 |  | 117 | 160 | 0.012587 | 0.125 | 0.08 | 261 | 0 | 0.364 | 1 | 1 | cs | TRUE
122 | LV_2775-12_0_4_line_122 |  | 118 | 161 | 0.031855 | 0.125 | 0.08 | 261 | 0 | 0.364 | 1 | 1 | cs | TRUE
123 | LV_2775-12_0_4_line_123 |  | 119 | 120 | 0.038805 | 0.125 | 0.08 | 261 | 0 | 0.364 | 1 | 1 | cs | TRUE
124 | LV_2775-12_0_4_line_124 |  | 120 | 121 | 0.015795 | 0.125 | 0.08 | 261 | 0 | 0.364 | 1 | 1 | cs | TRUE
125 | LV_2775-12_0_4_line_125 |  | 120 | 122 | 0.046921 | 0.125 | 0.08 | 261 | 0 | 0.364 | 1 | 1 | cs | TRUE
126 | LV_2775-12_0_4_line_126 |  | 121 | 123 | 0.029297 | 0.125 | 0.08 | 261 | 0 | 0.364 | 1 | 1 | cs | TRUE
127 | LV_2775-12_0_4_line_127 |  | 122 | 124 | 0.0052115 | 0.125 | 0.08 | 261 | 0 | 0.364 | 1 | 1 | cs | TRUE
128 | LV_2775-12_0_4_line_128 |  | 123 | 127 | 0.014983 | 0.125 | 0.08 | 261 | 0 | 0.364 | 1 | 1 | cs | TRUE
129 | LV_2775-12_0_4_line_129 |  | 123 | 128 | 0.014926 | 0.125 | 0.08 | 261 | 0 | 0.364 | 1 | 1 | cs | TRUE
130 | LV_2775-12_0_4_line_130 |  | 124 | 129 | 0.018886 | 0.125 | 0.08 | 261 | 0 | 0.364 | 1 | 1 | cs | TRUE
131 | LV_2775-12_0_4_line_131 |  | 125 | 133 | 0.002713 | 0.125 | 0.08 | 261 | 0 | 0.364 | 1 | 1 | cs | TRUE
132 | LV_2775-12_0_4_line_132 |  | 127 | 134 | 0.023149 | 0.125 | 0.08 | 261 | 0 | 0.364 | 1 | 1 | cs | TRUE
133 | LV_2775-12_0_4_line_133 |  | 128 | 135 | 0.040151 | 0.125 | 0.08 | 261 | 0 | 0.364 | 1 | 1 | cs | TRUE
134 | LV_2775-12_0_4_line_134 |  | 129 | 136 | 0.031759 | 0.125 | 0.08 | 261 | 0 | 0.364 | 1 | 1 | cs | TRUE
135 | LV_2775-12_0_4_line_135 |  | 130 | 131 | 0.011937 | 0.125 | 0.08 | 261 | 0 | 0.364 | 1 | 1 | cs | TRUE
136 | LV_2775-12_0_4_line_136 |  | 130 | 132 | 0.022039 | 0.125 | 0.08 | 261 | 0 | 0.364 | 1 | 1 | cs | TRUE
137 | LV_2775-12_0_4_line_137 |  | 131 | 137 | 9.9734e-05 | 0.125 | 0.08 | 261 | 0 | 0.364 | 1 | 1 | cs | TRUE
138 | LV_2775-12_0_4_line_138 |  | 133 | 144 | 0.0033297 | 0.125 | 0.08 | 261 | 0 | 0.364 | 1 | 1 | cs | TRUE
139 | LV_2775-12_0_4_line_139 |  | 134 | 138 | 0.038378 | 0.125 | 0.08 | 261 | 0 | 0.364 | 1 | 1 | cs | TRUE
140 | LV_2775-12_0_4_line_140 |  | 135 | 139 | 0.0030263 | 0.125 | 0.08 | 261 | 0 | 0.364 | 1 | 1 | cs | TRUE
141 | LV_2775-12_0_4_line_141 |  | 135 | 140 | 0.0094709 | 0.125 | 0.08 | 261 | 0 | 0.364 | 1 | 1 | cs | TRUE
142 | LV_2775-12_0_4_line_142 |  | 136 | 163 | 0.0041585 | 0.125 | 0.08 | 261 | 0 | 0.364 | 1 | 1 | cs | TRUE
143 | LV_2775-12_0_4_line_143 |  | 137 | 185 | 0.0043402 | 0.125 | 0.08 | 261 | 0 | 0.364 | 1 | 1 | cs | TRUE
144 | LV_2775-12_0_4_line_144 |  | 138 | 141 | 0.0074177 | 0.125 | 0.08 | 261 | 0 | 0.364 | 1 | 1 | cs | TRUE
145 | LV_2775-12_0_4_line_145 |  | 139 | 142 | 0.0065445 | 0.125 | 0.08 | 261 | 0 | 0.364 | 1 | 1 | cs | TRUE
146 | LV_2775-12_0_4_line_146 |  | 140 | 143 | 0.0066234 | 0.125 | 0.08 | 261 | 0 | 0.364 | 1 | 1 | cs | TRUE
147 | LV_2775-12_0_4_line_147 |  | 143 | 153 | 0.012624 | 0.125 | 0.08 | 261 | 0 | 0.364 | 1 | 1 | cs | TRUE
148 | LV_2775-12_0_4_line_148 |  | 144 | 147 | 0.018262 | 0.125 | 0.08 | 261 | 0 | 0.364 | 1 | 1 | cs | TRUE
149 | LV_2775-12_0_4_line_149 |  | 145 | 146 | 0.0048597 | 0.125 | 0.08 | 261 | 0 | 0.364 | 1 | 1 | cs | TRUE
150 | LV_2775-12_0_4_line_150 |  | 145 | 147 | 0.016222 | 0.125 | 0.08 | 261 | 0 | 0.364 | 1 | 1 | cs | TRUE
151 | LV_2775-12_0_4_line_151 |  | 146 | 148 | 0.0098418 | 0.125 | 0.08 | 261 | 0 | 0.364 | 1 | 1 | cs | TRUE
152 | LV_2775-12_0_4_line_152 |  | 148 | 149 | 0.016862 | 0.125 | 0.08 | 261 | 0 | 0.364 | 1 | 1 | cs | TRUE
153 | LV_2775-12_0_4_line_153 |  | 149 | 150 | 0.00061165 | 0.125 | 0.08 | 261 | 0 | 0.364 | 1 | 1 | cs | TRUE
154 | LV_2775-12_0_4_line_154 |  | 150 | 151 | 0.015185 | 0.125 | 0.08 | 261 | 0 | 0.364 | 1 | 1 | cs | TRUE
155 | LV_2775-12_0_4_line_155 |  | 151 | 152 | 0.0030753 | 0.125 | 0.08 | 261 | 0 | 0.364 | 1 | 1 | cs | TRUE
156 | LV_2775-12_0_4_line_156 |  | 152 | 153 | 0.0025401 | 0.125 | 0.08 | 261 | 0 | 0.364 | 1 | 1 | cs | TRUE
157 | LV_2775-12_0_4_line_157 |  | 154 | 156 | 0.029171 | 0.125 | 0.08 | 261 | 0 | 0.364 | 1 | 1 | cs | TRUE
158 | LV_2775-12_0_4_line_158 |  | 155 | 157 | 0.00209 | 0.125 | 0.08 | 261 | 0 | 0.364 | 1 | 1 | cs | TRUE
159 | LV_2775-12_0_4_line_159 |  | 157 | 158 | 0.016113 | 0.125 | 0.08 | 261 | 0 | 0.364 | 1 | 1 | cs | TRUE
160 | LV_2775-12_0_4_line_160 |  | 158 | 159 | 0.00043269 | 0.125 | 0.08 | 261 | 0 | 0.364 | 1 | 1 | cs | TRUE
161 | LV_2775-12_0_4_line_161 |  | 159 | 160 | 0.0063686 | 0.125 | 0.08 | 261 | 0 | 0.364 | 1 | 1 | cs | TRUE
162 | LV_2775-12_0_4_line_162 |  | 161 | 162 | 0.024704 | 0.125 | 0.08 | 261 | 0 | 0.364 | 1 | 1 | cs | TRUE
163 | LV_2775-12_0_4_line_163 |  | 163 | 164 | 0.018306 | 0.125 | 0.08 | 261 | 0 | 0.364 | 1 | 1 | cs | TRUE
164 | LV_2775-12_0_4_line_164 |  | 164 | 165 | 0.021089 | 0.125 | 0.08 | 261 | 0 | 0.364 | 1 | 1 | cs | TRUE
165 | LV_2775-12_0_4_line_165 |  | 164 | 166 | 0.010799 | 0.125 | 0.08 | 261 | 0 | 0.364 | 1 | 1 | cs | TRUE
166 | LV_2775-12_0_4_line_166 |  | 165 | 167 | 0.00017174 | 0.125 | 0.08 | 261 | 0 | 0.364 | 1 | 1 | cs | TRUE
167 | LV_2775-12_0_4_line_167 |  | 166 | 168 | 0.0099098 | 0.125 | 0.08 | 261 | 0 | 0.364 | 1 | 1 | cs | TRUE
168 | LV_2775-12_0_4_line_168 |  | 167 | 169 | 0.0089519 | 0.125 | 0.08 | 261 | 0 | 0.364 | 1 | 1 | cs | TRUE
169 | LV_2775-12_0_4_line_169 |  | 169 | 172 | 3.8592e-05 | 0.125 | 0.08 | 261 | 0 | 0.364 | 1 | 1 | cs | TRUE
170 | LV_2775-12_0_4_line_170 |  | 170 | 171 | 0.020417 | 0.125 | 0.08 | 261 | 0 | 0.364 | 1 | 1 | cs | TRUE
171 | LV_2775-12_0_4_line_171 |  | 171 | 182 | 0.017761 | 0.125 | 0.08 | 261 | 0 | 0.364 | 1 | 1 | cs | TRUE
172 | LV_2775-12_0_4_line_172 |  | 171 | 179 | 0.01059 | 0.125 | 0.08 | 261 | 0 | 0.364 | 1 | 1 | cs | TRUE
173 | LV_2775-12_0_4_line_173 |  | 172 | 178 | 0.012585 | 0.125 | 0.08 | 261 | 0 | 0.364 | 1 | 1 | cs | TRUE
174 | LV_2775-12_0_4_line_174 |  | 173 | 174 | 0.0086374 | 0.125 | 0.08 | 261 | 0 | 0.364 | 1 | 1 | cs | TRUE
175 | LV_2775-12_0_4_line_175 |  | 173 | 175 | 0.00030394 | 0.125 | 0.08 | 261 | 0 | 0.364 | 1 | 1 | cs | TRUE
176 | LV_2775-12_0_4_line_176 |  | 174 | 176 | 0.00020953 | 0.125 | 0.08 | 261 | 0 | 0.364 | 1 | 1 | cs | TRUE
177 | LV_2775-12_0_4_line_177 |  | 175 | 177 | 0.0099149 | 0.125 | 0.08 | 261 | 0 | 0.364 | 1 | 1 | cs | TRUE
178 | LV_2775-12_0_4_line_178 |  | 176 | 178 | 0.013408 | 0.125 | 0.08 | 261 | 0 | 0.364 | 1 | 1 | cs | TRUE
179 | LV_2775-12_0_4_line_179 |  | 177 | 179 | 0.00017832 | 0.125 | 0.08 | 261 | 0 | 0.364 | 1 | 1 | cs | TRUE
180 | LV_2775-12_0_4_line_180 |  | 178 | 180 | 0.033329 | 0.125 | 0.08 | 261 | 0 | 0.364 | 1 | 1 | cs | TRUE
181 | LV_2775-12_0_4_line_181 |  | 180 | 181 | 5.5587e-05 | 0.125 | 0.08 | 261 | 0 | 0.364 | 1 | 1 | cs | TRUE
182 | LV_2775-12_0_4_line_182 |  | 181 | 183 | 0.0087232 | 0.125 | 0.08 | 261 | 0 | 0.364 | 1 | 1 | cs | TRUE
183 | LV_2775-12_0_4_line_183 |  | 183 | 184 | 0.00060727 | 0.125 | 0.08 | 261 | 0 | 0.364 | 1 | 1 | cs | TRUE
184 | LV_2775-12_0_4_line_184 |  | 184 | 185 | 0.0079432 | 0.125 | 0.08 | 261 | 0 | 0.364 | 1 | 1 | cs | TRUE

## trafo
| name | std_type | hv_bus | lv_bus | sn_mva | vn_hv_kv | vn_lv_kv | vk_percent | vkr_percent | pfe_kw | i0_percent | shift_degree | tap_side | tap_neutral | tap_min | tap_max | tap_step_percent | tap_step_degree | tap_pos | tap_phase_shifter | parallel | df | in_service
0 | LV_2775-12_0_4_trafo_76 | 0.63 MVA 20/0.4 kV | 186 | 77 | 0.63 | 20 | 0.4 | 6 | 1.206 | 1.65 | 0.2619 | 150 | hv | 0 | -2 | 2 | 2.5 | 0 | 0 | FALSE | 1 | 1 | TRUE

## line_geodata
| x0 | y0 | x1 | y1 | x2 | y2 | x3 | y3 | x4 | y4
0 | 2609425.419 | 1261465.2012 | 2609425.4177 | 1261465.0185
1 | 2609425.4177 | 1261465.0185 | 2609425.2562 | 1261441.9358
2 | 2609425.419 | 1261465.2012 | 2609425.59 | 1261489.6269
3 | 2609425.2562 | 1261441.9358 | 2609425.2557 | 1261441.8739
4 | 2609425.5901 | 1261489.6423 | 2609425.59 | 1261489.6269
5 | 2609425.2557 | 1261441.8739 | 2609425.219 | 1261436.6243
6 | 2609425.0712 | 1261415.4995 | 2609425.219 | 1261436.6243
7 | 2609425.0712 | 1261415.4995 | 2609384.7702 | 1261413.6949
8 | 2609425.0712 | 1261415.4995 | 2609472.3709 | 1261415.8191 | 2609478.3348 | 1261415.4284
9 | 2609384.7702 | 1261413.6949 | 2609373.0163 | 1261413.1686
10 | 2609493.9106 | 1261414.4081 | 2609478.3348 | 1261415.4284
11 | 2609366.3783 | 1261412.8714 | 2609373.0163 | 1261413.1686
12 | 2609493.9106 | 1261414.4081 | 2609520.6267 | 1261412.6579
13 | 2609346.3133 | 1261411.973 | 2609366.3783 | 1261412.8714
14 | 2609556.3719 | 1261410.3162 | 2609520.6267 | 1261412.6579
15 | 2609341.6809 | 1261460.5013 | 2609341.7509 | 1261458.9758
16 | 2609344.6675 | 1261426.7365 | 2609342.2249 | 1261448.6471 | 2609341.7509 | 1261458.9758
17 | 2609341.208 | 1261470.8066 | 2609341.6809 | 1261460.5013
18 | 2609346.3133 | 1261411.973 | 2609344.6675 | 1261426.7365
19 | 2609341.208 | 1261470.8066 | 2609339.8242 | 1261500.9595
20 | 2609346.3133 | 1261411.973 | 2609340.8114 | 1261409.687
21 | 2609338.9641 | 1261519.7014 | 2609339.8242 | 1261500.9595
22 | 2609328.7605 | 1261399.8599 | 2609333.2047 | 1261406.5265 | 2609340.8114 | 1261409.687
23 | 2609338.9641 | 1261519.7014 | 2609298.2916 | 1261505.0311
24 | 2609338.9641 | 1261519.7014 | 2609354.6859 | 1261522.6536
25 | 2609328.7605 | 1261399.8599 | 2609325.1393 | 1261394.4278 | 2609315.7109 | 1261371.1509
26 | 2609354.6859 | 1261522.6536 | 2609374.6263 | 1261526.3978
27 | 2609306.8563 | 1261349.2908 | 2609315.7109 | 1261371.1509
28 | 2609556.3719 | 1261410.3162 | 2609585.1137 | 1261407.8799
29 | 2609374.6263 | 1261526.3978 | 2609394.9207 | 1261530.2086
30 | 2609410.0496 | 1261533.0494 | 2609394.9207 | 1261530.2086
31 | 2609415.4582 | 1261534.065 | 2609410.0496 | 1261533.0494
32 | 2609429.9948 | 1261536.8009 | 2609415.4582 | 1261534.065
33 | 2609306.8563 | 1261349.2908 | 2609317.4901 | 1261346.4499
34 | 2609306.8563 | 1261349.2908 | 2609299.6511 | 1261331.4896 | 2609281.0375 | 1261285.5293 | 2609293.3595 | 1261283.4471
35 | 2609323.8042 | 1261344.7631 | 2609317.4901 | 1261346.4499
36 | 2609293.3595 | 1261283.4471 | 2609325.3762 | 1261276.9585
37 | 2609334.7367 | 1261341.8424 | 2609323.8042 | 1261344.7631
38 | 2609369.9038 | 1261267.9342 | 2609325.3762 | 1261276.9585
39 | 2609334.7367 | 1261341.8424 | 2609337.2209 | 1261341.1788
40 | 2609369.9038 | 1261267.9342 | 2609384.2687 | 1261264.4561
41 | 2609369.9038 | 1261267.9342 | 2609354.9526 | 1261229.3425
42 | 2609625.2933 | 1261402.4218 | 2609619.4475 | 1261366.9975
43 | 2609617.4216 | 1261354.7211 | 2609619.4475 | 1261366.9975
44 | 2609625.2933 | 1261402.4218 | 2609598.4642 | 1261406.7482 | 2609585.1137 | 1261407.8799
45 | 2609556.0321 | 1261326.3141 | 2609547.5458 | 1261327.9127
46 | 2609545.2216 | 1261315.5595 | 2609547.5458 | 1261327.9127
47 | 2609538.6481 | 1261280.6218 | 2609545.2216 | 1261315.5595
48 | 2609538.6481 | 1261280.6218 | 2609517.1654 | 1261286.5804 | 2609502.2618 | 1261291.5933 | 2609499.68 | 1261292.4609
49 | 2609538.6481 | 1261280.6218 | 2609560.0503 | 1261277.8876
50 | 2609499.68 | 1261292.4609 | 2609488.5571 | 1261296.1988
51 | 2609560.0503 | 1261277.8876 | 2609562.8528 | 1261292.7788
52 | 2609560.0503 | 1261277.8876 | 2609585.2548 | 1261276.8274 | 2609601.9807 | 1261278.2112
53 | 2609459.5034 | 1261306.2322 | 2609473.3819 | 1261301.2984 | 2609488.5571 | 1261296.1988
54 | 2609563.057 | 1261293.8635 | 2609562.8528 | 1261292.7788
55 | 2609669.6926 | 1261289.1373 | 2609664.2652 | 1261288.2628 | 2609608.6914 | 1261278.7665 | 2609601.9807 | 1261278.2112
56 | 2609563.057 | 1261293.8635 | 2609566.5018 | 1261312.1678
57 | 2609684.164 | 1261125.9737 | 2609684.0781 | 1261152.2874
58 | 2609684.164 | 1261125.9737 | 2609648.8099 | 1261126.9058
59 | 2609566.5018 | 1261312.1678 | 2609566.5415 | 1261312.3786
60 | 2609343.5261 | 1261339.4943 | 2609337.2209 | 1261341.1788
61 | 2609343.5261 | 1261339.4943 | 2609356.9387 | 1261335.9111
62 | 2609356.9387 | 1261335.9111 | 2609357.337 | 1261335.8047
63 | 2609357.337 | 1261335.8047 | 2609363.2509 | 1261334.2248
64 | 2609363.2509 | 1261334.2248 | 2609376.4961 | 1261330.6863
65 | 2609450.827 | 1261309.3166 | 2609459.5034 | 1261306.2322
66 | 2609446.6344 | 1261310.8071 | 2609450.827 | 1261309.3166
67 | 2609566.9682 | 1261314.6459 | 2609566.5415 | 1261312.3786
68 | 2609446.6344 | 1261310.8071 | 2609433.7134 | 1261315.4006 | 2609428.2231 | 1261316.8673
69 | 2609427.0076 | 1261317.192 | 2609428.2231 | 1261316.8673
70 | 2609427.0076 | 1261317.192 | 2609422.6711 | 1261318.3506
71 | 2609422.6711 | 1261318.3506 | 2609416.3483 | 1261320.0397
72 | 2609405.537 | 1261322.928 | 2609416.3483 | 1261320.0397
73 | 2609405.537 | 1261322.928 | 2609402.6923 | 1261323.6879
74 | 2609402.3467 | 1261323.7803 | 2609402.6923 | 1261323.6879
75 | 2609402.3467 | 1261323.7803 | 2609396.3954 | 1261325.3702
76 | 2609382.8349 | 1261328.9929 | 2609396.3954 | 1261325.3702
77 | 2609382.8349 | 1261328.9929 | 2609376.4961 | 1261330.6863
78 | 2609461.0004 | 1261244.0764 | 2609440.4305 | 1261249.9388
79 | 2609461.0004 | 1261244.0764 | 2609462.6458 | 1261243.6075
80 | 2609413.4408 | 1261257.3928 | 2609418.9946 | 1261256.048 | 2609440.4305 | 1261249.9388
81 | 2609479.2074 | 1261238.8874 | 2609462.6458 | 1261243.6075
82 | 2609413.4408 | 1261257.3928 | 2609391.5904 | 1261262.6833
83 | 2609479.2074 | 1261238.8874 | 2609479.9595 | 1261226.182
84 | 2609384.2687 | 1261264.4561 | 2609391.5904 | 1261262.6833
85 | 2609480.0785 | 1261224.1721 | 2609479.9595 | 1261226.182
86 | 2609481.3212 | 1261203.1776 | 2609480.0785 | 1261224.1721
87 | 2609481.3212 | 1261203.1776 | 2609482.0586 | 1261189.6362 | 2609483.4554 | 1261164.1767 | 2609483.7062 | 1261159.0351
88 | 2609374.2264 | 1261217.8225 | 2609372.3401 | 1261218.1532
89 | 2609374.2264 | 1261217.8225 | 2609380.3117 | 1261216.7558
90 | 2609351.9992 | 1261221.7191 | 2609372.3401 | 1261218.1532
91 | 2609380.3117 | 1261216.7558 | 2609386.0838 | 1261215.7439
92 | 2609351.9992 | 1261221.7191 | 2609354.9526 | 1261229.3425
93 | 2609351.9992 | 1261221.7191 | 2609346.8335 | 1261208.3843
94 | 2609402.1177 | 1261212.933 | 2609386.0838 | 1261215.7439
95 | 2609346.8335 | 1261208.3843 | 2609346.4072 | 1261207.2838
96 | 2609402.1177 | 1261212.933 | 2609404.0407 | 1261212.5959
97 | 2609409.8339 | 1261211.5803 | 2609404.0407 | 1261212.5959
98 | 2609425.0064 | 1261208.9205 | 2609409.8339 | 1261211.5803
99 | 2609295.7545 | 1261076.5435 | 2609319.2208 | 1261137.1102 | 2609327.0628 | 1261157.3474
100 | 2609327.0628 | 1261157.3474 | 2609343.5513 | 1261155.6426
101 | 2609295.7545 | 1261076.5435 | 2609365.8771 | 1261088.0432
102 | 2609343.5513 | 1261155.6426 | 2609372.7107 | 1261152.6277
103 | 2609483.7062 | 1261159.0351 | 2609483.7265 | 1261158.6196
104 | 2609430.3029 | 1261207.992 | 2609430.0162 | 1261208.0422
105 | 2609430.0162 | 1261208.0422 | 2609425.0064 | 1261208.9205
106 | 2609484.577 | 1261141.1851 | 2609483.7265 | 1261158.6196
107 | 2609484.577 | 1261141.1851 | 2609482.128 | 1261141.3146
108 | 2609484.577 | 1261141.1851 | 2609484.9849 | 1261135.8154 | 2609495.3602 | 1261135.743 | 2609505.3069 | 1261135.1675
109 | 2609482.128 | 1261141.3146 | 2609482.902 | 1261121.9262
110 | 2609482.128 | 1261141.3146 | 2609460.3172 | 1261143.5697
111 | 2609511.2371 | 1261134.8244 | 2609505.3069 | 1261135.1675
112 | 2609648.8099 | 1261126.9058 | 2609646.9382 | 1261128.8374 | 2609643.3193 | 1261130.2325 | 2609642.9462 | 1261130.2448
113 | 2609648.8099 | 1261126.9058 | 2609649.3702 | 1261125.2167 | 2609649.6306 | 1261122.6265 | 2609649.0162 | 1261106.5479 | 2609641.8586 | 1261088.3513
114 | 2609372.7107 | 1261152.6277 | 2609372.9806 | 1261152.5998
115 | 2609395.5683 | 1261150.2643 | 2609372.9806 | 1261152.5998
116 | 2609395.5683 | 1261150.2643 | 2609402.3861 | 1261149.5594
117 | 2609406.4544 | 1261149.1388 | 2609402.3861 | 1261149.5594
118 | 2609406.4544 | 1261149.1388 | 2609416.2942 | 1261148.1214
119 | 2609416.2942 | 1261148.1214 | 2609422.9253 | 1261147.4358
120 | 2609365.8771 | 1261088.0432 | 2609382.6224 | 1261090.7894 | 2609400.6748 | 1261089.3103
121 | 2609435.4459 | 1261146.1412 | 2609422.9253 | 1261147.4358
122 | 2609432.4231 | 1261086.7091 | 2609400.6748 | 1261089.3103
123 | 2609517.9834 | 1261034.1434 | 2609556.7807 | 1261033.3734
124 | 2609517.9834 | 1261034.1434 | 2609518.515 | 1261049.9291
125 | 2609517.9834 | 1261034.1434 | 2609496.7714 | 1261035.1324 | 2609471.4765 | 1261040.329
126 | 2609519.5012 | 1261079.2098 | 2609518.515 | 1261049.9291
127 | 2609471.4765 | 1261040.329 | 2609466.341 | 1261041.2158
128 | 2609519.5012 | 1261079.2098 | 2609534.4808 | 1261078.9116
129 | 2609519.5012 | 1261079.2098 | 2609519.851 | 1261094.132
130 | 2609447.7306 | 1261044.4295 | 2609466.341 | 1261041.2158
131 | 2609640.2348 | 1261130.3342 | 2609642.9462 | 1261130.2448
132 | 2609534.4808 | 1261078.9116 | 2609557.6249 | 1261078.4509
133 | 2609520.7919 | 1261134.2715 | 2609519.851 | 1261094.132
134 | 2609416.2217 | 1261047.4842 | 2609430.8982 | 1261047.3361 | 2609447.7306 | 1261044.4295
135 | 2609462.2303 | 1261003.0779 | 2609450.306 | 1261003.619
136 | 2609462.2303 | 1261003.0779 | 2609456.9208 | 1260981.6882
137 | 2609450.2064 | 1261003.6235 | 2609450.306 | 1261003.619
138 | 2609640.2348 | 1261130.3342 | 2609636.9068 | 1261130.4439
139 | 2609557.6249 | 1261078.4509 | 2609595.9957 | 1261077.6872
140 | 2609520.7919 | 1261134.2715 | 2609517.7707 | 1261134.4463
141 | 2609520.7919 | 1261134.2715 | 2609530.2577 | 1261133.9595
142 | 2609416.2217 | 1261047.4842 | 2609412.0634 | 1261047.5262
143 | 2609445.8706 | 1261003.8203 | 2609450.2064 | 1261003.6235
144 | 2609603.412 | 1261077.5396 | 2609595.9957 | 1261077.6872
145 | 2609517.7707 | 1261134.4463 | 2609511.2371 | 1261134.8244
146 | 2609530.2577 | 1261133.9595 | 2609536.8775 | 1261133.7413
147 | 2609549.4941 | 1261133.3254 | 2609536.8775 | 1261133.7413
148 | 2609618.6545 | 1261131.0456 | 2609636.9068 | 1261130.4439
149 | 2609602.4417 | 1261131.58 | 2609597.5846 | 1261131.7401
150 | 2609618.6545 | 1261131.0456 | 2609602.4417 | 1261131.58
151 | 2609587.7482 | 1261132.0644 | 2609597.5846 | 1261131.7401
152 | 2609570.8949 | 1261132.6199 | 2609587.7482 | 1261132.0644
153 | 2609570.8949 | 1261132.6199 | 2609570.2836 | 1261132.6401
154 | 2609555.1065 | 1261133.1404 | 2609570.2836 | 1261132.6401
155 | 2609555.1065 | 1261133.1404 | 2609552.0328 | 1261133.2417
156 | 2609549.4941 | 1261133.3254 | 2609552.0328 | 1261133.2417
157 | 2609475.3191 | 1261101.9326 | 2609483.729 | 1261101.2121 | 2609482.902 | 1261121.9262
158 | 2609458.2383 | 1261143.7847 | 2609460.3172 | 1261143.5697
159 | 2609458.2383 | 1261143.7847 | 2609442.2112 | 1261145.4418
160 | 2609441.7808 | 1261145.4863 | 2609442.2112 | 1261145.4418
161 | 2609441.7808 | 1261145.4863 | 2609435.4459 | 1261146.1412
162 | 2609457.0448 | 1261084.6918 | 2609432.4231 | 1261086.7091
163 | 2609393.7589 | 1261047.711 | 2609412.0634 | 1261047.5262
164 | 2609393.7589 | 1261047.711 | 2609393.5181 | 1261033.134 | 2609393.9138 | 1261026.6358
165 | 2609393.7589 | 1261047.711 | 2609383.0149 | 1261046.621
166 | 2609393.9242 | 1261026.4644 | 2609393.9138 | 1261026.6358
167 | 2609383.0149 | 1261046.621 | 2609373.1557 | 1261045.6208
168 | 2609394.4682 | 1261017.5291 | 2609393.9242 | 1261026.4644
169 | 2609394.4706 | 1261017.4905 | 2609394.4682 | 1261017.5291
170 | 2609394.2638 | 1260961.6978 | 2609373.9 | 1260963.1671
171 | 2609394.2638 | 1260961.6978 | 2609411.9791 | 1260960.4175
172 | 2609394.2638 | 1260961.6978 | 2609394.5017 | 1260972.2853
173 | 2609395.2354 | 1261004.9287 | 2609394.4706 | 1261017.4905
174 | 2609394.7353 | 1260982.6799 | 2609394.9294 | 1260991.3151
175 | 2609394.7353 | 1260982.6799 | 2609394.7285 | 1260982.376
176 | 2609394.9341 | 1260991.5246 | 2609394.9294 | 1260991.3151
177 | 2609394.7285 | 1260982.376 | 2609394.5057 | 1260972.4636
178 | 2609395.2354 | 1261004.9287 | 2609394.9341 | 1260991.5246
179 | 2609394.5057 | 1260972.4636 | 2609394.5017 | 1260972.2853
180 | 2609395.2354 | 1261004.9287 | 2609423.167 | 1261004.8505 | 2609428.5591 | 1261004.6059
181 | 2609428.5591 | 1261004.6059 | 2609428.6146 | 1261004.6033
182 | 2609428.6146 | 1261004.6033 | 2609437.3289 | 1261004.2079
183 | 2609437.3289 | 1261004.2079 | 2609437.9356 | 1261004.1804
184 | 2609445.8706 | 1261003.8203 | 2609437.9356 | 1261004.1804

## bus_geodata
| x | y | coords
0 | 2609425.4177 | 1261465.0185
1 | 2609425.419 | 1261465.2012
2 | 2609425.2562 | 1261441.9358
3 | 2609425.59 | 1261489.6269
4 | 2609425.2557 | 1261441.8739
5 | 2609425.5901 | 1261489.6423
6 | 2609425.219 | 1261436.6243
7 | 2609425.0712 | 1261415.4995
8 | 2609384.7702 | 1261413.6949
9 | 2609478.3348 | 1261415.4284
10 | 2609373.0163 | 1261413.1686
11 | 2609493.9106 | 1261414.4081
12 | 2609366.3783 | 1261412.8714
13 | 2609520.6267 | 1261412.6579
14 | 2609341.7509 | 1261458.9758
15 | 2609341.6809 | 1261460.5013
16 | 2609344.6675 | 1261426.7365
17 | 2609341.208 | 1261470.8066
18 | 2609346.3133 | 1261411.973
19 | 2609339.8242 | 1261500.9595
20 | 2609340.8114 | 1261409.687
21 | 2609338.9641 | 1261519.7014
22 | 2609328.7605 | 1261399.8599
23 | 2609298.2916 | 1261505.0311
24 | 2609354.6859 | 1261522.6536
25 | 2609315.7109 | 1261371.1509
26 | 2609556.3719 | 1261410.3162
27 | 2609374.6263 | 1261526.3978
28 | 2609394.9207 | 1261530.2086
29 | 2609410.0496 | 1261533.0494
30 | 2609415.4582 | 1261534.065
31 | 2609429.9948 | 1261536.8009
32 | 2609306.8563 | 1261349.2908
33 | 2609317.4901 | 1261346.4499
34 | 2609293.3595 | 1261283.4471
35 | 2609323.8042 | 1261344.7631
36 | 2609325.3762 | 1261276.9585
37 | 2609334.7367 | 1261341.8424
38 | 2609369.9038 | 1261267.9342
39 | 2609619.4475 | 1261366.9975
40 | 2609625.2933 | 1261402.4218
41 | 2609617.4216 | 1261354.7211
42 | 2609585.1137 | 1261407.8799
43 | 2609547.5458 | 1261327.9127
44 | 2609556.0321 | 1261326.3141
45 | 2609545.2216 | 1261315.5595
46 | 2609538.6481 | 1261280.6218
47 | 2609499.68 | 1261292.4609
48 | 2609560.0503 | 1261277.8876
49 | 2609488.5571 | 1261296.1988
50 | 2609562.8528 | 1261292.7788
51 | 2609601.9807 | 1261278.2112
52 | 2609669.6926 | 1261289.1373
53 | 2609563.057 | 1261293.8635
54 | 2609684.0781 | 1261152.2874
55 | 2609684.164 | 1261125.9737
56 | 2609566.5018 | 1261312.1678
57 | 2609337.2209 | 1261341.1788
58 | 2609343.5261 | 1261339.4943
59 | 2609356.9387 | 1261335.9111
60 | 2609357.337 | 1261335.8047
61 | 2609363.2509 | 1261334.2248
62 | 2609459.5034 | 1261306.2322
63 | 2609450.827 | 1261309.3166
64 | 2609566.5415 | 1261312.3786
65 | 2609566.9682 | 1261314.6459
66 | 2609446.6344 | 1261310.8071
67 | 2609428.2231 | 1261316.8673
68 | 2609427.0076 | 1261317.192
69 | 2609422.6711 | 1261318.3506
70 | 2609416.3483 | 1261320.0397
71 | 2609405.537 | 1261322.928
72 | 2609402.3467 | 1261323.7803
73 | 2609402.6923 | 1261323.6879
74 | 2609396.3954 | 1261325.3702
75 | 2609382.8349 | 1261328.9929
76 | 2609376.4961 | 1261330.6863
77 | 2609461.0004 | 1261244.0764
78 | 2609440.4305 | 1261249.9388
79 | 2609462.6458 | 1261243.6075
80 | 2609413.4408 | 1261257.3928
81 | 2609479.2074 | 1261238.8874
82 | 2609391.5904 | 1261262.6833
83 | 2609479.9595 | 1261226.182
84 | 2609384.2687 | 1261264.4561
85 | 2609480.0785 | 1261224.1721
86 | 2609481.3212 | 1261203.1776
87 | 2609374.2264 | 1261217.8225
88 | 2609372.3401 | 1261218.1532
89 | 2609380.3117 | 1261216.7558
90 | 2609351.9992 | 1261221.7191
91 | 2609386.0838 | 1261215.7439
92 | 2609354.9526 | 1261229.3425
93 | 2609346.8335 | 1261208.3843
94 | 2609402.1177 | 1261212.933
95 | 2609346.4072 | 1261207.2838
96 | 2609404.0407 | 1261212.5959
97 | 2609409.8339 | 1261211.5803
98 | 2609327.0628 | 1261157.3474
99 | 2609295.7545 | 1261076.5435
100 | 2609343.5513 | 1261155.6426
101 | 2609483.7062 | 1261159.0351
102 | 2609430.3029 | 1261207.992
103 | 2609430.0162 | 1261208.0422
104 | 2609483.7265 | 1261158.6196
105 | 2609425.0064 | 1261208.9205
106 | 2609484.577 | 1261141.1851
107 | 2609482.128 | 1261141.3146
108 | 2609505.3069 | 1261135.1675
109 | 2609648.8099 | 1261126.9058
110 | 2609372.9806 | 1261152.5998
111 | 2609372.7107 | 1261152.6277
112 | 2609395.5683 | 1261150.2643
113 | 2609402.3861 | 1261149.5594
114 | 2609406.4544 | 1261149.1388
115 | 2609416.2942 | 1261148.1214
116 | 2609365.8771 | 1261088.0432
117 | 2609422.9253 | 1261147.4358
118 | 2609400.6748 | 1261089.3103
119 | 2609556.7807 | 1261033.3734
120 | 2609517.9834 | 1261034.1434
121 | 2609518.515 | 1261049.9291
122 | 2609471.4765 | 1261040.329
123 | 2609519.5012 | 1261079.2098
124 | 2609466.341 | 1261041.2158
125 | 2609642.9462 | 1261130.2448
126 | 2609641.8586 | 1261088.3513
127 | 2609534.4808 | 1261078.9116
128 | 2609519.851 | 1261094.132
129 | 2609447.7306 | 1261044.4295
130 | 2609462.2303 | 1261003.0779
131 | 2609450.306 | 1261003.619
132 | 2609456.9208 | 1260981.6882
133 | 2609640.2348 | 1261130.3342
134 | 2609557.6249 | 1261078.4509
135 | 2609520.7919 | 1261134.2715
136 | 2609416.2217 | 1261047.4842
137 | 2609450.2064 | 1261003.6235
138 | 2609595.9957 | 1261077.6872
139 | 2609517.7707 | 1261134.4463
140 | 2609530.2577 | 1261133.9595
141 | 2609603.412 | 1261077.5396
142 | 2609511.2371 | 1261134.8244
143 | 2609536.8775 | 1261133.7413
144 | 2609636.9068 | 1261130.4439
145 | 2609602.4417 | 1261131.58
146 | 2609597.5846 | 1261131.7401
147 | 2609618.6545 | 1261131.0456
148 | 2609587.7482 | 1261132.0644
149 | 2609570.8949 | 1261132.6199
150 | 2609570.2836 | 1261132.6401
151 | 2609555.1065 | 1261133.1404
152 | 2609552.0328 | 1261133.2417
153 | 2609549.4941 | 1261133.3254
154 | 2609482.902 | 1261121.9262
155 | 2609460.3172 | 1261143.5697
156 | 2609475.3191 | 1261101.9326
157 | 2609458.2383 | 1261143.7847
158 | 2609442.2112 | 1261145.4418
159 | 2609441.7808 | 1261145.4863
160 | 2609435.4459 | 1261146.1412
161 | 2609432.4231 | 1261086.7091
162 | 2609457.0448 | 1261084.6918
163 | 2609412.0634 | 1261047.5262
164 | 2609393.7589 | 1261047.711
165 | 2609393.9138 | 1261026.6358
166 | 2609383.0149 | 1261046.621
167 | 2609393.9242 | 1261026.4644
168 | 2609373.1557 | 1261045.6208
169 | 2609394.4682 | 1261017.5291
170 | 2609373.9 | 1260963.1671
171 | 2609394.2638 | 1260961.6978
172 | 2609394.4706 | 1261017.4905
173 | 2609394.7353 | 1260982.6799
174 | 2609394.9294 | 1260991.3151
175 | 2609394.7285 | 1260982.376
176 | 2609394.9341 | 1260991.5246
177 | 2609394.5057 | 1260972.4636
178 | 2609395.2354 | 1261004.9287
179 | 2609394.5017 | 1260972.2853
180 | 2609428.5591 | 1261004.6059
181 | 2609428.6146 | 1261004.6033
182 | 2609411.9791 | 1260960.4175
183 | 2609437.3289 | 1261004.2079
184 | 2609437.9356 | 1261004.1804
185 | 2609445.8706 | 1261003.8203
186 | 2609479.2074 | 1261238.8874

## line_std_types
| c_nf_per_km | r_ohm_per_km | x_ohm_per_km | max_i_ka | type | q_mm2 | alpha | voltage_rating
NAYY 4x50 SE | 210 | 0.642 | 0.083 | 0.142 | cs | 50 | 0.00403 | LV
NAYY 4x120 SE | 264 | 0.225 | 0.08 | 0.242 | cs | 120 | 0.00403 | LV
NAYY 4x150 SE | 261 | 0.208 | 0.08 | 0.27 | cs | 150 | 0.00403 | LV
NA2XS2Y 1x95 RM/25 12/20 kV | 216 | 0.313 | 0.132 | 0.252 | cs | 95 | 0.00403 | MV
NA2XS2Y 1x185 RM/25 12/20 kV | 273 | 0.161 | 0.117 | 0.362 | cs | 185 | 0.00403 | MV
NA2XS2Y 1x240 RM/25 12/20 kV | 304 | 0.122 | 0.112 | 0.421 | cs | 240 | 0.00403 | MV
NA2XS2Y 1x95 RM/25 6/10 kV | 315 | 0.313 | 0.123 | 0.249 | cs | 95 | 0.00403 | MV
NA2XS2Y 1x185 RM/25 6/10 kV | 406 | 0.161 | 0.11 | 0.358 | cs | 185 | 0.00403 | MV
NA2XS2Y 1x240 RM/25 6/10 kV | 456 | 0.122 | 0.105 | 0.416 | cs | 240 | 0.00403 | MV
NA2XS2Y 1x150 RM/25 12/20 kV | 250 | 0.206 | 0.116 | 0.319 | cs | 150 | 0.00403 | MV
NA2XS2Y 1x120 RM/25 12/20 kV | 230 | 0.253 | 0.119 | 0.283 | cs | 120 | 0.00403 | MV
NA2XS2Y 1x70 RM/25 12/20 kV | 190 | 0.443 | 0.132 | 0.22 | cs | 70 | 0.00403 | MV
NA2XS2Y 1x150 RM/25 6/10 kV | 360 | 0.206 | 0.11 | 0.315 | cs | 150 | 0.00403 | MV
NA2XS2Y 1x120 RM/25 6/10 kV | 340 | 0.253 | 0.113 | 0.28 | cs | 120 | 0.00403 | MV
NA2XS2Y 1x70 RM/25 6/10 kV | 280 | 0.443 | 0.123 | 0.217 | cs | 70 | 0.00403 | MV
N2XS(FL)2Y 1x120 RM/35 64/110 kV | 112 | 0.153 | 0.166 | 0.366 | cs | 120 | 0.00393 | HV
N2XS(FL)2Y 1x185 RM/35 64/110 kV | 125 | 0.099 | 0.156 | 0.457 | cs | 185 | 0.00393 | HV
N2XS(FL)2Y 1x240 RM/35 64/110 kV | 135 | 0.075 | 0.149 | 0.526 | cs | 240 | 0.00393 | HV
N2XS(FL)2Y 1x300 RM/35 64/110 kV | 144 | 0.06 | 0.144 | 0.588 | cs | 300 | 0.00393 | HV
15-AL1/3-ST1A 0.4 | 11 | 1.8769 | 0.35 | 0.105 | ol | 16 | 0.00403 | LV
24-AL1/4-ST1A 0.4 | 11.25 | 1.2012 | 0.335 | 0.14 | ol | 24 | 0.00403 | LV
48-AL1/8-ST1A 0.4 | 12.2 | 0.5939 | 0.3 | 0.21 | ol | 48 | 0.00403 | LV
94-AL1/15-ST1A 0.4 | 13.2 | 0.306 | 0.29 | 0.35 | ol | 94 | 0.00403 | LV
34-AL1/6-ST1A 10.0 | 9.7 | 0.8342 | 0.36 | 0.17 | ol | 34 | 0.00403 | MV
48-AL1/8-ST1A 10.0 | 10.1 | 0.5939 | 0.35 | 0.21 | ol | 48 | 0.00403 | MV
70-AL1/11-ST1A 10.0 | 10.4 | 0.4132 | 0.339 | 0.29 | ol | 70 | 0.00403 | MV
94-AL1/15-ST1A 10.0 | 10.75 | 0.306 | 0.33 | 0.35 | ol | 94 | 0.00403 | MV
122-AL1/20-ST1A 10.0 | 11.1 | 0.2376 | 0.323 | 0.41 | ol | 122 | 0.00403 | MV
149-AL1/24-ST1A 10.0 | 11.25 | 0.194 | 0.315 | 0.47 | ol | 149 | 0.00403 | MV
34-AL1/6-ST1A 20.0 | 9.15 | 0.8342 | 0.382 | 0.17 | ol | 34 | 0.00403 | MV
48-AL1/8-ST1A 20.0 | 9.5 | 0.5939 | 0.372 | 0.21 | ol | 48 | 0.00403 | MV
70-AL1/11-ST1A 20.0 | 9.7 | 0.4132 | 0.36 | 0.29 | ol | 70 | 0.00403 | MV
94-AL1/15-ST1A 20.0 | 10 | 0.306 | 0.35 | 0.35 | ol | 94 | 0.00403 | MV
122-AL1/20-ST1A 20.0 | 10.3 | 0.2376 | 0.344 | 0.41 | ol | 122 | 0.00403 | MV
149-AL1/24-ST1A 20.0 | 10.5 | 0.194 | 0.337 | 0.47 | ol | 149 | 0.00403 | MV
184-AL1/30-ST1A 20.0 | 10.75 | 0.1571 | 0.33 | 0.535 | ol | 184 | 0.00403 | MV
243-AL1/39-ST1A 20.0 | 11 | 0.1188 | 0.32 | 0.645 | ol | 243 | 0.00403 | MV
48-AL1/8-ST1A 110.0 | 8 | 0.5939 | 0.46 | 0.21 | ol | 48 | 0.00403 | HV
70-AL1/11-ST1A 110.0 | 8.4 | 0.4132 | 0.45 | 0.29 | ol | 70 | 0.00403 | HV
94-AL1/15-ST1A 110.0 | 8.65 | 0.306 | 0.44 | 0.35 | ol | 94 | 0.00403 | HV
122-AL1/20-ST1A 110.0 | 8.5 | 0.2376 | 0.43 | 0.41 | ol | 122 | 0.00403 | HV
149-AL1/24-ST1A 110.0 | 8.75 | 0.194 | 0.41 | 0.47 | ol | 149 | 0.00403 | HV
184-AL1/30-ST1A 110.0 | 8.8 | 0.1571 | 0.4 | 0.535 | ol | 184 | 0.00403 | HV
243-AL1/39-ST1A 110.0 | 9 | 0.1188 | 0.39 | 0.645 | ol | 243 | 0.00403 | HV
305-AL1/39-ST1A 110.0 | 9.2 | 0.0949 | 0.38 | 0.74 | ol | 305 | 0.00403 | HV
490-AL1/64-ST1A 110.0 | 9.75 | 0.059 | 0.37 | 0.96 | ol | 490 | 0.00403 | HV
679-AL1/86-ST1A 110.0 | 9.95 | 0.042 | 0.36 | 1.15 | ol | 679 | 0.00403 | HV
490-AL1/64-ST1A 220.0 | 10 | 0.059 | 0.285 | 0.96 | ol | 490 | 0.00403 | HV
679-AL1/86-ST1A 220.0 | 11.7 | 0.042 | 0.275 | 1.15 | ol | 679 | 0.00403 | HV
490-AL1/64-ST1A 380.0 | 11 | 0.059 | 0.253 | 0.96 | ol | 490 | 0.00403 | HV
679-AL1/86-ST1A 380.0 | 14.6 | 0.042 | 0.25 | 1.15 | ol | 679 | 0.00403 | HV

## trafo_std_types
| i0_percent | pfe_kw | vkr_percent | sn_mva | vn_lv_kv | vn_hv_kv | vk_percent | shift_degree | vector_group | tap_side | tap_neutral | tap_min | tap_max | tap_step_degree | tap_step_percent | tap_phase_shifter
160 MVA 380/110 kV | 0.06 | 60 | 0.25 | 160 | 110 | 380 | 12.2 | 0 | Yy0 | hv | 0 | -9 | 9 | 0 | 1.5 | FALSE
100 MVA 220/110 kV | 0.06 | 55 | 0.26 | 100 | 110 | 220 | 12 | 0 | Yy0 | hv | 0 | -9 | 9 | 0 | 1.5 | FALSE
63 MVA 110/20 kV | 0.04 | 22 | 0.32 | 63 | 20 | 110 | 18 | 150 | YNd5 | hv | 0 | -9 | 9 | 0 | 1.5 | FALSE
40 MVA 110/20 kV | 0.05 | 18 | 0.34 | 40 | 20 | 110 | 16.2 | 150 | YNd5 | hv | 0 | -9 | 9 | 0 | 1.5 | FALSE
25 MVA 110/20 kV | 0.07 | 14 | 0.41 | 25 | 20 | 110 | 12 | 150 | YNd5 | hv | 0 | -9 | 9 | 0 | 1.5 | FALSE
63 MVA 110/10 kV | 0.04 | 22 | 0.32 | 63 | 10 | 110 | 18 | 150 | YNd5 | hv | 0 | -9 | 9 | 0 | 1.5 | FALSE
40 MVA 110/10 kV | 0.05 | 18 | 0.34 | 40 | 10 | 110 | 16.2 | 150 | YNd5 | hv | 0 | -9 | 9 | 0 | 1.5 | FALSE
25 MVA 110/10 kV | 0.07 | 14 | 0.41 | 25 | 10 | 110 | 12 | 150 | YNd5 | hv | 0 | -9 | 9 | 0 | 1.5 | FALSE
0.25 MVA 20/0.4 kV | 0.32 | 0.8 | 1.44 | 0.25 | 0.4 | 20 | 6 | 150 | Yzn5 | hv | 0 | -2 | 2 | 0 | 2.5 | FALSE
0.4 MVA 20/0.4 kV | 0.3375 | 1.35 | 1.425 | 0.4 | 0.4 | 20 | 6 | 150 | Dyn5 | hv | 0 | -2 | 2 | 0 | 2.5 | FALSE
0.63 MVA 20/0.4 kV | 0.2619 | 1.65 | 1.206 | 0.63 | 0.4 | 20 | 6 | 150 | Dyn5 | hv | 0 | -2 | 2 | 0 | 2.5 | FALSE
0.25 MVA 10/0.4 kV | 0.24 | 0.6 | 1.2 | 0.25 | 0.4 | 10 | 4 | 150 | Dyn5 | hv | 0 | -2 | 2 | 0 | 2.5 | FALSE
0.4 MVA 10/0.4 kV | 0.2375 | 0.95 | 1.325 | 0.4 | 0.4 | 10 | 4 | 150 | Dyn5 | hv | 0 | -2 | 2 | 0 | 2.5 | FALSE
0.63 MVA 10/0.4 kV | 0.1873 | 1.18 | 1.0794 | 0.63 | 0.4 | 10 | 4 | 150 | Dyn5 | hv | 0 | -2 | 2 | 0 | 2.5 | FALSE

## trafo3w_std_types
| sn_hv_mva | sn_mv_mva | sn_lv_mva | vn_hv_kv | vn_mv_kv | vn_lv_kv | vk_hv_percent | vk_mv_percent | vk_lv_percent | vkr_hv_percent | vkr_mv_percent | vkr_lv_percent | pfe_kw | i0_percent | shift_mv_degree | shift_lv_degree | vector_group | tap_side | tap_neutral | tap_min | tap_max | tap_step_percent
63/25/38 MVA 110/20/10 kV | 63 | 25 | 38 | 110 | 20 | 10 | 10.4 | 10.4 | 10.4 | 0.28 | 0.32 | 0.35 | 35 | 0.89 | 0 | 0 | YN0yn0yn0 | hv | 0 | -10 | 10 | 1.2
63/25/38 MVA 110/10/10 kV | 63 | 25 | 38 | 110 | 10 | 10 | 10.4 | 10.4 | 10.4 | 0.28 | 0.32 | 0.35 | 35 | 0.89 | 0 | 0 | YN0yn0yn0 | hv | 0 | -10 | 10 | 1.2

## fuse_std_types
| fuse_type | i_rated_a | t_avg | t_min | t_total | x_avg | x_min | x_total
HV 100A | HV 100A | 100 | 0 | [10.0, 3.64, 0.854, 0.281, 0.1, 0.0531, 0.022, 0.01] | [10.0, 4.267, 1.21, 0.403, 0.1, 0.058, 0.022, 0.01] | 0 | [300.0, 350.0, 450.0, 550.0, 700.0, 850.0, 1200.0, 1752.0] | [600.0, 700.0, 900.0, 1150.0, 1665.0, 2000.0, 3000.0, 4313.0]
HV 10A | HV 10A | 10 | 0 | [10.0, 1675.0, 0.344, 0.156, 0.1, 0.0417, 0.0171, 0.01] | [10.0, 1.3, 0.3, 0.155, 0.1, 0.0555, 0.023, 0.01] | 0 | [30.0, 32.0, 35.0, 37.0, 39.0, 50.0, 70.0, 88.0] | [60.0, 70.0, 80.0, 87.0, 94.0, 110.0, 150.0, 216.0]
HV 125A | HV 125A | 125 | 0 | [10.0, 1.82, 0.344, 0.1, 0.0467, 0.0269, 0.01] | [10.0, 2.478, 0.426, 0.1, 0.0427, 0.0211, 0.01] | 0 | [375.0, 500.0, 700.0, 925.0, 1200.0, 1500.0, 2341.0] | [750.0, 1000.0, 1500.0, 2200.0, 3000.0, 4000.0, 5765.0]
HV 160A | HV 160A | 160 | 0 | [10.0, 4.15, 1.03, 0.198, 0.1, 0.051, 0.0172, 0.01] | [10.0, 2.3, 0.734, 0.274, 0.1, 0.046, 0.0177, 0.01] | 0 | [480.0, 550.0, 700.0, 1000.0, 1260.0, 1600.0, 2500.0, 3227.0] | [960.0, 1300.0, 1700.0, 2200.0, 2996.0, 4000.0, 6000.0, 7946.0]
HV 16A | HV 16A | 16 | 0 | [10.0, 0.352, 0.164, 0.1, 0.0649, 0.0342, 0.01] | [10.0, 2.34, 0.722, 0.181, 0.1, 0.055, 0.0296, 0.01] | 0 | [48.0, 60.0, 65.0, 71.0, 80.0, 100.0, 162.0] | [96.0, 110.0, 125.0, 150.0, 168.0, 200.0, 250.0, 398.0]
HV 200A | HV 200A | 200 | 0 | [10.0, 4.267, 1.21, 0.403, 0.1, 0.058, 0.022, 0.01] | [10.0, 3.73, 1.654, 0.328, 0.1, 0.0531, 0.019, 0.01] | 0 | [600.0, 700.0, 900.0, 1150.0, 1665.0, 2000.0, 3000.0, 4313.0] | [1200.0, 1500.0, 1800.0, 2700.0, 3960.0, 5000.0, 7500.0, 10620.0]
HV 20A | HV 20A | 20 | 0 | [10.0, 1.3, 0.3, 0.155, 0.1, 0.0555, 0.023, 0.01] | [10.0, 1.3, 0.161, 0.1, 0.0611, 0.0399, 0.0141, 0.01] | 0 | [60.0, 70.0, 80.0, 87.0, 94.0, 110.0, 150.0, 216.0] | [120.0, 150.0, 200.0, 223.0, 260.0, 300.0, 450.0, 532.0]
HV 25A | HV 25A | 25 | 0 | [10.0, 2.512, 0.833, 0.299, 0.1, 0.0372, 0.0223, 0.01] | [10.0, 3.125, 0.597, 0.198, 0.1, 0.0378, 0.022, 0.01] | 0 | [75.0, 82.0, 90.0, 100.0, 124.0, 170.0, 200.0, 289.0] | [150.0, 170.0, 210.0, 250.0, 294.0, 400.0, 500.0, 711.0]
HV 31.5A | HV 31.5A | 31.5 | 0 | [10.0, 2.34, 0.722, 0.181, 0.1, 0.055, 0.0296, 0.01] | [10.0, 2.84, 0.368, 0.164, 0.1, 0.0621, 0.0378, 0.0195, 0.01] | 0 | [95.0, 110.0, 125.0, 150.0, 165.0, 200.0, 250.0, 390.0] | [189.0, 220.0, 300.0, 350.0, 393.0, 450.0, 530.0, 700.0, 960.0]
HV 40A | HV 40A | 40 | 0 | [10.0, 1.3, 0.161, 0.1, 0.0611, 0.0399, 0.0141, 0.01] | [10.0, 2.05, 0.369, 0.198, 0.1, 0.051, 0.0298, 0.01] | 0 | [120.0, 150.0, 200.0, 223.0, 260.0, 300.0, 450.0, 532.0] | [240.0, 300.0, 400.0, 450.0, 530.0, 650.0, 800.0, 1311.0]
HV 50A | HV 50A | 50 | 0 | [10.0, 3.215, 0.597, 0.198, 0.1, 0.0378, 0.022, 0.01] | [10.0, 3.64, 0.854, 0.281, 0.1, 0.0531, 0.022, 0.01] | 0 | [150.0, 170.0, 210.0, 250.0, 294.0, 400.0, 500.0, 711.0] | [300.0, 350.0, 450.0, 550.0, 700.0, 850.0, 1200.0, 1752.0]
HV 6.3A | HV 6.3A | 6.3 | 0 | [10.0, 1.39, 0.344, 0.168, 0.1, 0.056, 0.0263, 0.01] | [10.0, 1.711, 0.516, 0.198, 0.1, 0.0634, 0.0303, 0.01] | 0 | [19.0, 19.5, 20.4, 20.8, 22.0, 25.0, 32.0, 48.0] | [38.0, 40.0, 43.0, 48.0, 53.0, 60.0, 75.0, 118.0]
HV 63A | HV 63A | 63 | 0 | [10.0, 2.84, 0.368, 0.164, 0.1, 0.0621, 0.0378, 0.0195, 0.01] | [10.0, 1.82, 0.344, 0.1, 0.0467, 0.0269, 0.01] | 0 | [189.0, 220.0, 300.0, 350.0, 393.0, 450.0, 530.0, 700.0, 961.0] | [378.0, 500.0, 700.0, 934.0, 1200.0, 1500.0, 2366.0]
HV 80A | HV 80A | 80 | 0 | [10.0, 2.05, 0.369, 0.198, 0.1, 0.051, 0.0298, 0.01] | [10.0, 4.15, 1.03, 0.198, 0.1, 0.051, 0.0172, 0.01] | 0 | [240.0, 300.0, 400.0, 450.0, 530.0, 650.0, 800.0, 1311.0] | [480.0, 550.0, 700.0, 1000.0, 1260.0, 1600.0, 2500.0, 3227.0]
Siemens NH-1-100 | Siemens NH-1-100 | 100 | [5400.0, 2000.0, 400.0, 20.0, 1.0, 0.2, 0.012, 0.004] | 0 | 0 | [150.0, 190.0, 250.0, 430.0, 900.0, 1250.0, 2700.0, 3600.0] | 0 | 0
Siemens NH-1-125 | Siemens NH-1-125 | 125 | [4800.0, 120.0, 7.0, 0.1, 0.004] | 0 | 0 | [180.0, 400.0, 740.0, 2000.0, 4250.0] | 0 | 0
Siemens NH-1-16 | Siemens NH-1-16 | 16 | [4000.0, 400.0, 2.0, 0.1, 0.04, 0.01] | 0 | 0 | [26.0, 35.0, 75.0, 150.0, 200.0, 300.0] | 0 | 0
Siemens NH-1-160 | Siemens NH-1-160 | 160 | [4800.0, 120.0, 7.0, 0.1, 0.004] | 0 | 0 | [210.0, 500.0, 900.0, 2300.0, 5000.0] | 0 | 0
Siemens NH-1-25 | Siemens NH-1-25 | 25 | [4000.0, 1000.0, 10.0, 0.2, 0.02, 0.01] | 0 | 0 | [40.0, 50.0, 100.0, 210.0, 400.0, 500.0] | 0 | 0
Siemens NH-1-50 | Siemens NH-1-50 | 50 | [4000.0, 40.0, 4.0, 1.0, 0.02, 0.01] | 0 | 0 | [86.0, 200.0, 300.0, 400.0, 1000.0, 1280.0] | 0 | 0
Siemens NH-1-63 | Siemens NH-1-63 | 63 | [4000.0, 100.0, 10.0, 2.0, 0.04, 0.01] | 0 | 0 | [100.0, 200.0, 300.0, 400.0, 1000.0, 1500.0] | 0 | 0
Siemens NH-1-80 | Siemens NH-1-80 | 80 | [4800.0, 120.0, 7.0, 0.1, 0.01] | 0 | 0 | [150.58, 250.0, 450.0, 1150.0, 2470.0] | 0 | 0
Siemens NH-2-1000 | Siemens NH-2-1000 | 1000 | [4800.0, 120.0, 7.0, 0.1, 0.004] | 0 | 0 | [1900.0, 3500.0, 8400.0, 24000.0, 52000.0] | 0 | 0
Siemens NH-2-200 | Siemens NH-2-200 | 200 | [4800.0, 120.0, 7.0, 0.1, 0.004] | 0 | 0 | [280.0, 650.0, 1200.0, 3000.0, 7000.0] | 0 | 0
Siemens NH-2-224 | Siemens NH-2-224 | 224 | [4800.0, 120.0, 7.0, 0.2, 0.04, 0.004] | 0 | 0 | [400.0, 750.0, 1453.0, 3025.0, 4315.0, 7600.0] | 0 | 0
Siemens NH-2-250 | Siemens NH-2-250 | 250 | [4800.0, 120.0, 7.0, 0.1, 0.004] | 0 | 0 | [450.0, 800.0, 1650.0, 4000.0, 8500.0] | 0 | 0
Siemens NH-2-315 | Siemens NH-2-315 | 315 | [4800.0, 120.0, 7.0, 0.1, 0.004] | 0 | 0 | [550.0, 920.0, 1900.0, 5000.0, 11000.0] | 0 | 0
Siemens NH-2-355 | Siemens NH-2-355 | 355 | [4800.0, 120.0, 6.0, 0.1, 0.004] | 0 | 0 | [650.0, 1116.27, 2350.0, 5840.0, 12790.0] | 0 | 0
Siemens NH-2-400 | Siemens NH-2-400 | 400 | [4800.0, 120.0, 7.0, 0.1, 0.004] | 0 | 0 | [720.0, 1350.0, 2800.0, 6500.0, 15000.0] | 0 | 0
Siemens NH-2-425 | Siemens NH-2-425 | 425 | [4800.0, 120.0, 7.0, 0.1, 0.004] | 0 | 0 | [850.0, 1500.0, 3050.0, 7500.0, 16500.0] | 0 | 0
Siemens NH-2-630 | Siemens NH-2-630 | 630 | [4800.0, 120.0, 7.0, 0.1, 0.004] | 0 | 0 | [1200.0, 2000.0, 4800.0, 12000.0, 26000.0] | 0 | 0

## dtypes
| element | column | dtype
0 | bus | name | object
1 | bus | vn_kv | float64
2 | bus | type | object
3 | bus | zone | object
4 | bus | in_service | bool
5 | load | name | object
6 | load | bus | uint32
7 | load | p_mw | float64
8 | load | q_mvar | float64
9 | load | const_z_percent | float64
10 | load | const_i_percent | float64
11 | load | sn_mva | float64
12 | load | scaling | float64
13 | load | in_service | bool
14 | load | type | object
15 | ext_grid | name | object
16 | ext_grid | bus | uint32
17 | ext_grid | vm_pu | float64
18 | ext_grid | va_degree | float64
19 | ext_grid | slack_weight | float64
20 | ext_grid | in_service | bool
21 | line | name | object
22 | line | std_type | object
23 | line | from_bus | uint32
24 | line | to_bus | uint32
25 | line | length_km | float64
26 | line | r_ohm_per_km | float64
27 | line | x_ohm_per_km | float64
28 | line | c_nf_per_km | float64
29 | line | g_us_per_km | float64
30 | line | max_i_ka | float64
31 | line | df | float64
32 | line | parallel | uint32
33 | line | type | object
34 | line | in_service | bool
35 | trafo | name | object
36 | trafo | std_type | object
37 | trafo | hv_bus | uint32
38 | trafo | lv_bus | uint32
39 | trafo | sn_mva | float64
40 | trafo | vn_hv_kv | float64
41 | trafo | vn_lv_kv | float64
42 | trafo | vk_percent | float64
43 | trafo | vkr_percent | float64
44 | trafo | pfe_kw | float64
45 | trafo | i0_percent | float64
46 | trafo | shift_degree | float64
47 | trafo | tap_side | object
48 | trafo | tap_neutral | int32
49 | trafo | tap_min | int32
50 | trafo | tap_max | int32
51 | trafo | tap_step_percent | float64
52 | trafo | tap_step_degree | float64
53 | trafo | tap_pos | int32
54 | trafo | tap_phase_shifter | bool
55 | trafo | parallel | uint32
56 | trafo | df | float64
57 | trafo | in_service | bool
58 | line_geodata | coords | object
59 | bus_geodata | x | float64
60 | bus_geodata | y | float64
61 | bus_geodata | coords | object

## parameters
| version | format_version | converged | OPF_converged | name | f_hz | sn_mva
0 | 2.14.6 | 2.14.0 | FALSE | FALSE |  | 50 | 1