## bus
| name | vn_kv | type | zone | in_service
0 | bus_LV_2775-21_0_5_node_0 | 0.4 | n |  | TRUE
1 | bus_LV_2775-21_0_5_node_1 | 0.4 | n |  | TRUE
2 | bus_LV_2775-21_0_5_node_2 | 0.4 | n |  | TRUE
3 | bus_LV_2775-21_0_5_node_172 | 0.4 | n |  | TRUE
4 | bus_LV_2775-21_0_5_node_174 | 0.4 | n |  | TRUE
5 | bus_LV_2775-21_0_5_node_3 | 0.4 | n |  | TRUE
6 | bus_LV_2775-21_0_5_node_4 | 0.4 | n |  | TRUE
7 | bus_LV_2775-21_0_5_node_5 | 0.4 | n |  | TRUE
8 | bus_LV_2775-21_0_5_node_6 | 0.4 | n |  | TRUE
9 | bus_LV_2775-21_0_5_node_7 | 0.4 | n |  | TRUE
10 | bus_LV_2775-21_0_5_node_8 | 0.4 | n |  | TRUE
11 | bus_LV_2775-21_0_5_node_31 | 0.4 | n |  | TRUE
12 | bus_LV_2775-21_0_5_node_47 | 0.4 | n |  | TRUE
13 | bus_LV_2775-21_0_5_node_19 | 0.4 | n |  | TRUE
14 | bus_LV_2775-21_0_5_node_32 | 0.4 | n |  | TRUE
15 | bus_LV_2775-21_0_5_node_48 | 0.4 | n |  | TRUE
16 | bus_LV_2775-21_0_5_node_12 | 0.4 | n |  | TRUE
17 | bus_LV_2775-21_0_5_node_17 | 0.4 | n |  | TRUE
18 | bus_LV_2775-21_0_5_node_9 | 0.4 | n |  | TRUE
19 | bus_LV_2775-21_0_5_node_10 | 0.4 | n |  | TRUE
20 | bus_LV_2775-21_0_5_node_11 | 0.4 | n |  | TRUE
21 | bus_LV_2775-21_0_5_node_13 | 0.4 | n |  | TRUE
22 | bus_LV_2775-21_0_5_node_15 | 0.4 | n |  | TRUE
23 | bus_LV_2775-21_0_5_node_26 | 0.4 | n |  | TRUE
24 | bus_LV_2775-21_0_5_node_23 | 0.4 | n |  | TRUE
25 | bus_LV_2775-21_0_5_node_54 | 0.4 | n |  | TRUE
26 | bus_LV_2775-21_0_5_node_55 | 0.4 | n |  | TRUE
27 | bus_LV_2775-21_0_5_node_20 | 0.4 | n |  | TRUE
28 | bus_LV_2775-21_0_5_node_21 | 0.4 | n |  | TRUE
29 | bus_LV_2775-21_0_5_node_22 | 0.4 | n |  | TRUE
30 | bus_LV_2775-21_0_5_node_24 | 0.4 | n |  | TRUE
31 | bus_LV_2775-21_0_5_node_25 | 0.4 | n |  | TRUE
32 | bus_LV_2775-21_0_5_node_27 | 0.4 | n |  | TRUE
33 | bus_LV_2775-21_0_5_node_28 | 0.4 | n |  | TRUE
34 | bus_LV_2775-21_0_5_node_29 | 0.4 | n |  | TRUE
35 | bus_LV_2775-21_0_5_node_30 | 0.4 | n |  | TRUE
36 | bus_LV_2775-21_0_5_node_39 | 0.4 | n |  | TRUE
37 | bus_LV_2775-21_0_5_node_80 | 0.4 | n |  | TRUE
38 | bus_LV_2775-21_0_5_node_40 | 0.4 | n |  | TRUE
39 | bus_LV_2775-21_0_5_node_81 | 0.4 | n |  | TRUE
40 | bus_LV_2775-21_0_5_node_33 | 0.4 | n |  | TRUE
41 | bus_LV_2775-21_0_5_node_34 | 0.4 | n |  | TRUE
42 | bus_LV_2775-21_0_5_node_35 | 0.4 | n |  | TRUE
43 | bus_LV_2775-21_0_5_node_36 | 0.4 | n |  | TRUE
44 | bus_LV_2775-21_0_5_node_37 | 0.4 | n |  | TRUE
45 | bus_LV_2775-21_0_5_node_38 | 0.4 | n |  | TRUE
46 | bus_LV_2775-21_0_5_node_41 | 0.4 | n |  | TRUE
47 | bus_LV_2775-21_0_5_node_73 | 0.4 | n |  | TRUE
48 | bus_LV_2775-21_0_5_node_74 | 0.4 | n |  | TRUE
49 | bus_LV_2775-21_0_5_node_42 | 0.4 | n |  | TRUE
50 | bus_LV_2775-21_0_5_node_43 | 0.4 | n |  | TRUE
51 | bus_LV_2775-21_0_5_node_44 | 0.4 | n |  | TRUE
52 | bus_LV_2775-21_0_5_node_45 | 0.4 | n |  | TRUE
53 | bus_LV_2775-21_0_5_node_46 | 0.4 | n |  | TRUE
54 | bus_LV_2775-21_0_5_node_75 | 0.4 | n |  | TRUE
55 | bus_LV_2775-21_0_5_node_168 | 0.4 | n |  | TRUE
56 | bus_LV_2775-21_0_5_node_49 | 0.4 | n |  | TRUE
57 | bus_LV_2775-21_0_5_node_50 | 0.4 | n |  | TRUE
58 | bus_LV_2775-21_0_5_node_51 | 0.4 | n |  | TRUE
59 | bus_LV_2775-21_0_5_node_52 | 0.4 | n |  | TRUE
60 | bus_LV_2775-21_0_5_node_53 | 0.4 | n |  | TRUE
61 | bus_LV_2775-21_0_5_node_57 | 0.4 | n |  | TRUE
62 | bus_LV_2775-21_0_5_node_58 | 0.4 | n |  | TRUE
63 | bus_LV_2775-21_0_5_node_250 | 0.4 | n |  | TRUE
64 | bus_LV_2775-21_0_5_node_249 | 0.4 | n |  | TRUE
65 | bus_LV_2775-21_0_5_node_59 | 0.4 | n |  | TRUE
66 | bus_LV_2775-21_0_5_node_244 | 0.4 | n |  | TRUE
67 | bus_LV_2775-21_0_5_node_245 | 0.4 | n |  | TRUE
68 | bus_LV_2775-21_0_5_node_60 | 0.4 | n |  | TRUE
69 | bus_LV_2775-21_0_5_node_61 | 0.4 | n |  | TRUE
70 | bus_LV_2775-21_0_5_node_62 | 0.4 | n |  | TRUE
71 | bus_LV_2775-21_0_5_node_63 | 0.4 | n |  | TRUE
72 | bus_LV_2775-21_0_5_node_64 | 0.4 | n |  | TRUE
73 | bus_LV_2775-21_0_5_node_65 | 0.4 | n |  | TRUE
74 | bus_LV_2775-21_0_5_node_66 | 0.4 | n |  | TRUE
75 | bus_LV_2775-21_0_5_node_79 | 0.4 | n |  | TRUE
76 | bus_LV_2775-21_0_5_node_77 | 0.4 | n |  | TRUE
77 | bus_LV_2775-21_0_5_node_175 | 0.4 | n |  | TRUE
78 | bus_LV_2775-21_0_5_node_171 | 0.4 | n |  | TRUE
79 | bus_LV_2775-21_0_5_node_179 | 0.4 | n |  | TRUE
80 | bus_LV_2775-21_0_5_node_70 | 0.4 | n |  | TRUE
81 | bus_LV_2775-21_0_5_node_176 | 0.4 | n |  | TRUE
82 | bus_LV_2775-21_0_5_node_173 | 0.4 | n |  | TRUE
83 | bus_LV_2775-21_0_5_node_170 | 0.4 | n |  | TRUE
84 | bus_LV_2775-21_0_5_node_180 | 0.4 | n |  | TRUE
85 | bus_LV_2775-21_0_5_node_67 | 0.4 | n |  | TRUE
86 | bus_LV_2775-21_0_5_node_68 | 0.4 | n |  | TRUE
87 | bus_LV_2775-21_0_5_node_69 | 0.4 | n |  | TRUE
88 | bus_LV_2775-21_0_5_node_71 | 0.4 | n |  | TRUE
89 | bus_LV_2775-21_0_5_node_253 | 0.4 | n |  | TRUE
90 | bus_LV_2775-21_0_5_node_257 | 0.4 | n |  | TRUE
91 | bus_LV_2775-21_0_5_node_72 | 0.4 | n |  | TRUE
92 | bus_LV_2775-21_0_5_node_83 | 0.4 | n |  | TRUE
93 | bus_LV_2775-21_0_5_node_78 | 0.4 | n |  | TRUE
94 | bus_LV_2775-21_0_5_node_242 | 0.4 | n |  | TRUE
95 | bus_LV_2775-21_0_5_node_246 | 0.4 | n |  | TRUE
96 | bus_LV_2775-21_0_5_node_256 | 0.4 | n |  | TRUE
97 | bus_LV_2775-21_0_5_node_84 | 0.4 | n |  | TRUE
98 | bus_LV_2775-21_0_5_node_169 | 0.4 | n |  | TRUE
99 | bus_LV_2775-21_0_5_node_243 | 0.4 | n |  | TRUE
100 | bus_LV_2775-21_0_5_node_82 | 0.4 | n |  | TRUE
101 | bus_LV_2775-21_0_5_node_85 | 0.4 | n |  | TRUE
102 | bus_LV_2775-21_0_5_node_86 | 0.4 | n |  | TRUE
103 | bus_LV_2775-21_0_5_node_87 | 0.4 | n |  | TRUE
104 | bus_LV_2775-21_0_5_node_88 | 0.4 | n |  | TRUE
105 | bus_LV_2775-21_0_5_node_89 | 0.4 | n |  | TRUE
106 | bus_LV_2775-21_0_5_node_90 | 0.4 | n |  | TRUE
107 | bus_LV_2775-21_0_5_node_91 | 0.4 | n |  | TRUE
108 | bus_LV_2775-21_0_5_node_111 | 0.4 | n |  | TRUE
109 | bus_LV_2775-21_0_5_node_92 | 0.4 | n |  | TRUE
110 | bus_LV_2775-21_0_5_node_93 | 0.4 | n |  | TRUE
111 | bus_LV_2775-21_0_5_node_94 | 0.4 | n |  | TRUE
112 | bus_LV_2775-21_0_5_node_97 | 0.4 | n |  | TRUE
113 | bus_LV_2775-21_0_5_node_95 | 0.4 | n |  | TRUE
114 | bus_LV_2775-21_0_5_node_96 | 0.4 | n |  | TRUE
115 | bus_LV_2775-21_0_5_node_98 | 0.4 | n |  | TRUE
116 | bus_LV_2775-21_0_5_node_99 | 0.4 | n |  | TRUE
117 | bus_LV_2775-21_0_5_node_100 | 0.4 | n |  | TRUE
118 | bus_LV_2775-21_0_5_node_101 | 0.4 | n |  | TRUE
119 | bus_LV_2775-21_0_5_node_102 | 0.4 | n |  | TRUE
120 | bus_LV_2775-21_0_5_node_103 | 0.4 | n |  | TRUE
121 | bus_LV_2775-21_0_5_node_105 | 0.4 | n |  | TRUE
122 | bus_LV_2775-21_0_5_node_104 | 0.4 | n |  | TRUE
123 | bus_LV_2775-21_0_5_node_119 | 0.4 | n |  | TRUE
124 | bus_LV_2775-21_0_5_node_116 | 0.4 | n |  | TRUE
125 | bus_LV_2775-21_0_5_node_106 | 0.4 | n |  | TRUE
126 | bus_LV_2775-21_0_5_node_122 | 0.4 | n |  | TRUE
127 | bus_LV_2775-21_0_5_node_117 | 0.4 | n |  | TRUE
128 | bus_LV_2775-21_0_5_node_108 | 0.4 | n |  | TRUE
129 | bus_LV_2775-21_0_5_node_109 | 0.4 | n |  | TRUE
130 | bus_LV_2775-21_0_5_node_121 | 0.4 | n |  | TRUE
131 | bus_LV_2775-21_0_5_node_128 | 0.4 | n |  | TRUE
132 | bus_LV_2775-21_0_5_node_127 | 0.4 | n |  | TRUE
133 | bus_LV_2775-21_0_5_node_120 | 0.4 | n |  | TRUE
134 | bus_LV_2775-21_0_5_node_118 | 0.4 | n |  | TRUE
135 | bus_LV_2775-21_0_5_node_110 | 0.4 | n |  | TRUE
136 | bus_LV_2775-21_0_5_node_113 | 0.4 | n |  | TRUE
137 | bus_LV_2775-21_0_5_node_112 | 0.4 | n |  | TRUE
138 | bus_LV_2775-21_0_5_node_114 | 0.4 | n |  | TRUE
139 | bus_LV_2775-21_0_5_node_115 | 0.4 | n |  | TRUE
140 | bus_LV_2775-21_0_5_node_155 | 0.4 | n |  | TRUE
141 | bus_LV_2775-21_0_5_node_152 | 0.4 | n |  | TRUE
142 | bus_LV_2775-21_0_5_node_192 | 0.4 | n |  | TRUE
143 | bus_LV_2775-21_0_5_node_160 | 0.4 | n |  | TRUE
144 | bus_LV_2775-21_0_5_node_157 | 0.4 | n |  | TRUE
145 | bus_LV_2775-21_0_5_node_153 | 0.4 | n |  | TRUE
146 | bus_LV_2775-21_0_5_node_193 | 0.4 | n |  | TRUE
147 | bus_LV_2775-21_0_5_node_123 | 0.4 | n |  | TRUE
148 | bus_LV_2775-21_0_5_node_135 | 0.4 | n |  | TRUE
149 | bus_LV_2775-21_0_5_node_126 | 0.4 | n |  | TRUE
150 | bus_LV_2775-21_0_5_node_124 | 0.4 | n |  | TRUE
151 | bus_LV_2775-21_0_5_node_129 | 0.4 | n |  | TRUE
152 | bus_LV_2775-21_0_5_node_130 | 0.4 | n |  | TRUE
153 | bus_LV_2775-21_0_5_node_277 | 0.4 | n |  | TRUE
154 | bus_LV_2775-21_0_5_node_278 | 0.4 | n |  | TRUE
155 | bus_LV_2775-21_0_5_node_279 | 0.4 | n |  | TRUE
156 | bus_LV_2775-21_0_5_node_136 | 0.4 | n |  | TRUE
157 | bus_LV_2775-21_0_5_node_134 | 0.4 | n |  | TRUE
158 | bus_LV_2775-21_0_5_node_203 | 0.4 | n |  | TRUE
159 | bus_LV_2775-21_0_5_node_202 | 0.4 | n |  | TRUE
160 | bus_LV_2775-21_0_5_node_131 | 0.4 | n |  | TRUE
161 | bus_LV_2775-21_0_5_node_133 | 0.4 | n |  | TRUE
162 | bus_LV_2775-21_0_5_node_140 | 0.4 | n |  | TRUE
163 | bus_LV_2775-21_0_5_node_148 | 0.4 | n |  | TRUE
164 | bus_LV_2775-21_0_5_node_145 | 0.4 | n |  | TRUE
165 | bus_LV_2775-21_0_5_node_137 | 0.4 | n |  | TRUE
166 | bus_LV_2775-21_0_5_node_138 | 0.4 | n |  | TRUE
167 | bus_LV_2775-21_0_5_node_143 | 0.4 | n |  | TRUE
168 | bus_LV_2775-21_0_5_node_144 | 0.4 | n |  | TRUE
169 | bus_LV_2775-21_0_5_node_142 | 0.4 | n |  | TRUE
170 | bus_LV_2775-21_0_5_node_213 | 0.4 | n |  | TRUE
171 | bus_LV_2775-21_0_5_node_211 | 0.4 | n |  | TRUE
172 | bus_LV_2775-21_0_5_node_139 | 0.4 | n |  | TRUE
173 | bus_LV_2775-21_0_5_node_141 | 0.4 | n |  | TRUE
174 | bus_LV_2775-21_0_5_node_273 | 0.4 | n |  | TRUE
175 | bus_LV_2775-21_0_5_node_149 | 0.4 | n |  | TRUE
176 | bus_LV_2775-21_0_5_node_151 | 0.4 | n |  | TRUE
177 | bus_LV_2775-21_0_5_node_146 | 0.4 | n |  | TRUE
178 | bus_LV_2775-21_0_5_node_215 | 0.4 | n |  | TRUE
179 | bus_LV_2775-21_0_5_node_214 | 0.4 | n |  | TRUE
180 | bus_LV_2775-21_0_5_node_147 | 0.4 | n |  | TRUE
181 | bus_LV_2775-21_0_5_node_150 | 0.4 | n |  | TRUE
182 | bus_LV_2775-21_0_5_node_271 | 0.4 | n |  | TRUE
183 | bus_LV_2775-21_0_5_node_276 | 0.4 | n |  | TRUE
184 | bus_LV_2775-21_0_5_node_272 | 0.4 | n |  | TRUE
185 | bus_LV_2775-21_0_5_node_154 | 0.4 | n |  | TRUE
186 | bus_LV_2775-21_0_5_node_156 | 0.4 | n |  | TRUE
187 | bus_LV_2775-21_0_5_node_165 | 0.4 | n |  | TRUE
188 | bus_LV_2775-21_0_5_node_162 | 0.4 | n |  | TRUE
189 | bus_LV_2775-21_0_5_node_158 | 0.4 | n |  | TRUE
190 | bus_LV_2775-21_0_5_node_159 | 0.4 | n |  | TRUE
191 | bus_LV_2775-21_0_5_node_161 | 0.4 | n |  | TRUE
192 | bus_LV_2775-21_0_5_node_190 | 0.4 | n |  | TRUE
193 | bus_LV_2775-21_0_5_node_191 | 0.4 | n |  | TRUE
194 | bus_LV_2775-21_0_5_node_163 | 0.4 | n |  | TRUE
195 | bus_LV_2775-21_0_5_node_164 | 0.4 | n |  | TRUE
196 | bus_LV_2775-21_0_5_node_166 | 0.4 | n |  | TRUE
197 | bus_LV_2775-21_0_5_node_167 | 0.4 | n |  | TRUE
198 | bus_LV_2775-21_0_5_node_189 | 0.4 | n |  | TRUE
199 | bus_LV_2775-21_0_5_node_185 | 0.4 | n |  | TRUE
200 | bus_LV_2775-21_0_5_node_241 | 0.4 | n |  | TRUE
201 | bus_LV_2775-21_0_5_node_240 | 0.4 | n |  | TRUE
202 | bus_LV_2775-21_0_5_node_258 | 0.4 | n |  | TRUE
203 | bus_LV_2775-21_0_5_node_239 | 0.4 | n |  | TRUE
204 | bus_LV_2775-21_0_5_node_177 | 0.4 | n |  | TRUE
205 | bus_LV_2775-21_0_5_node_178 | 0.4 | n |  | TRUE
206 | bus_LV_2775-21_0_5_node_183 | 0.4 | n |  | TRUE
207 | bus_LV_2775-21_0_5_node_182 | 0.4 | n |  | TRUE
208 | bus_LV_2775-21_0_5_node_181 | 0.4 | n |  | TRUE
209 | bus_LV_2775-21_0_5_node_184 | 0.4 | n |  | TRUE
210 | bus_LV_2775-21_0_5_node_186 | 0.4 | n |  | TRUE
211 | bus_LV_2775-21_0_5_node_187 | 0.4 | n |  | TRUE
212 | bus_LV_2775-21_0_5_node_188 | 0.4 | n |  | TRUE
213 | bus_LV_2775-21_0_5_node_194 | 0.4 | n |  | TRUE
214 | bus_LV_2775-21_0_5_node_195 | 0.4 | n |  | TRUE
215 | bus_LV_2775-21_0_5_node_196 | 0.4 | n |  | TRUE
216 | bus_LV_2775-21_0_5_node_197 | 0.4 | n |  | TRUE
217 | bus_LV_2775-21_0_5_node_198 | 0.4 | n |  | TRUE
218 | bus_LV_2775-21_0_5_node_199 | 0.4 | n |  | TRUE
219 | bus_LV_2775-21_0_5_node_200 | 0.4 | n |  | TRUE
220 | bus_LV_2775-21_0_5_node_201 | 0.4 | n |  | TRUE
221 | bus_LV_2775-21_0_5_node_204 | 0.4 | n |  | TRUE
222 | bus_LV_2775-21_0_5_node_205 | 0.4 | n |  | TRUE
223 | bus_LV_2775-21_0_5_node_206 | 0.4 | n |  | TRUE
224 | bus_LV_2775-21_0_5_node_207 | 0.4 | n |  | TRUE
225 | bus_LV_2775-21_0_5_node_208 | 0.4 | n |  | TRUE
226 | bus_LV_2775-21_0_5_node_212 | 0.4 | n |  | TRUE
227 | bus_LV_2775-21_0_5_node_209 | 0.4 | n |  | TRUE
228 | bus_LV_2775-21_0_5_node_216 | 0.4 | n |  | TRUE
229 | bus_LV_2775-21_0_5_node_237 | 0.4 | n |  | TRUE
230 | bus_LV_2775-21_0_5_node_210 | 0.4 | n |  | TRUE
231 | bus_LV_2775-21_0_5_node_217 | 0.4 | n |  | TRUE
232 | bus_LV_2775-21_0_5_node_231 | 0.4 | n |  | TRUE
233 | bus_LV_2775-21_0_5_node_229 | 0.4 | n |  | TRUE
234 | bus_LV_2775-21_0_5_node_218 | 0.4 | n |  | TRUE
235 | bus_LV_2775-21_0_5_node_219 | 0.4 | n |  | TRUE
236 | bus_LV_2775-21_0_5_node_220 | 0.4 | n |  | TRUE
237 | bus_LV_2775-21_0_5_node_221 | 0.4 | n |  | TRUE
238 | bus_LV_2775-21_0_5_node_222 | 0.4 | n |  | TRUE
239 | bus_LV_2775-21_0_5_node_223 | 0.4 | n |  | TRUE
240 | bus_LV_2775-21_0_5_node_248 | 0.4 | n |  | TRUE
241 | bus_LV_2775-21_0_5_node_224 | 0.4 | n |  | TRUE
242 | bus_LV_2775-21_0_5_node_247 | 0.4 | n |  | TRUE
243 | bus_LV_2775-21_0_5_node_232 | 0.4 | n |  | TRUE
244 | bus_LV_2775-21_0_5_node_233 | 0.4 | n |  | TRUE
245 | bus_LV_2775-21_0_5_node_225 | 0.4 | n |  | TRUE
246 | bus_LV_2775-21_0_5_node_226 | 0.4 | n |  | TRUE
247 | bus_LV_2775-21_0_5_node_227 | 0.4 | n |  | TRUE
248 | bus_LV_2775-21_0_5_node_228 | 0.4 | n |  | TRUE
249 | bus_LV_2775-21_0_5_node_230 | 0.4 | n |  | TRUE
250 | bus_LV_2775-21_0_5_node_267 | 0.4 | n |  | TRUE
251 | bus_LV_2775-21_0_5_node_259 | 0.4 | n |  | TRUE
252 | bus_LV_2775-21_0_5_node_269 | 0.4 | n |  | TRUE
253 | bus_LV_2775-21_0_5_node_260 | 0.4 | n |  | TRUE
254 | bus_LV_2775-21_0_5_node_252 | 0.4 | n |  | TRUE
255 | bus_LV_2775-21_0_5_node_238 | 0.4 | n |  | TRUE
256 | bus_LV_2775-21_0_5_node_255 | 0.4 | n |  | TRUE
257 | bus_LV_2775-21_0_5_node_236 | 0.4 | n |  | TRUE
258 | bus_LV_2775-21_0_5_node_234 | 0.4 | n |  | TRUE
259 | bus_LV_2775-21_0_5_node_235 | 0.4 | n |  | TRUE
260 | bus_LV_2775-21_0_5_node_251 | 0.4 | n |  | TRUE
261 | bus_LV_2775-21_0_5_node_254 | 0.4 | n |  | TRUE
262 | bus_LV_2775-21_0_5_node_261 | 0.4 | n |  | TRUE
263 | bus_LV_2775-21_0_5_node_262 | 0.4 | n |  | TRUE
264 | bus_LV_2775-21_0_5_node_263 | 0.4 | n |  | TRUE
265 | bus_LV_2775-21_0_5_node_264 | 0.4 | n |  | TRUE
266 | bus_LV_2775-21_0_5_node_265 | 0.4 | n |  | TRUE
267 | bus_LV_2775-21_0_5_node_266 | 0.4 | n |  | TRUE
268 | bus_LV_2775-21_0_5_node_270 | 0.4 | n |  | TRUE
269 | bus_LV_2775-21_0_5_node_274 | 0.4 | n |  | TRUE
270 | bus_LV_2775-21_0_5_node_275 | 0.4 | n |  | TRUE
271 | bus_MV_399_0_node_86 | 20 | n |  | TRUE

## load
| name | bus | p_mw | q_mvar | const_z_percent | const_i_percent | sn_mva | scaling | in_service | type
0 | LV_2775-21_0_5_load_0 | 0 | 0.0056407 | 0.0014137 | 0 | 0 |  | 1 | TRUE | wye
1 | LV_2775-21_0_5_load_2 | 2 | 0.0039575 | 0.00099183 | 0 | 0 |  | 1 | TRUE | wye
2 | LV_2775-21_0_5_load_174 | 4 | 0.0057448 | 0.0014398 | 0 | 0 |  | 1 | TRUE | wye
3 | LV_2775-21_0_5_load_3 | 5 | 0.0013814 | 0.00034622 | 0 | 0 |  | 1 | TRUE | wye
4 | LV_2775-21_0_5_load_4 | 6 | 0.0014102 | 0.00035343 | 0 | 0 |  | 1 | TRUE | wye
5 | LV_2775-21_0_5_load_6 | 8 | 0.0014126 | 0.00035403 | 0 | 0 |  | 1 | TRUE | wye
6 | LV_2775-21_0_5_load_7 | 9 | 0.0018951 | 0.00047496 | 0 | 0 |  | 1 | TRUE | wye
7 | LV_2775-21_0_5_load_8 | 10 | 0.0034152 | 0.00085592 | 0 | 0 |  | 1 | TRUE | wye
8 | LV_2775-21_0_5_load_31 | 11 | 0.0014111 | 0.00035366 | 0 | 0 |  | 1 | TRUE | wye
9 | LV_2775-21_0_5_load_47 | 12 | 0.0015487 | 0.00038815 | 0 | 0 |  | 1 | TRUE | wye
10 | LV_2775-21_0_5_load_32 | 14 | 0.0013345 | 0.00033445 | 0 | 0 |  | 1 | TRUE | wye
11 | LV_2775-21_0_5_load_48 | 15 | 0.0016218 | 0.00040646 | 0 | 0 |  | 1 | TRUE | wye
12 | LV_2775-21_0_5_load_12 | 16 | 0.0014568 | 0.00036511 | 0 | 0 |  | 1 | TRUE | wye
13 | LV_2775-21_0_5_load_17 | 17 | 0.0050177 | 0.0012576 | 0 | 0 |  | 1 | TRUE | wye
14 | LV_2775-21_0_5_load_9 | 18 | 0.0014536 | 0.0003643 | 0 | 0 |  | 1 | TRUE | wye
15 | LV_2775-21_0_5_load_10 | 19 | 0.0014591 | 0.00036568 | 0 | 0 |  | 1 | TRUE | wye
16 | LV_2775-21_0_5_load_11 | 20 | 0.0014781 | 0.00037044 | 0 | 0 |  | 1 | TRUE | wye
17 | LV_2775-21_0_5_load_13 | 21 | 0.0019898 | 0.00049868 | 0 | 0 |  | 1 | TRUE | wye
18 | LV_2775-21_0_5_load_26 | 23 | 0.0030602 | 0.00076696 | 0 | 0 |  | 1 | TRUE | wye
19 | LV_2775-21_0_5_load_54 | 25 | 0.0026099 | 0.00065409 | 0 | 0 |  | 1 | TRUE | wye
20 | LV_2775-21_0_5_load_55 | 26 | 0.0014822 | 0.00037146 | 0 | 0 |  | 1 | TRUE | wye
21 | LV_2775-21_0_5_load_20 | 27 | 0.001634 | 0.00040951 | 0 | 0 |  | 1 | TRUE | wye
22 | LV_2775-21_0_5_load_21 | 28 | 0.0080946 | 0.0020287 | 0 | 0 |  | 1 | TRUE | wye
23 | LV_2775-21_0_5_load_24 | 30 | 0.0024624 | 0.00061713 | 0 | 0 |  | 1 | TRUE | wye
24 | LV_2775-21_0_5_load_25 | 31 | 0.0041009 | 0.0010278 | 0 | 0 |  | 1 | TRUE | wye
25 | LV_2775-21_0_5_load_27 | 32 | 0.0032754 | 0.00082091 | 0 | 0 |  | 1 | TRUE | wye
26 | LV_2775-21_0_5_load_29 | 34 | 0.0019123 | 0.00047928 | 0 | 0 |  | 1 | TRUE | wye
27 | LV_2775-21_0_5_load_30 | 35 | 0.0044683 | 0.0011199 | 0 | 0 |  | 1 | TRUE | wye
28 | LV_2775-21_0_5_load_39 | 36 | 0.001421 | 0.00035613 | 0 | 0 |  | 1 | TRUE | wye
29 | LV_2775-21_0_5_load_80 | 37 | 0.0010071 | 0.0002524 | 0 | 0 |  | 1 | TRUE | wye
30 | LV_2775-21_0_5_load_40 | 38 | 0.00097699 | 0.00024486 | 0 | 0 |  | 1 | TRUE | wye
31 | LV_2775-21_0_5_load_81 | 39 | 0.0010072 | 0.00025242 | 0 | 0 |  | 1 | TRUE | wye
32 | LV_2775-21_0_5_load_33 | 40 | 0.0013359 | 0.00033481 | 0 | 0 |  | 1 | TRUE | wye
33 | LV_2775-21_0_5_load_34 | 41 | 0.0028427 | 0.00071245 | 0 | 0 |  | 1 | TRUE | wye
34 | LV_2775-21_0_5_load_35 | 42 | 0.00097822 | 0.00024516 | 0 | 0 |  | 1 | TRUE | wye
35 | LV_2775-21_0_5_load_36 | 43 | 0.00097627 | 0.00024468 | 0 | 0 |  | 1 | TRUE | wye
36 | LV_2775-21_0_5_load_37 | 44 | 0.0013133 | 0.00032914 | 0 | 0 |  | 1 | TRUE | wye
37 | LV_2775-21_0_5_load_38 | 45 | 0.000977 | 0.00024486 | 0 | 0 |  | 1 | TRUE | wye
38 | LV_2775-21_0_5_load_41 | 46 | 0.00097627 | 0.00024468 | 0 | 0 |  | 1 | TRUE | wye
39 | LV_2775-21_0_5_load_73 | 47 | 0.00097516 | 0.0002444 | 0 | 0 |  | 1 | TRUE | wye
40 | LV_2775-21_0_5_load_74 | 48 | 0.00036418 | 9.1271e-05 | 0 | 0 |  | 1 | TRUE | wye
41 | LV_2775-21_0_5_load_42 | 49 | 0.0012332 | 0.00030907 | 0 | 0 |  | 1 | TRUE | wye
42 | LV_2775-21_0_5_load_43 | 50 | 0.00036418 | 9.1271e-05 | 0 | 0 |  | 1 | TRUE | wye
43 | LV_2775-21_0_5_load_44 | 51 | 0.00036418 | 9.1271e-05 | 0 | 0 |  | 1 | TRUE | wye
44 | LV_2775-21_0_5_load_46 | 53 | 0.0004013 | 0.00010057 | 0 | 0 |  | 1 | TRUE | wye
45 | LV_2775-21_0_5_load_75 | 54 | 0.00065319 | 0.0001637 | 0 | 0 |  | 1 | TRUE | wye
46 | LV_2775-21_0_5_load_168 | 55 | 0.0055675 | 0.0013954 | 0 | 0 |  | 1 | TRUE | wye
47 | LV_2775-21_0_5_load_49 | 56 | 0.0026249 | 0.00065787 | 0 | 0 |  | 1 | TRUE | wye
48 | LV_2775-21_0_5_load_50 | 57 | 0.0083123 | 0.0020833 | 0 | 0 |  | 1 | TRUE | wye
49 | LV_2775-21_0_5_load_51 | 58 | 0.0028965 | 0.00072592 | 0 | 0 |  | 1 | TRUE | wye
50 | LV_2775-21_0_5_load_52 | 59 | 0.0014484 | 0.00036301 | 0 | 0 |  | 1 | TRUE | wye
51 | LV_2775-21_0_5_load_53 | 60 | 0.0025444 | 0.00063768 | 0 | 0 |  | 1 | TRUE | wye
52 | LV_2775-21_0_5_load_57 | 61 | 0.0026756 | 0.00067057 | 0 | 0 |  | 1 | TRUE | wye
53 | LV_2775-21_0_5_load_58 | 62 | 0.0026946 | 0.00067533 | 0 | 0 |  | 1 | TRUE | wye
54 | LV_2775-21_0_5_load_250 | 63 | 0.0016732 | 0.00041933 | 0 | 0 |  | 1 | TRUE | wye
55 | LV_2775-21_0_5_load_59 | 65 | 0.003564 | 0.00089323 | 0 | 0 |  | 1 | TRUE | wye
56 | LV_2775-21_0_5_load_244 | 66 | 0.0028213 | 0.00070707 | 0 | 0 |  | 1 | TRUE | wye
57 | LV_2775-21_0_5_load_245 | 67 | 0.0041082 | 0.0010296 | 0 | 0 |  | 1 | TRUE | wye
58 | LV_2775-21_0_5_load_60 | 68 | 0.0017709 | 0.00044384 | 0 | 0 |  | 1 | TRUE | wye
59 | LV_2775-21_0_5_load_61 | 69 | 0.001481 | 0.00037116 | 0 | 0 |  | 1 | TRUE | wye
60 | LV_2775-21_0_5_load_63 | 71 | 0.0054698 | 0.0013709 | 0 | 0 |  | 1 | TRUE | wye
61 | LV_2775-21_0_5_load_64 | 72 | 0.0029841 | 0.00074787 | 0 | 0 |  | 1 | TRUE | wye
62 | LV_2775-21_0_5_load_65 | 73 | 0.0052094 | 0.0013056 | 0 | 0 |  | 1 | TRUE | wye
63 | LV_2775-21_0_5_load_79 | 75 | 0.0027672 | 0.00069352 | 0 | 0 |  | 1 | TRUE | wye
64 | LV_2775-21_0_5_load_77 | 76 | 0.0033273 | 0.0008339 | 0 | 0 |  | 1 | TRUE | wye
65 | LV_2775-21_0_5_load_175 | 77 | 0.0051293 | 0.0012855 | 0 | 0 |  | 1 | TRUE | wye
66 | LV_2775-21_0_5_load_171 | 78 | 0.0053878 | 0.0013503 | 0 | 0 |  | 1 | TRUE | wye
67 | LV_2775-21_0_5_load_179 | 79 | 0.00175 | 0.00043859 | 0 | 0 |  | 1 | TRUE | wye
68 | LV_2775-21_0_5_load_70 | 80 | 0.0025645 | 0.00064273 | 0 | 0 |  | 1 | TRUE | wye
69 | LV_2775-21_0_5_load_176 | 81 | 0.0052564 | 0.0013174 | 0 | 0 |  | 1 | TRUE | wye
70 | LV_2775-21_0_5_load_173 | 82 | 0.0022232 | 0.00055719 | 0 | 0 |  | 1 | TRUE | wye
71 | LV_2775-21_0_5_load_170 | 83 | 0.0023213 | 0.00058178 | 0 | 0 |  | 1 | TRUE | wye
72 | LV_2775-21_0_5_load_180 | 84 | 0.0017932 | 0.00044941 | 0 | 0 |  | 1 | TRUE | wye
73 | LV_2775-21_0_5_load_67 | 85 | 0.0018911 | 0.00047396 | 0 | 0 |  | 1 | TRUE | wye
74 | LV_2775-21_0_5_load_68 | 86 | 0.0026248 | 0.00065784 | 0 | 0 |  | 1 | TRUE | wye
75 | LV_2775-21_0_5_load_253 | 89 | 0.0040307 | 0.0010102 | 0 | 0 |  | 1 | TRUE | wye
76 | LV_2775-21_0_5_load_257 | 90 | 0.0052673 | 0.0013201 | 0 | 0 |  | 1 | TRUE | wye
77 | LV_2775-21_0_5_load_72 | 91 | 0.0010071 | 0.0002524 | 0 | 0 |  | 1 | TRUE | wye
78 | LV_2775-21_0_5_load_83 | 92 | 0.0029247 | 0.00073299 | 0 | 0 |  | 1 | TRUE | wye
79 | LV_2775-21_0_5_load_78 | 93 | 0.0036246 | 0.00090842 | 0 | 0 |  | 1 | TRUE | wye
80 | LV_2775-21_0_5_load_242 | 94 | 0.0027214 | 0.00068206 | 0 | 0 |  | 1 | TRUE | wye
81 | LV_2775-21_0_5_load_246 | 95 | 0.0045973 | 0.0011522 | 0 | 0 |  | 1 | TRUE | wye
82 | LV_2775-21_0_5_load_256 | 96 | 0.0032363 | 0.0008111 | 0 | 0 |  | 1 | TRUE | wye
83 | LV_2775-21_0_5_load_84 | 97 | 0.0010072 | 0.00025242 | 0 | 0 |  | 1 | TRUE | wye
84 | LV_2775-21_0_5_load_169 | 98 | 0.0024737 | 0.00061996 | 0 | 0 |  | 1 | TRUE | wye
85 | LV_2775-21_0_5_load_243 | 99 | 0.0018559 | 0.00046514 | 0 | 0 |  | 1 | TRUE | wye
86 | LV_2775-21_0_5_load_82 | 100 | 0.0010065 | 0.00025225 | 0 | 0 |  | 1 | TRUE | wye
87 | LV_2775-21_0_5_load_85 | 101 | 0.0010065 | 0.00025225 | 0 | 0 |  | 1 | TRUE | wye
88 | LV_2775-21_0_5_load_86 | 102 | 0.0018049 | 0.00045235 | 0 | 0 |  | 1 | TRUE | wye
89 | LV_2775-21_0_5_load_87 | 103 | 0.0018463 | 0.00046273 | 0 | 0 |  | 1 | TRUE | wye
90 | LV_2775-21_0_5_load_89 | 105 | 0.001866 | 0.00046766 | 0 | 0 |  | 1 | TRUE | wye
91 | LV_2775-21_0_5_load_90 | 106 | 0.0018701 | 0.00046869 | 0 | 0 |  | 1 | TRUE | wye
92 | LV_2775-21_0_5_load_91 | 107 | 0.002291 | 0.00057418 | 0 | 0 |  | 1 | TRUE | wye
93 | LV_2775-21_0_5_load_111 | 108 | 0.0020278 | 0.00050822 | 0 | 0 |  | 1 | TRUE | wye
94 | LV_2775-21_0_5_load_92 | 109 | 0.0019956 | 0.00050015 | 0 | 0 |  | 1 | TRUE | wye
95 | LV_2775-21_0_5_load_93 | 110 | 0.0025128 | 0.00062976 | 0 | 0 |  | 1 | TRUE | wye
96 | LV_2775-21_0_5_load_94 | 111 | 0.0023791 | 0.00059626 | 0 | 0 |  | 1 | TRUE | wye
97 | LV_2775-21_0_5_load_97 | 112 | 0.0024172 | 0.0006058 | 0 | 0 |  | 1 | TRUE | wye
98 | LV_2775-21_0_5_load_95 | 113 | 0.0022939 | 0.0005749 | 0 | 0 |  | 1 | TRUE | wye
99 | LV_2775-21_0_5_load_96 | 114 | 0.0023058 | 0.00057788 | 0 | 0 |  | 1 | TRUE | wye
100 | LV_2775-21_0_5_load_98 | 115 | 0.0018282 | 0.00045818 | 0 | 0 |  | 1 | TRUE | wye
101 | LV_2775-21_0_5_load_99 | 116 | 0.0018254 | 0.00045749 | 0 | 0 |  | 1 | TRUE | wye
102 | LV_2775-21_0_5_load_100 | 117 | 0.0021475 | 0.00053822 | 0 | 0 |  | 1 | TRUE | wye
103 | LV_2775-21_0_5_load_101 | 118 | 0.0019644 | 0.00049234 | 0 | 0 |  | 1 | TRUE | wye
104 | LV_2775-21_0_5_load_103 | 120 | 0.0019935 | 0.00049963 | 0 | 0 |  | 1 | TRUE | wye
105 | LV_2775-21_0_5_load_105 | 121 | 0.0021422 | 0.00053688 | 0 | 0 |  | 1 | TRUE | wye
106 | LV_2775-21_0_5_load_116 | 124 | 0.0014248 | 0.00035709 | 0 | 0 |  | 1 | TRUE | wye
107 | LV_2775-21_0_5_load_122 | 126 | 0.0014708 | 0.00036862 | 0 | 0 |  | 1 | TRUE | wye
108 | LV_2775-21_0_5_load_117 | 127 | 0.002367 | 0.00059323 | 0 | 0 |  | 1 | TRUE | wye
109 | LV_2775-21_0_5_load_108 | 128 | 0.0020259 | 0.00050773 | 0 | 0 |  | 1 | TRUE | wye
110 | LV_2775-21_0_5_load_109 | 129 | 0.0025998 | 0.00065158 | 0 | 0 |  | 1 | TRUE | wye
111 | LV_2775-21_0_5_load_127 | 132 | 0.0016306 | 0.00040868 | 0 | 0 |  | 1 | TRUE | wye
112 | LV_2775-21_0_5_load_120 | 133 | 0.0019835 | 0.00049711 | 0 | 0 |  | 1 | TRUE | wye
113 | LV_2775-21_0_5_load_118 | 134 | 0.0020664 | 0.00051788 | 0 | 0 |  | 1 | TRUE | wye
114 | LV_2775-21_0_5_load_110 | 135 | 0.0018273 | 0.00045797 | 0 | 0 |  | 1 | TRUE | wye
115 | LV_2775-21_0_5_load_113 | 136 | 0.0019753 | 0.00049504 | 0 | 0 |  | 1 | TRUE | wye
116 | LV_2775-21_0_5_load_115 | 139 | 0.0023727 | 0.00059464 | 0 | 0 |  | 1 | TRUE | wye
117 | LV_2775-21_0_5_load_152 | 141 | 0.0010178 | 0.00025509 | 0 | 0 |  | 1 | TRUE | wye
118 | LV_2775-21_0_5_load_192 | 142 | 0.0023644 | 0.00059258 | 0 | 0 |  | 1 | TRUE | wye
119 | LV_2775-21_0_5_load_157 | 144 | 0.00092854 | 0.00023271 | 0 | 0 |  | 1 | TRUE | wye
120 | LV_2775-21_0_5_load_153 | 145 | 0.00087229 | 0.00021862 | 0 | 0 |  | 1 | TRUE | wye
121 | LV_2775-21_0_5_load_193 | 146 | 0.0025131 | 0.00062985 | 0 | 0 |  | 1 | TRUE | wye
122 | LV_2775-21_0_5_load_123 | 147 | 0.001662 | 0.00041655 | 0 | 0 |  | 1 | TRUE | wye
123 | LV_2775-21_0_5_load_126 | 149 | 0.0015745 | 0.0003946 | 0 | 0 |  | 1 | TRUE | wye
124 | LV_2775-21_0_5_load_124 | 150 | 0.0016069 | 0.00040272 | 0 | 0 |  | 1 | TRUE | wye
125 | LV_2775-21_0_5_load_129 | 151 | 0.0013912 | 0.00034867 | 0 | 0 |  | 1 | TRUE | wye
126 | LV_2775-21_0_5_load_130 | 152 | 0.0015229 | 0.00038168 | 0 | 0 |  | 1 | TRUE | wye
127 | LV_2775-21_0_5_load_277 | 153 | 0.002852 | 0.00071479 | 0 | 0 |  | 1 | TRUE | wye
128 | LV_2775-21_0_5_load_278 | 154 | 0.0042298 | 0.0010601 | 0 | 0 |  | 1 | TRUE | wye
129 | LV_2775-21_0_5_load_134 | 157 | 0.0015763 | 0.00039505 | 0 | 0 |  | 1 | TRUE | wye
130 | LV_2775-21_0_5_load_203 | 158 | 0.0020239 | 0.00050724 | 0 | 0 |  | 1 | TRUE | wye
131 | LV_2775-21_0_5_load_202 | 159 | 0.0021622 | 0.00054189 | 0 | 0 |  | 1 | TRUE | wye
132 | LV_2775-21_0_5_load_131 | 160 | 0.0015004 | 0.00037605 | 0 | 0 |  | 1 | TRUE | wye
133 | LV_2775-21_0_5_load_133 | 161 | 0.0015479 | 0.00038794 | 0 | 0 |  | 1 | TRUE | wye
134 | LV_2775-21_0_5_load_145 | 164 | 0.0012166 | 0.00030492 | 0 | 0 |  | 1 | TRUE | wye
135 | LV_2775-21_0_5_load_137 | 165 | 0.0016696 | 0.00041844 | 0 | 0 |  | 1 | TRUE | wye
136 | LV_2775-21_0_5_load_138 | 166 | 0.001508 | 0.00037793 | 0 | 0 |  | 1 | TRUE | wye
137 | LV_2775-21_0_5_load_142 | 169 | 0.0022243 | 0.00055746 | 0 | 0 |  | 1 | TRUE | wye
138 | LV_2775-21_0_5_load_213 | 170 | 0.0019487 | 0.0004884 | 0 | 0 |  | 1 | TRUE | wye
139 | LV_2775-21_0_5_load_211 | 171 | 0.0018319 | 0.00045912 | 0 | 0 |  | 1 | TRUE | wye
140 | LV_2775-21_0_5_load_139 | 172 | 0.0016108 | 0.0004037 | 0 | 0 |  | 1 | TRUE | wye
141 | LV_2775-21_0_5_load_141 | 173 | 0.0015752 | 0.00039479 | 0 | 0 |  | 1 | TRUE | wye
142 | LV_2775-21_0_5_load_273 | 174 | 0.0019996 | 0.00050115 | 0 | 0 |  | 1 | TRUE | wye
143 | LV_2775-21_0_5_load_151 | 176 | 0.0011663 | 0.00029231 | 0 | 0 |  | 1 | TRUE | wye
144 | LV_2775-21_0_5_load_146 | 177 | 0.0012516 | 0.00031368 | 0 | 0 |  | 1 | TRUE | wye
145 | LV_2775-21_0_5_load_215 | 178 | 0.0018152 | 0.00045492 | 0 | 0 |  | 1 | TRUE | wye
146 | LV_2775-21_0_5_load_214 | 179 | 0.001831 | 0.0004589 | 0 | 0 |  | 1 | TRUE | wye
147 | LV_2775-21_0_5_load_147 | 180 | 0.0011493 | 0.00028804 | 0 | 0 |  | 1 | TRUE | wye
148 | LV_2775-21_0_5_load_150 | 181 | 0.0011782 | 0.00029528 | 0 | 0 |  | 1 | TRUE | wye
149 | LV_2775-21_0_5_load_276 | 183 | 0.0012598 | 0.00031574 | 0 | 0 |  | 1 | TRUE | wye
150 | LV_2775-21_0_5_load_272 | 184 | 0.0023694 | 0.00059383 | 0 | 0 |  | 1 | TRUE | wye
151 | LV_2775-21_0_5_load_154 | 185 | 0.0010548 | 0.00026436 | 0 | 0 |  | 1 | TRUE | wye
152 | LV_2775-21_0_5_load_156 | 186 | 0.00089409 | 0.00022408 | 0 | 0 |  | 1 | TRUE | wye
153 | LV_2775-21_0_5_load_162 | 188 | 0.00082826 | 0.00020758 | 0 | 0 |  | 1 | TRUE | wye
154 | LV_2775-21_0_5_load_158 | 189 | 0.00088555 | 0.00022194 | 0 | 0 |  | 1 | TRUE | wye
155 | LV_2775-21_0_5_load_159 | 190 | 0.00091408 | 0.00022909 | 0 | 0 |  | 1 | TRUE | wye
156 | LV_2775-21_0_5_load_161 | 191 | 0.00093583 | 0.00023454 | 0 | 0 |  | 1 | TRUE | wye
157 | LV_2775-21_0_5_load_190 | 192 | 0.0057197 | 0.0014335 | 0 | 0 |  | 1 | TRUE | wye
158 | LV_2775-21_0_5_load_191 | 193 | 0.0070723 | 0.0017725 | 0 | 0 |  | 1 | TRUE | wye
159 | LV_2775-21_0_5_load_163 | 194 | 0.0008721 | 0.00021857 | 0 | 0 |  | 1 | TRUE | wye
160 | LV_2775-21_0_5_load_164 | 195 | 0.00095329 | 0.00023892 | 0 | 0 |  | 1 | TRUE | wye
161 | LV_2775-21_0_5_load_166 | 196 | 0.0066372 | 0.0016634 | 0 | 0 |  | 1 | TRUE | wye
162 | LV_2775-21_0_5_load_185 | 199 | 0.0065198 | 0.001634 | 0 | 0 |  | 1 | TRUE | wye
163 | LV_2775-21_0_5_load_241 | 200 | 0.0038067 | 0.00095404 | 0 | 0 |  | 1 | TRUE | wye
164 | LV_2775-21_0_5_load_240 | 201 | 0.0032611 | 0.00081731 | 0 | 0 |  | 1 | TRUE | wye
165 | LV_2775-21_0_5_load_258 | 202 | 0.0070714 | 0.0017723 | 0 | 0 |  | 1 | TRUE | wye
166 | LV_2775-21_0_5_load_239 | 203 | 0.0091962 | 0.0023048 | 0 | 0 |  | 1 | TRUE | wye
167 | LV_2775-21_0_5_load_177 | 204 | 0.0026607 | 0.00066683 | 0 | 0 |  | 1 | TRUE | wye
168 | LV_2775-21_0_5_load_178 | 205 | 0.002173 | 0.0005446 | 0 | 0 |  | 1 | TRUE | wye
169 | LV_2775-21_0_5_load_182 | 207 | 0.0051804 | 0.0012983 | 0 | 0 |  | 1 | TRUE | wye
170 | LV_2775-21_0_5_load_181 | 208 | 0.001844 | 0.00046216 | 0 | 0 |  | 1 | TRUE | wye
171 | LV_2775-21_0_5_load_184 | 209 | 0.0056082 | 0.0014055 | 0 | 0 |  | 1 | TRUE | wye
172 | LV_2775-21_0_5_load_186 | 210 | 0.0027638 | 0.00069268 | 0 | 0 |  | 1 | TRUE | wye
173 | LV_2775-21_0_5_load_187 | 211 | 0.0025696 | 0.00064401 | 0 | 0 |  | 1 | TRUE | wye
174 | LV_2775-21_0_5_load_188 | 212 | 0.0028974 | 0.00072616 | 0 | 0 |  | 1 | TRUE | wye
175 | LV_2775-21_0_5_load_194 | 213 | 0.0022667 | 0.00056809 | 0 | 0 |  | 1 | TRUE | wye
176 | LV_2775-21_0_5_load_195 | 214 | 0.0025445 | 0.00063771 | 0 | 0 |  | 1 | TRUE | wye
177 | LV_2775-21_0_5_load_196 | 215 | 0.0079978 | 0.0020044 | 0 | 0 |  | 1 | TRUE | wye
178 | LV_2775-21_0_5_load_197 | 216 | 0.0016991 | 0.00042584 | 0 | 0 |  | 1 | TRUE | wye
179 | LV_2775-21_0_5_load_198 | 217 | 0.0019948 | 0.00049994 | 0 | 0 |  | 1 | TRUE | wye
180 | LV_2775-21_0_5_load_200 | 219 | 0.0019201 | 0.00048123 | 0 | 0 |  | 1 | TRUE | wye
181 | LV_2775-21_0_5_load_201 | 220 | 0.0064651 | 0.0016203 | 0 | 0 |  | 1 | TRUE | wye
182 | LV_2775-21_0_5_load_204 | 221 | 0.0019612 | 0.00049153 | 0 | 0 |  | 1 | TRUE | wye
183 | LV_2775-21_0_5_load_205 | 222 | 0.0018786 | 0.00047083 | 0 | 0 |  | 1 | TRUE | wye
184 | LV_2775-21_0_5_load_206 | 223 | 0.0016745 | 0.00041968 | 0 | 0 |  | 1 | TRUE | wye
185 | LV_2775-21_0_5_load_207 | 224 | 0.0067712 | 0.001697 | 0 | 0 |  | 1 | TRUE | wye
186 | LV_2775-21_0_5_load_209 | 227 | 0.0017742 | 0.00044465 | 0 | 0 |  | 1 | TRUE | wye
187 | LV_2775-21_0_5_load_237 | 229 | 0.0059408 | 0.0014889 | 0 | 0 |  | 1 | TRUE | wye
188 | LV_2775-21_0_5_load_210 | 230 | 0.0018798 | 0.00047112 | 0 | 0 |  | 1 | TRUE | wye
189 | LV_2775-21_0_5_load_217 | 231 | 0.0068158 | 0.0017082 | 0 | 0 |  | 1 | TRUE | wye
190 | LV_2775-21_0_5_load_231 | 232 | 0.0054963 | 0.0013775 | 0 | 0 |  | 1 | TRUE | wye
191 | LV_2775-21_0_5_load_229 | 233 | 0.0040702 | 0.0010201 | 0 | 0 |  | 1 | TRUE | wye
192 | LV_2775-21_0_5_load_218 | 234 | 0.0036557 | 0.00091619 | 0 | 0 |  | 1 | TRUE | wye
193 | LV_2775-21_0_5_load_219 | 235 | 0.0032247 | 0.0008082 | 0 | 0 |  | 1 | TRUE | wye
194 | LV_2775-21_0_5_load_220 | 236 | 0.0024115 | 0.00060437 | 0 | 0 |  | 1 | TRUE | wye
195 | LV_2775-21_0_5_load_221 | 237 | 0.0026602 | 0.00066671 | 0 | 0 |  | 1 | TRUE | wye
196 | LV_2775-21_0_5_load_222 | 238 | 0.0020126 | 0.00050441 | 0 | 0 |  | 1 | TRUE | wye
197 | LV_2775-21_0_5_load_223 | 239 | 0.0031826 | 0.00079762 | 0 | 0 |  | 1 | TRUE | wye
198 | LV_2775-21_0_5_load_248 | 240 | 0.010595 | 0.0026555 | 0 | 0 |  | 1 | TRUE | wye
199 | LV_2775-21_0_5_load_224 | 241 | 0.0016997 | 0.00042599 | 0 | 0 |  | 1 | TRUE | wye
200 | LV_2775-21_0_5_load_247 | 242 | 0.0026578 | 0.00066612 | 0 | 0 |  | 1 | TRUE | wye
201 | LV_2775-21_0_5_load_232 | 243 | 0.0035797 | 0.00089715 | 0 | 0 |  | 1 | TRUE | wye
202 | LV_2775-21_0_5_load_225 | 245 | 0.0027085 | 0.00067882 | 0 | 0 |  | 1 | TRUE | wye
203 | LV_2775-21_0_5_load_226 | 246 | 0.0022671 | 0.00056819 | 0 | 0 |  | 1 | TRUE | wye
204 | LV_2775-21_0_5_load_228 | 248 | 0.0031044 | 0.00077803 | 0 | 0 |  | 1 | TRUE | wye
205 | LV_2775-21_0_5_load_230 | 249 | 0.0025885 | 0.00064873 | 0 | 0 |  | 1 | TRUE | wye
206 | LV_2775-21_0_5_load_267 | 250 | 0.001511 | 0.00037869 | 0 | 0 |  | 1 | TRUE | wye
207 | LV_2775-21_0_5_load_259 | 251 | 0.0023473 | 0.00058829 | 0 | 0 |  | 1 | TRUE | wye
208 | LV_2775-21_0_5_load_269 | 252 | 0.0010507 | 0.00026334 | 0 | 0 |  | 1 | TRUE | wye
209 | LV_2775-21_0_5_load_260 | 253 | 0.0024183 | 0.00060609 | 0 | 0 |  | 1 | TRUE | wye
210 | LV_2775-21_0_5_load_252 | 254 | 0.0035669 | 0.00089394 | 0 | 0 |  | 1 | TRUE | wye
211 | LV_2775-21_0_5_load_255 | 256 | 0.0025396 | 0.00063648 | 0 | 0 |  | 1 | TRUE | wye
212 | LV_2775-21_0_5_load_236 | 257 | 0.0050919 | 0.0012762 | 0 | 0 |  | 1 | TRUE | wye
213 | LV_2775-21_0_5_load_234 | 258 | 0.0061047 | 0.00153 | 0 | 0 |  | 1 | TRUE | wye
214 | LV_2775-21_0_5_load_235 | 259 | 0.0043322 | 0.0010858 | 0 | 0 |  | 1 | TRUE | wye
215 | LV_2775-21_0_5_load_251 | 260 | 0.0055494 | 0.0013908 | 0 | 0 |  | 1 | TRUE | wye
216 | LV_2775-21_0_5_load_254 | 261 | 0.0032701 | 0.00081957 | 0 | 0 |  | 1 | TRUE | wye
217 | LV_2775-21_0_5_load_261 | 262 | 0.0021917 | 0.0005493 | 0 | 0 |  | 1 | TRUE | wye
218 | LV_2775-21_0_5_load_262 | 263 | 0.0027574 | 0.00069108 | 0 | 0 |  | 1 | TRUE | wye
219 | LV_2775-21_0_5_load_263 | 264 | 0.0022997 | 0.00057636 | 0 | 0 |  | 1 | TRUE | wye
220 | LV_2775-21_0_5_load_264 | 265 | 0.0012284 | 0.00030786 | 0 | 0 |  | 1 | TRUE | wye
221 | LV_2775-21_0_5_load_265 | 266 | 0.0019355 | 0.00048507 | 0 | 0 |  | 1 | TRUE | wye
222 | LV_2775-21_0_5_load_274 | 269 | 0.0038618 | 0.00096786 | 0 | 0 |  | 1 | TRUE | wye
223 | LV_2775-21_0_5_load_275 | 270 | 0.0041121 | 0.0010306 | 0 | 0 |  | 1 | TRUE | wye

## ext_grid
| name | bus | vm_pu | va_degree | slack_weight | in_service
0 |  | 203 | 1 | 0 | 1 | TRUE

## line
| name | std_type | from_bus | to_bus | length_km | r_ohm_per_km | x_ohm_per_km | c_nf_per_km | g_us_per_km | max_i_ka | df | parallel | type | in_service
0 | LV_2775-21_0_5_line_0 |  | 0 | 1 | 0.044555 | 0.125 | 0.08 | 261 | 0 | 0.364 | 1 | 1 | cs | TRUE
1 | LV_2775-21_0_5_line_1 |  | 0 | 2 | 0.0086155 | 0.125 | 0.08 | 261 | 0 | 0.364 | 1 | 1 | cs | TRUE
2 | LV_2775-21_0_5_line_2 |  | 1 | 3 | 0.09549 | 0.125 | 0.08 | 261 | 0 | 0.364 | 1 | 1 | cs | TRUE
3 | LV_2775-21_0_5_line_3 |  | 3 | 4 | 0.014937 | 0.125 | 0.08 | 261 | 0 | 0.364 | 1 | 1 | cs | TRUE
4 | LV_2775-21_0_5_line_4 |  | 4 | 82 | 0.0056788 | 0.125 | 0.08 | 261 | 0 | 0.364 | 1 | 1 | cs | TRUE
5 | LV_2775-21_0_5_line_5 |  | 5 | 6 | 0.0042793 | 0.125 | 0.08 | 261 | 0 | 0.364 | 1 | 1 | cs | TRUE
6 | LV_2775-21_0_5_line_6 |  | 5 | 7 | 0.013538 | 0.125 | 0.08 | 261 | 0 | 0.364 | 1 | 1 | cs | TRUE
7 | LV_2775-21_0_5_line_7 |  | 6 | 8 | 0.0064435 | 0.125 | 0.08 | 261 | 0 | 0.364 | 1 | 1 | cs | TRUE
8 | LV_2775-21_0_5_line_8 |  | 7 | 9 | 0.0041996 | 0.125 | 0.08 | 261 | 0 | 0.364 | 1 | 1 | cs | TRUE
9 | LV_2775-21_0_5_line_9 |  | 7 | 10 | 0.013461 | 0.125 | 0.08 | 261 | 0 | 0.364 | 1 | 1 | cs | TRUE
10 | LV_2775-21_0_5_line_10 |  | 8 | 11 | 0.0064428 | 0.125 | 0.08 | 261 | 0 | 0.364 | 1 | 1 | cs | TRUE
11 | LV_2775-21_0_5_line_11 |  | 9 | 12 | 0.014935 | 0.125 | 0.08 | 261 | 0 | 0.364 | 1 | 1 | cs | TRUE
12 | LV_2775-21_0_5_line_12 |  | 10 | 13 | 0.015956 | 0.125 | 0.08 | 261 | 0 | 0.364 | 1 | 1 | cs | TRUE
13 | LV_2775-21_0_5_line_13 |  | 11 | 14 | 0.014274 | 0.125 | 0.08 | 261 | 0 | 0.364 | 1 | 1 | cs | TRUE
14 | LV_2775-21_0_5_line_14 |  | 12 | 15 | 0.003222 | 0.125 | 0.08 | 261 | 0 | 0.364 | 1 | 1 | cs | TRUE
15 | LV_2775-21_0_5_line_15 |  | 13 | 16 | 0.022643 | 0.125 | 0.08 | 261 | 0 | 0.364 | 1 | 1 | cs | TRUE
16 | LV_2775-21_0_5_line_16 |  | 13 | 17 | 0.0063418 | 0.125 | 0.08 | 261 | 0 | 0.364 | 1 | 1 | cs | TRUE
17 | LV_2775-21_0_5_line_17 |  | 14 | 40 | 0.0039214 | 0.125 | 0.08 | 261 | 0 | 0.364 | 1 | 1 | cs | TRUE
18 | LV_2775-21_0_5_line_18 |  | 15 | 31 | 0.019805 | 0.125 | 0.08 | 261 | 0 | 0.364 | 1 | 1 | cs | TRUE
19 | LV_2775-21_0_5_line_19 |  | 16 | 19 | 0.0084569 | 0.125 | 0.08 | 261 | 0 | 0.364 | 1 | 1 | cs | TRUE
20 | LV_2775-21_0_5_line_20 |  | 17 | 22 | 0.015636 | 0.125 | 0.08 | 261 | 0 | 0.364 | 1 | 1 | cs | TRUE
21 | LV_2775-21_0_5_line_21 |  | 18 | 19 | 0.012316 | 0.125 | 0.08 | 261 | 0 | 0.364 | 1 | 1 | cs | TRUE
22 | LV_2775-21_0_5_line_22 |  | 18 | 20 | 0.0053536 | 0.125 | 0.08 | 261 | 0 | 0.364 | 1 | 1 | cs | TRUE
23 | LV_2775-21_0_5_line_23 |  | 21 | 22 | 0.017522 | 0.125 | 0.08 | 261 | 0 | 0.364 | 1 | 1 | cs | TRUE
24 | LV_2775-21_0_5_line_24 |  | 23 | 24 | 0.0058051 | 0.125 | 0.08 | 261 | 0 | 0.364 | 1 | 1 | cs | TRUE
25 | LV_2775-21_0_5_line_25 |  | 24 | 28 | 0.047983 | 0.125 | 0.08 | 261 | 0 | 0.364 | 1 | 1 | cs | TRUE
26 | LV_2775-21_0_5_line_26 |  | 25 | 26 | 0.013885 | 0.125 | 0.08 | 261 | 0 | 0.364 | 1 | 1 | cs | TRUE
27 | LV_2775-21_0_5_line_27 |  | 26 | 59 | 0.007145 | 0.125 | 0.08 | 261 | 0 | 0.364 | 1 | 1 | cs | TRUE
28 | LV_2775-21_0_5_line_28 |  | 27 | 28 | 0.0017704 | 0.125 | 0.08 | 261 | 0 | 0.364 | 1 | 1 | cs | TRUE
29 | LV_2775-21_0_5_line_29 |  | 27 | 29 | 0.019409 | 0.125 | 0.08 | 261 | 0 | 0.364 | 1 | 1 | cs | TRUE
30 | LV_2775-21_0_5_line_30 |  | 29 | 30 | 0.0084701 | 0.125 | 0.08 | 261 | 0 | 0.364 | 1 | 1 | cs | TRUE
31 | LV_2775-21_0_5_line_31 |  | 29 | 31 | 0.01208 | 0.125 | 0.08 | 261 | 0 | 0.364 | 1 | 1 | cs | TRUE
32 | LV_2775-21_0_5_line_32 |  | 30 | 32 | 0.026977 | 0.125 | 0.08 | 261 | 0 | 0.364 | 1 | 1 | cs | TRUE
33 | LV_2775-21_0_5_line_33 |  | 32 | 33 | 0.011871 | 0.125 | 0.08 | 261 | 0 | 0.364 | 1 | 1 | cs | TRUE
34 | LV_2775-21_0_5_line_34 |  | 33 | 34 | 0.013486 | 0.125 | 0.08 | 261 | 0 | 0.364 | 1 | 1 | cs | TRUE
35 | LV_2775-21_0_5_line_35 |  | 33 | 35 | 0.014065 | 0.125 | 0.08 | 261 | 0 | 0.364 | 1 | 1 | cs | TRUE
36 | LV_2775-21_0_5_line_36 |  | 34 | 36 | 0.002929 | 0.125 | 0.08 | 261 | 0 | 0.364 | 1 | 1 | cs | TRUE
37 | LV_2775-21_0_5_line_37 |  | 35 | 37 | 0.0030277 | 0.125 | 0.08 | 261 | 0 | 0.364 | 1 | 1 | cs | TRUE
38 | LV_2775-21_0_5_line_38 |  | 36 | 38 | 0.018285 | 0.125 | 0.08 | 261 | 0 | 0.364 | 1 | 1 | cs | TRUE
39 | LV_2775-21_0_5_line_39 |  | 37 | 39 | 0.0059697 | 0.125 | 0.08 | 261 | 0 | 0.364 | 1 | 1 | cs | TRUE
40 | LV_2775-21_0_5_line_40 |  | 38 | 46 | 0.0055665 | 0.125 | 0.08 | 261 | 0 | 0.364 | 1 | 1 | cs | TRUE
41 | LV_2775-21_0_5_line_41 |  | 39 | 100 | 0.0059662 | 0.125 | 0.08 | 261 | 0 | 0.364 | 1 | 1 | cs | TRUE
42 | LV_2775-21_0_5_line_42 |  | 41 | 42 | 0.00045998 | 0.125 | 0.08 | 261 | 0 | 0.364 | 1 | 1 | cs | TRUE
43 | LV_2775-21_0_5_line_43 |  | 41 | 43 | 0.0051099 | 0.125 | 0.08 | 261 | 0 | 0.364 | 1 | 1 | cs | TRUE
44 | LV_2775-21_0_5_line_44 |  | 42 | 44 | 0.0012406 | 0.125 | 0.08 | 261 | 0 | 0.364 | 1 | 1 | cs | TRUE
45 | LV_2775-21_0_5_line_45 |  | 43 | 45 | 0.0055665 | 0.125 | 0.08 | 261 | 0 | 0.364 | 1 | 1 | cs | TRUE
46 | LV_2775-21_0_5_line_46 |  | 44 | 46 | 0.0043293 | 0.125 | 0.08 | 261 | 0 | 0.364 | 1 | 1 | cs | TRUE
47 | LV_2775-21_0_5_line_47 |  | 45 | 47 | 0.010956 | 0.125 | 0.08 | 261 | 0 | 0.364 | 1 | 1 | cs | TRUE
48 | LV_2775-21_0_5_line_48 |  | 47 | 48 | 0.0055405 | 0.125 | 0.08 | 261 | 0 | 0.364 | 1 | 1 | cs | TRUE
49 | LV_2775-21_0_5_line_49 |  | 48 | 53 | 0.002405 | 0.125 | 0.08 | 261 | 0 | 0.364 | 1 | 1 | cs | TRUE
50 | LV_2775-21_0_5_line_50 |  | 49 | 50 | 0.00099928 | 0.125 | 0.08 | 261 | 0 | 0.364 | 1 | 1 | cs | TRUE
51 | LV_2775-21_0_5_line_51 |  | 49 | 51 | 0.004543 | 0.125 | 0.08 | 261 | 0 | 0.364 | 1 | 1 | cs | TRUE
52 | LV_2775-21_0_5_line_52 |  | 50 | 52 | 0.022103 | 0.125 | 0.08 | 261 | 0 | 0.364 | 1 | 1 | cs | TRUE
53 | LV_2775-21_0_5_line_53 |  | 51 | 53 | 0.0031354 | 0.125 | 0.08 | 261 | 0 | 0.364 | 1 | 1 | cs | TRUE
54 | LV_2775-21_0_5_line_54 |  | 52 | 54 | 0.013824 | 0.125 | 0.08 | 261 | 0 | 0.364 | 1 | 3 | cs | TRUE
55 | LV_2775-21_0_5_line_55 |  | 54 | 55 | 0.0044813 | 0.125 | 0.08 | 261 | 0 | 0.364 | 1 | 5 | cs | TRUE
56 | LV_2775-21_0_5_line_56 |  | 55 | 75 | 0.0040056 | 0.125 | 0.08 | 261 | 0 | 0.364 | 1 | 5 | cs | TRUE
57 | LV_2775-21_0_5_line_57 |  | 56 | 57 | 0.016814 | 0.125 | 0.08 | 261 | 0 | 0.364 | 1 | 1 | cs | TRUE
58 | LV_2775-21_0_5_line_58 |  | 56 | 58 | 0.0024824 | 0.125 | 0.08 | 261 | 0 | 0.364 | 1 | 1 | cs | TRUE
59 | LV_2775-21_0_5_line_59 |  | 57 | 59 | 0.0018467 | 0.125 | 0.08 | 261 | 0 | 0.364 | 1 | 1 | cs | TRUE
60 | LV_2775-21_0_5_line_60 |  | 58 | 60 | 0.02348 | 0.125 | 0.08 | 261 | 0 | 0.364 | 1 | 1 | cs | TRUE
61 | LV_2775-21_0_5_line_61 |  | 60 | 61 | 0.0063906 | 0.125 | 0.08 | 261 | 0 | 0.364 | 1 | 1 | cs | TRUE
62 | LV_2775-21_0_5_line_62 |  | 61 | 62 | 0.0068233 | 0.125 | 0.08 | 261 | 0 | 0.364 | 1 | 1 | cs | TRUE
63 | LV_2775-21_0_5_line_63 |  | 62 | 65 | 0.020656 | 0.125 | 0.08 | 261 | 0 | 0.364 | 1 | 1 | cs | TRUE
64 | LV_2775-21_0_5_line_64 |  | 63 | 64 | 0.015948 | 0.125 | 0.08 | 261 | 0 | 0.364 | 1 | 1 | cs | TRUE
65 | LV_2775-21_0_5_line_65 |  | 64 | 260 | 0.017847 | 0.125 | 0.08 | 261 | 0 | 0.364 | 1 | 1 | cs | TRUE
66 | LV_2775-21_0_5_line_66 |  | 64 | 242 | 0.0068889 | 0.125 | 0.08 | 261 | 0 | 0.364 | 1 | 1 | cs | TRUE
67 | LV_2775-21_0_5_line_67 |  | 65 | 66 | 0.0013576 | 0.125 | 0.08 | 261 | 0 | 0.364 | 1 | 1 | cs | TRUE
68 | LV_2775-21_0_5_line_68 |  | 66 | 67 | 0.0018153 | 0.125 | 0.08 | 261 | 0 | 0.364 | 1 | 1 | cs | TRUE
69 | LV_2775-21_0_5_line_69 |  | 67 | 95 | 0.023123 | 0.125 | 0.08 | 261 | 0 | 0.364 | 1 | 1 | cs | TRUE
70 | LV_2775-21_0_5_line_70 |  | 68 | 69 | 0.00010854 | 0.125 | 0.08 | 261 | 0 | 0.364 | 1 | 5 | cs | TRUE
71 | LV_2775-21_0_5_line_71 |  | 68 | 70 | 0.022523 | 0.125 | 0.08 | 261 | 0 | 0.364 | 1 | 5 | cs | TRUE
72 | LV_2775-21_0_5_line_72 |  | 69 | 71 | 0.0031688 | 0.125 | 0.08 | 261 | 0 | 0.364 | 1 | 5 | cs | TRUE
73 | LV_2775-21_0_5_line_73 |  | 70 | 72 | 0.026045 | 0.125 | 0.08 | 261 | 0 | 0.364 | 1 | 5 | cs | TRUE
74 | LV_2775-21_0_5_line_74 |  | 70 | 73 | 0.011394 | 0.125 | 0.08 | 261 | 0 | 0.364 | 1 | 5 | cs | TRUE
75 | LV_2775-21_0_5_line_75 |  | 70 | 74 | 0.026302 | 0.125 | 0.08 | 261 | 0 | 0.364 | 1 | 1 | cs | TRUE
76 | LV_2775-21_0_5_line_76 |  | 71 | 75 | 0.013683 | 0.125 | 0.08 | 261 | 0 | 0.364 | 1 | 5 | cs | TRUE
77 | LV_2775-21_0_5_line_77 |  | 72 | 76 | 0.010951 | 0.125 | 0.08 | 261 | 0 | 0.364 | 1 | 5 | cs | TRUE
78 | LV_2775-21_0_5_line_78 |  | 73 | 77 | 0.0025678 | 0.125 | 0.08 | 261 | 0 | 0.364 | 1 | 5 | cs | TRUE
79 | LV_2775-21_0_5_line_79 |  | 74 | 78 | 0.022381 | 0.125 | 0.08 | 261 | 0 | 0.364 | 1 | 1 | cs | TRUE
80 | LV_2775-21_0_5_line_80 |  | 74 | 79 | 0.029588 | 0.125 | 0.08 | 261 | 0 | 0.364 | 1 | 1 | cs | TRUE
81 | LV_2775-21_0_5_line_81 |  | 76 | 80 | 0.025775 | 0.125 | 0.08 | 261 | 0 | 0.364 | 1 | 5 | cs | TRUE
82 | LV_2775-21_0_5_line_82 |  | 77 | 81 | 0.014748 | 0.125 | 0.08 | 261 | 0 | 0.364 | 1 | 5 | cs | TRUE
83 | LV_2775-21_0_5_line_83 |  | 78 | 82 | 0.01152 | 0.125 | 0.08 | 261 | 0 | 0.364 | 1 | 1 | cs | TRUE
84 | LV_2775-21_0_5_line_84 |  | 78 | 83 | 0.016062 | 0.125 | 0.08 | 261 | 0 | 0.364 | 1 | 1 | cs | TRUE
85 | LV_2775-21_0_5_line_85 |  | 79 | 84 | 0.0065244 | 0.125 | 0.08 | 261 | 0 | 0.364 | 1 | 1 | cs | TRUE
86 | LV_2775-21_0_5_line_86 |  | 80 | 86 | 0.017244 | 0.125 | 0.08 | 261 | 0 | 0.364 | 1 | 5 | cs | TRUE
87 | LV_2775-21_0_5_line_87 |  | 81 | 204 | 0.0098114 | 0.125 | 0.08 | 261 | 0 | 0.364 | 1 | 5 | cs | TRUE
88 | LV_2775-21_0_5_line_88 |  | 83 | 98 | 0.007706 | 0.125 | 0.08 | 261 | 0 | 0.364 | 1 | 1 | cs | TRUE
89 | LV_2775-21_0_5_line_89 |  | 84 | 208 | 0.0052149 | 0.125 | 0.08 | 261 | 0 | 0.364 | 1 | 1 | cs | TRUE
90 | LV_2775-21_0_5_line_90 |  | 85 | 86 | 0.028744 | 0.125 | 0.08 | 261 | 0 | 0.364 | 1 | 5 | cs | TRUE
91 | LV_2775-21_0_5_line_91 |  | 85 | 87 | 0.010872 | 0.125 | 0.08 | 261 | 0 | 0.364 | 1 | 2 | cs | TRUE
92 | LV_2775-21_0_5_line_92 |  | 87 | 88 | 0.00696 | 0.125 | 0.08 | 261 | 0 | 0.364 | 1 | 1 | cs | TRUE
93 | LV_2775-21_0_5_line_93 |  | 88 | 89 | 0.016593 | 0.125 | 0.08 | 261 | 0 | 0.364 | 1 | 1 | cs | TRUE
94 | LV_2775-21_0_5_line_94 |  | 88 | 90 | 0.0088347 | 0.125 | 0.08 | 261 | 0 | 0.364 | 1 | 1 | cs | TRUE
95 | LV_2775-21_0_5_line_95 |  | 89 | 95 | 0.00098204 | 0.125 | 0.08 | 261 | 0 | 0.364 | 1 | 1 | cs | TRUE
96 | LV_2775-21_0_5_line_96 |  | 90 | 96 | 0.021062 | 0.125 | 0.08 | 261 | 0 | 0.364 | 1 | 1 | cs | TRUE
97 | LV_2775-21_0_5_line_97 |  | 91 | 92 | 0.0031269 | 0.125 | 0.08 | 261 | 0 | 0.364 | 1 | 1 | cs | TRUE
98 | LV_2775-21_0_5_line_98 |  | 92 | 97 | 0.0028428 | 0.125 | 0.08 | 261 | 0 | 0.364 | 1 | 1 | cs | TRUE
99 | LV_2775-21_0_5_line_99 |  | 93 | 94 | 0.0017279 | 0.125 | 0.08 | 261 | 0 | 0.364 | 1 | 1 | cs | TRUE
100 | LV_2775-21_0_5_line_100 |  | 94 | 99 | 0.024816 | 0.125 | 0.08 | 261 | 0 | 0.364 | 1 | 1 | cs | TRUE
101 | LV_2775-21_0_5_line_101 |  | 96 | 261 | 0.0045122 | 0.125 | 0.08 | 261 | 0 | 0.364 | 1 | 1 | cs | TRUE
102 | LV_2775-21_0_5_line_102 |  | 97 | 101 | 0.0059662 | 0.125 | 0.08 | 261 | 0 | 0.364 | 1 | 1 | cs | TRUE
103 | LV_2775-21_0_5_line_103 |  | 99 | 202 | 0.014935 | 0.125 | 0.08 | 261 | 0 | 0.364 | 1 | 1 | cs | TRUE
104 | LV_2775-21_0_5_line_104 |  | 100 | 101 | 0.0059638 | 0.125 | 0.08 | 261 | 0 | 0.364 | 1 | 1 | cs | TRUE
105 | LV_2775-21_0_5_line_105 |  | 102 | 103 | 0.0011183 | 0.125 | 0.08 | 261 | 0 | 0.364 | 1 | 1 | cs | TRUE
106 | LV_2775-21_0_5_line_106 |  | 102 | 104 | 0.013103 | 0.125 | 0.08 | 261 | 0 | 0.364 | 1 | 1 | cs | TRUE
107 | LV_2775-21_0_5_line_107 |  | 103 | 105 | 5.6059e-05 | 0.125 | 0.08 | 261 | 0 | 0.364 | 1 | 1 | cs | TRUE
108 | LV_2775-21_0_5_line_108 |  | 104 | 106 | 0.018294 | 0.125 | 0.08 | 261 | 0 | 0.364 | 1 | 1 | cs | TRUE
109 | LV_2775-21_0_5_line_109 |  | 105 | 107 | 0.010473 | 0.125 | 0.08 | 261 | 0 | 0.364 | 1 | 1 | cs | TRUE
110 | LV_2775-21_0_5_line_110 |  | 106 | 108 | 0.0060157 | 0.125 | 0.08 | 261 | 0 | 0.364 | 1 | 1 | cs | TRUE
111 | LV_2775-21_0_5_line_111 |  | 107 | 109 | 0.0061304 | 0.125 | 0.08 | 261 | 0 | 0.364 | 1 | 1 | cs | TRUE
112 | LV_2775-21_0_5_line_112 |  | 109 | 110 | 0.0053241 | 0.125 | 0.08 | 261 | 0 | 0.364 | 1 | 1 | cs | TRUE
113 | LV_2775-21_0_5_line_113 |  | 110 | 111 | 0.015874 | 0.125 | 0.08 | 261 | 0 | 0.364 | 1 | 1 | cs | TRUE
114 | LV_2775-21_0_5_line_114 |  | 111 | 112 | 0.0044441 | 0.125 | 0.08 | 261 | 0 | 0.364 | 1 | 1 | cs | TRUE
115 | LV_2775-21_0_5_line_115 |  | 112 | 113 | 0.0067751 | 0.125 | 0.08 | 261 | 0 | 0.364 | 1 | 1 | cs | TRUE
116 | LV_2775-21_0_5_line_116 |  | 113 | 114 | 0.0062084 | 0.125 | 0.08 | 261 | 0 | 0.364 | 1 | 1 | cs | TRUE
117 | LV_2775-21_0_5_line_117 |  | 114 | 115 | 0.009205 | 0.125 | 0.08 | 261 | 0 | 0.364 | 1 | 1 | cs | TRUE
118 | LV_2775-21_0_5_line_118 |  | 115 | 116 | 0.0057417 | 0.125 | 0.08 | 261 | 0 | 0.364 | 1 | 1 | cs | TRUE
119 | LV_2775-21_0_5_line_119 |  | 116 | 117 | 0.00041831 | 0.125 | 0.08 | 261 | 0 | 0.364 | 1 | 1 | cs | TRUE
120 | LV_2775-21_0_5_line_120 |  | 117 | 118 | 0.0070585 | 0.125 | 0.08 | 261 | 0 | 0.364 | 1 | 1 | cs | TRUE
121 | LV_2775-21_0_5_line_121 |  | 118 | 119 | 0.012154 | 0.125 | 0.08 | 261 | 0 | 0.364 | 1 | 1 | cs | TRUE
122 | LV_2775-21_0_5_line_122 |  | 119 | 120 | 0.018873 | 0.125 | 0.08 | 261 | 0 | 0.364 | 1 | 1 | cs | TRUE
123 | LV_2775-21_0_5_line_123 |  | 120 | 121 | 0.0044513 | 0.125 | 0.08 | 261 | 0 | 0.364 | 1 | 1 | cs | TRUE
124 | LV_2775-21_0_5_line_124 |  | 121 | 125 | 0.0040598 | 0.125 | 0.08 | 261 | 0 | 0.364 | 1 | 1 | cs | TRUE
125 | LV_2775-21_0_5_line_125 |  | 122 | 123 | 0.032283 | 0.125 | 0.08 | 261 | 0 | 0.364 | 1 | 1 | cs | TRUE
126 | LV_2775-21_0_5_line_126 |  | 122 | 124 | 0.022558 | 0.125 | 0.08 | 261 | 0 | 0.364 | 1 | 1 | cs | TRUE
127 | LV_2775-21_0_5_line_127 |  | 123 | 126 | 0.011118 | 0.125 | 0.08 | 261 | 0 | 0.364 | 1 | 1 | cs | TRUE
128 | LV_2775-21_0_5_line_128 |  | 124 | 127 | 0.0065541 | 0.125 | 0.08 | 261 | 0 | 0.364 | 1 | 1 | cs | TRUE
129 | LV_2775-21_0_5_line_129 |  | 125 | 128 | 0.0017015 | 0.125 | 0.08 | 261 | 0 | 0.364 | 1 | 1 | cs | TRUE
130 | LV_2775-21_0_5_line_130 |  | 126 | 147 | 0.0063376 | 0.125 | 0.08 | 261 | 0 | 0.364 | 1 | 1 | cs | TRUE
131 | LV_2775-21_0_5_line_131 |  | 127 | 134 | 0.0066947 | 0.125 | 0.08 | 261 | 0 | 0.364 | 1 | 1 | cs | TRUE
132 | LV_2775-21_0_5_line_132 |  | 128 | 129 | 0.014752 | 0.125 | 0.08 | 261 | 0 | 0.364 | 1 | 1 | cs | TRUE
133 | LV_2775-21_0_5_line_133 |  | 129 | 135 | 0.0037198 | 0.125 | 0.08 | 261 | 0 | 0.364 | 1 | 1 | cs | TRUE
134 | LV_2775-21_0_5_line_134 |  | 130 | 131 | 0.011963 | 0.125 | 0.08 | 261 | 0 | 0.364 | 1 | 1 | cs | TRUE
135 | LV_2775-21_0_5_line_135 |  | 130 | 132 | 0.0081718 | 0.125 | 0.08 | 261 | 0 | 0.364 | 1 | 1 | cs | TRUE
136 | LV_2775-21_0_5_line_136 |  | 131 | 148 | 0.023012 | 0.125 | 0.08 | 261 | 0 | 0.364 | 1 | 1 | cs | TRUE
137 | LV_2775-21_0_5_line_137 |  | 132 | 149 | 0.0064684 | 0.125 | 0.08 | 261 | 0 | 0.364 | 1 | 1 | cs | TRUE
138 | LV_2775-21_0_5_line_138 |  | 133 | 134 | 0.0061367 | 0.125 | 0.08 | 261 | 0 | 0.364 | 1 | 1 | cs | TRUE
139 | LV_2775-21_0_5_line_139 |  | 135 | 136 | 0.00073743 | 0.125 | 0.08 | 261 | 0 | 0.364 | 1 | 1 | cs | TRUE
140 | LV_2775-21_0_5_line_140 |  | 136 | 137 | 0.01123 | 0.125 | 0.08 | 261 | 0 | 0.364 | 1 | 1 | cs | TRUE
141 | LV_2775-21_0_5_line_141 |  | 137 | 138 | 0.026922 | 0.125 | 0.08 | 261 | 0 | 0.364 | 1 | 5 | cs | TRUE
142 | LV_2775-21_0_5_line_142 |  | 137 | 139 | 0.01879 | 0.125 | 0.08 | 261 | 0 | 0.364 | 1 | 5 | cs | TRUE
143 | LV_2775-21_0_5_line_143 |  | 138 | 140 | 0.023773 | 0.125 | 0.08 | 261 | 0 | 0.364 | 1 | 5 | cs | TRUE
144 | LV_2775-21_0_5_line_144 |  | 138 | 141 | 0.0099652 | 0.125 | 0.08 | 261 | 0 | 0.364 | 1 | 1 | cs | TRUE
145 | LV_2775-21_0_5_line_145 |  | 139 | 142 | 0.0064621 | 0.125 | 0.08 | 261 | 0 | 0.364 | 1 | 5 | cs | TRUE
146 | LV_2775-21_0_5_line_146 |  | 140 | 143 | 0.027947 | 0.125 | 0.08 | 261 | 0 | 0.364 | 1 | 5 | cs | TRUE
147 | LV_2775-21_0_5_line_147 |  | 140 | 144 | 0.010648 | 0.125 | 0.08 | 261 | 0 | 0.364 | 1 | 1 | cs | TRUE
148 | LV_2775-21_0_5_line_148 |  | 141 | 145 | 0.005182 | 0.125 | 0.08 | 261 | 0 | 0.364 | 1 | 1 | cs | TRUE
149 | LV_2775-21_0_5_line_149 |  | 142 | 146 | 0.0066292 | 0.125 | 0.08 | 261 | 0 | 0.364 | 1 | 5 | cs | TRUE
150 | LV_2775-21_0_5_line_150 |  | 143 | 187 | 0.014838 | 0.125 | 0.08 | 261 | 0 | 0.364 | 1 | 5 | cs | TRUE
151 | LV_2775-21_0_5_line_151 |  | 143 | 188 | 0.01095 | 0.125 | 0.08 | 261 | 0 | 0.364 | 1 | 5 | cs | TRUE
152 | LV_2775-21_0_5_line_152 |  | 144 | 189 | 0.0052806 | 0.125 | 0.08 | 261 | 0 | 0.364 | 1 | 1 | cs | TRUE
153 | LV_2775-21_0_5_line_153 |  | 145 | 185 | 0.011079 | 0.125 | 0.08 | 261 | 0 | 0.364 | 1 | 1 | cs | TRUE
154 | LV_2775-21_0_5_line_154 |  | 146 | 213 | 0.0064935 | 0.125 | 0.08 | 261 | 0 | 0.364 | 1 | 5 | cs | TRUE
155 | LV_2775-21_0_5_line_155 |  | 147 | 150 | 0.0065886 | 0.125 | 0.08 | 261 | 0 | 0.364 | 1 | 1 | cs | TRUE
156 | LV_2775-21_0_5_line_156 |  | 148 | 156 | 0.01449 | 0.125 | 0.08 | 261 | 0 | 0.364 | 1 | 1 | cs | TRUE
157 | LV_2775-21_0_5_line_157 |  | 148 | 157 | 0.0080077 | 0.125 | 0.08 | 261 | 0 | 0.364 | 1 | 1 | cs | TRUE
158 | LV_2775-21_0_5_line_158 |  | 149 | 150 | 0.0063933 | 0.125 | 0.08 | 261 | 0 | 0.364 | 1 | 1 | cs | TRUE
159 | LV_2775-21_0_5_line_159 |  | 151 | 152 | 0.0061419 | 0.125 | 0.08 | 261 | 0 | 0.364 | 1 | 1 | cs | TRUE
160 | LV_2775-21_0_5_line_160 |  | 152 | 160 | 0.0063346 | 0.125 | 0.08 | 261 | 0 | 0.364 | 1 | 1 | cs | TRUE
161 | LV_2775-21_0_5_line_161 |  | 153 | 154 | 0.022868 | 0.125 | 0.08 | 261 | 0 | 0.364 | 1 | 1 | cs | TRUE
162 | LV_2775-21_0_5_line_162 |  | 154 | 155 | 0.08134 | 0.125 | 0.08 | 261 | 0 | 0.364 | 1 | 1 | cs | TRUE
163 | LV_2775-21_0_5_line_163 |  | 155 | 182 | 0.11287 | 0.125 | 0.08 | 261 | 0 | 0.364 | 1 | 1 | cs | TRUE
164 | LV_2775-21_0_5_line_164 |  | 156 | 167 | 0.01598 | 0.125 | 0.08 | 261 | 0 | 0.364 | 1 | 1 | cs | TRUE
165 | LV_2775-21_0_5_line_165 |  | 157 | 161 | 0.006559 | 0.125 | 0.08 | 261 | 0 | 0.364 | 1 | 1 | cs | TRUE
166 | LV_2775-21_0_5_line_166 |  | 158 | 159 | 0.00013303 | 0.125 | 0.08 | 261 | 0 | 0.364 | 1 | 1 | cs | TRUE
167 | LV_2775-21_0_5_line_167 |  | 159 | 221 | 0.00085437 | 0.125 | 0.08 | 261 | 0 | 0.364 | 1 | 1 | cs | TRUE
168 | LV_2775-21_0_5_line_168 |  | 160 | 161 | 0.0064205 | 0.125 | 0.08 | 261 | 0 | 0.364 | 1 | 1 | cs | TRUE
169 | LV_2775-21_0_5_line_169 |  | 162 | 163 | 0.018523 | 0.125 | 0.08 | 261 | 0 | 0.364 | 1 | 1 | cs | TRUE
170 | LV_2775-21_0_5_line_170 |  | 162 | 164 | 0.015844 | 0.125 | 0.08 | 261 | 0 | 0.364 | 1 | 1 | cs | TRUE
171 | LV_2775-21_0_5_line_171 |  | 163 | 174 | 0.025079 | 0.125 | 0.08 | 261 | 0 | 0.364 | 1 | 1 | cs | TRUE
172 | LV_2775-21_0_5_line_172 |  | 164 | 177 | 0.0066737 | 0.125 | 0.08 | 261 | 0 | 0.364 | 1 | 1 | cs | TRUE
173 | LV_2775-21_0_5_line_173 |  | 165 | 166 | 0.0063571 | 0.125 | 0.08 | 261 | 0 | 0.364 | 1 | 1 | cs | TRUE
174 | LV_2775-21_0_5_line_174 |  | 166 | 172 | 0.0029885 | 0.125 | 0.08 | 261 | 0 | 0.364 | 1 | 1 | cs | TRUE
175 | LV_2775-21_0_5_line_175 |  | 167 | 168 | 0.014278 | 0.125 | 0.08 | 261 | 0 | 0.364 | 1 | 1 | cs | TRUE
176 | LV_2775-21_0_5_line_176 |  | 167 | 169 | 0.0081235 | 0.125 | 0.08 | 261 | 0 | 0.364 | 1 | 1 | cs | TRUE
177 | LV_2775-21_0_5_line_177 |  | 168 | 178 | 0.020535 | 0.125 | 0.08 | 261 | 0 | 0.364 | 1 | 1 | cs | TRUE
178 | LV_2775-21_0_5_line_178 |  | 168 | 175 | 0.019094 | 0.125 | 0.08 | 261 | 0 | 0.364 | 1 | 1 | cs | TRUE
179 | LV_2775-21_0_5_line_179 |  | 169 | 173 | 0.0067984 | 0.125 | 0.08 | 261 | 0 | 0.364 | 1 | 1 | cs | TRUE
180 | LV_2775-21_0_5_line_180 |  | 170 | 171 | 7.2778e-05 | 0.125 | 0.08 | 261 | 0 | 0.364 | 1 | 1 | cs | TRUE
181 | LV_2775-21_0_5_line_181 |  | 171 | 230 | 0.0016814 | 0.125 | 0.08 | 261 | 0 | 0.364 | 1 | 1 | cs | TRUE
182 | LV_2775-21_0_5_line_182 |  | 172 | 173 | 0.0097575 | 0.125 | 0.08 | 261 | 0 | 0.364 | 1 | 1 | cs | TRUE
183 | LV_2775-21_0_5_line_183 |  | 174 | 184 | 0.0091428 | 0.125 | 0.08 | 261 | 0 | 0.364 | 1 | 1 | cs | TRUE
184 | LV_2775-21_0_5_line_184 |  | 175 | 176 | 0.0053801 | 0.125 | 0.08 | 261 | 0 | 0.364 | 1 | 1 | cs | TRUE
185 | LV_2775-21_0_5_line_185 |  | 176 | 181 | 0.0064861 | 0.125 | 0.08 | 261 | 0 | 0.364 | 1 | 1 | cs | TRUE
186 | LV_2775-21_0_5_line_186 |  | 177 | 180 | 0.0065482 | 0.125 | 0.08 | 261 | 0 | 0.364 | 1 | 1 | cs | TRUE
187 | LV_2775-21_0_5_line_187 |  | 178 | 179 | 0.00064669 | 0.125 | 0.08 | 261 | 0 | 0.364 | 1 | 1 | cs | TRUE
188 | LV_2775-21_0_5_line_188 |  | 179 | 228 | 0.017248 | 0.125 | 0.08 | 261 | 0 | 0.364 | 1 | 1 | cs | TRUE
189 | LV_2775-21_0_5_line_189 |  | 180 | 181 | 0.006414 | 0.125 | 0.08 | 261 | 0 | 0.364 | 1 | 1 | cs | TRUE
190 | LV_2775-21_0_5_line_190 |  | 182 | 183 | 0.018981 | 0.125 | 0.08 | 261 | 0 | 0.364 | 1 | 1 | cs | TRUE
191 | LV_2775-21_0_5_line_191 |  | 183 | 268 | 0.00519 | 0.125 | 0.08 | 261 | 0 | 0.364 | 1 | 1 | cs | TRUE
192 | LV_2775-21_0_5_line_192 |  | 184 | 269 | 0.0047732 | 0.125 | 0.08 | 261 | 0 | 0.364 | 1 | 1 | cs | TRUE
193 | LV_2775-21_0_5_line_193 |  | 185 | 186 | 0.0024643 | 0.125 | 0.08 | 261 | 0 | 0.364 | 1 | 1 | cs | TRUE
194 | LV_2775-21_0_5_line_194 |  | 187 | 192 | 0.014027 | 0.125 | 0.08 | 261 | 0 | 0.364 | 1 | 1 | cs | TRUE
195 | LV_2775-21_0_5_line_195 |  | 187 | 193 | 0.019542 | 0.125 | 0.08 | 261 | 0 | 0.364 | 1 | 5 | cs | TRUE
196 | LV_2775-21_0_5_line_196 |  | 188 | 194 | 0.01131 | 0.125 | 0.08 | 261 | 0 | 0.364 | 1 | 5 | cs | TRUE
197 | LV_2775-21_0_5_line_197 |  | 189 | 190 | 0.011032 | 0.125 | 0.08 | 261 | 0 | 0.364 | 1 | 1 | cs | TRUE
198 | LV_2775-21_0_5_line_198 |  | 190 | 191 | 0.0052416 | 0.125 | 0.08 | 261 | 0 | 0.364 | 1 | 1 | cs | TRUE
199 | LV_2775-21_0_5_line_199 |  | 192 | 198 | 0.015601 | 0.125 | 0.08 | 261 | 0 | 0.364 | 1 | 1 | cs | TRUE
200 | LV_2775-21_0_5_line_200 |  | 193 | 199 | 0.0077933 | 0.125 | 0.08 | 261 | 0 | 0.364 | 1 | 5 | cs | TRUE
201 | LV_2775-21_0_5_line_201 |  | 194 | 195 | 0.0050103 | 0.125 | 0.08 | 261 | 0 | 0.364 | 1 | 5 | cs | TRUE
202 | LV_2775-21_0_5_line_202 |  | 195 | 196 | 0.025639 | 0.125 | 0.08 | 261 | 0 | 0.364 | 1 | 5 | cs | TRUE
203 | LV_2775-21_0_5_line_203 |  | 196 | 197 | 0.012468 | 0.125 | 0.08 | 261 | 0 | 0.364 | 1 | 5 | cs | TRUE
204 | LV_2775-21_0_5_line_204 |  | 197 | 200 | 0.014548 | 0.125 | 0.08 | 261 | 0 | 0.364 | 1 | 1 | cs | TRUE
205 | LV_2775-21_0_5_line_205 |  | 197 | 201 | 0.013035 | 0.125 | 0.08 | 261 | 0 | 0.364 | 1 | 5 | cs | TRUE
206 | LV_2775-21_0_5_line_206 |  | 198 | 211 | 0.010097 | 0.125 | 0.08 | 261 | 0 | 0.364 | 1 | 1 | cs | TRUE
207 | LV_2775-21_0_5_line_207 |  | 199 | 206 | 0.011173 | 0.125 | 0.08 | 261 | 0 | 0.364 | 1 | 5 | cs | TRUE
208 | LV_2775-21_0_5_line_208 |  | 200 | 202 | 0.0033375 | 0.125 | 0.08 | 261 | 0 | 0.364 | 1 | 1 | cs | TRUE
209 | LV_2775-21_0_5_line_209 |  | 201 | 203 | 0.019872 | 0.125 | 0.08 | 261 | 0 | 0.364 | 1 | 5 | cs | TRUE
210 | LV_2775-21_0_5_line_210 |  | 204 | 205 | 0.0076807 | 0.125 | 0.08 | 261 | 0 | 0.364 | 1 | 5 | cs | TRUE
211 | LV_2775-21_0_5_line_211 |  | 205 | 206 | 0.0081178 | 0.125 | 0.08 | 261 | 0 | 0.364 | 1 | 5 | cs | TRUE
212 | LV_2775-21_0_5_line_212 |  | 206 | 207 | 0.042845 | 0.125 | 0.08 | 261 | 0 | 0.364 | 1 | 1 | cs | TRUE
213 | LV_2775-21_0_5_line_213 |  | 207 | 209 | 0.014072 | 0.125 | 0.08 | 261 | 0 | 0.364 | 1 | 1 | cs | TRUE
214 | LV_2775-21_0_5_line_214 |  | 210 | 211 | 0.0051357 | 0.125 | 0.08 | 261 | 0 | 0.364 | 1 | 1 | cs | TRUE
215 | LV_2775-21_0_5_line_215 |  | 210 | 212 | 0.0046039 | 0.125 | 0.08 | 261 | 0 | 0.364 | 1 | 1 | cs | TRUE
216 | LV_2775-21_0_5_line_216 |  | 213 | 214 | 0.0090666 | 0.125 | 0.08 | 261 | 0 | 0.364 | 1 | 5 | cs | TRUE
217 | LV_2775-21_0_5_line_217 |  | 214 | 215 | 0.0075879 | 0.125 | 0.08 | 261 | 0 | 0.364 | 1 | 5 | cs | TRUE
218 | LV_2775-21_0_5_line_218 |  | 215 | 216 | 0.0013613 | 0.125 | 0.08 | 261 | 0 | 0.364 | 1 | 5 | cs | TRUE
219 | LV_2775-21_0_5_line_219 |  | 216 | 217 | 0.0061466 | 0.125 | 0.08 | 261 | 0 | 0.364 | 1 | 5 | cs | TRUE
220 | LV_2775-21_0_5_line_220 |  | 217 | 218 | 0.019262 | 0.125 | 0.08 | 261 | 0 | 0.364 | 1 | 5 | cs | TRUE
221 | LV_2775-21_0_5_line_221 |  | 218 | 219 | 0.01583 | 0.125 | 0.08 | 261 | 0 | 0.364 | 1 | 1 | cs | TRUE
222 | LV_2775-21_0_5_line_222 |  | 218 | 220 | 0.0051891 | 0.125 | 0.08 | 261 | 0 | 0.364 | 1 | 5 | cs | TRUE
223 | LV_2775-21_0_5_line_223 |  | 219 | 221 | 5.6641e-05 | 0.125 | 0.08 | 261 | 0 | 0.364 | 1 | 1 | cs | TRUE
224 | LV_2775-21_0_5_line_224 |  | 220 | 222 | 0.013411 | 0.125 | 0.08 | 261 | 0 | 0.364 | 1 | 2 | cs | TRUE
225 | LV_2775-21_0_5_line_225 |  | 222 | 223 | 0.0056253 | 0.125 | 0.08 | 261 | 0 | 0.364 | 1 | 1 | cs | TRUE
226 | LV_2775-21_0_5_line_226 |  | 223 | 224 | 0.0063669 | 0.125 | 0.08 | 261 | 0 | 0.364 | 1 | 1 | cs | TRUE
227 | LV_2775-21_0_5_line_227 |  | 224 | 225 | 0.0090419 | 0.125 | 0.08 | 261 | 0 | 0.364 | 1 | 1 | cs | TRUE
228 | LV_2775-21_0_5_line_228 |  | 225 | 226 | 0.02281 | 0.125 | 0.08 | 261 | 0 | 0.364 | 1 | 1 | cs | TRUE
229 | LV_2775-21_0_5_line_229 |  | 225 | 227 | 0.015071 | 0.125 | 0.08 | 261 | 0 | 0.364 | 1 | 1 | cs | TRUE
230 | LV_2775-21_0_5_line_230 |  | 226 | 228 | 0.003517 | 0.125 | 0.08 | 261 | 0 | 0.364 | 1 | 1 | cs | TRUE
231 | LV_2775-21_0_5_line_231 |  | 226 | 229 | 0.016473 | 0.125 | 0.08 | 261 | 0 | 0.364 | 1 | 1 | cs | TRUE
232 | LV_2775-21_0_5_line_232 |  | 227 | 230 | 0.00010355 | 0.125 | 0.08 | 261 | 0 | 0.364 | 1 | 1 | cs | TRUE
233 | LV_2775-21_0_5_line_233 |  | 228 | 231 | 0.020923 | 0.125 | 0.08 | 261 | 0 | 0.364 | 1 | 1 | cs | TRUE
234 | LV_2775-21_0_5_line_234 |  | 231 | 232 | 0.011255 | 0.125 | 0.08 | 261 | 0 | 0.364 | 1 | 1 | cs | TRUE
235 | LV_2775-21_0_5_line_235 |  | 232 | 233 | 0.024996 | 0.125 | 0.08 | 261 | 0 | 0.364 | 1 | 1 | cs | TRUE
236 | LV_2775-21_0_5_line_236 |  | 233 | 247 | 0.0013267 | 0.125 | 0.08 | 261 | 0 | 0.364 | 1 | 1 | cs | TRUE
237 | LV_2775-21_0_5_line_237 |  | 234 | 235 | 0.010201 | 0.125 | 0.08 | 261 | 0 | 0.364 | 1 | 1 | cs | TRUE
238 | LV_2775-21_0_5_line_238 |  | 234 | 236 | 0.016883 | 0.125 | 0.08 | 261 | 0 | 0.364 | 1 | 1 | cs | TRUE
239 | LV_2775-21_0_5_line_239 |  | 235 | 237 | 0.0048549 | 0.125 | 0.08 | 261 | 0 | 0.364 | 1 | 1 | cs | TRUE
240 | LV_2775-21_0_5_line_240 |  | 236 | 238 | 0.0082393 | 0.125 | 0.08 | 261 | 0 | 0.364 | 1 | 1 | cs | TRUE
241 | LV_2775-21_0_5_line_241 |  | 237 | 239 | 0.021542 | 0.125 | 0.08 | 261 | 0 | 0.364 | 1 | 1 | cs | TRUE
242 | LV_2775-21_0_5_line_242 |  | 238 | 240 | 0.00074714 | 0.125 | 0.08 | 261 | 0 | 0.364 | 1 | 1 | cs | TRUE
243 | LV_2775-21_0_5_line_243 |  | 239 | 241 | 0.0063229 | 0.125 | 0.08 | 261 | 0 | 0.364 | 1 | 1 | cs | TRUE
244 | LV_2775-21_0_5_line_244 |  | 240 | 242 | 0.033581 | 0.125 | 0.08 | 261 | 0 | 0.364 | 1 | 1 | cs | TRUE
245 | LV_2775-21_0_5_line_245 |  | 241 | 243 | 0.0020259 | 0.125 | 0.08 | 261 | 0 | 0.364 | 1 | 1 | cs | TRUE
246 | LV_2775-21_0_5_line_246 |  | 243 | 244 | 0.019948 | 0.125 | 0.08 | 261 | 0 | 0.364 | 1 | 1 | cs | TRUE
247 | LV_2775-21_0_5_line_247 |  | 244 | 254 | 0.012785 | 0.125 | 0.08 | 261 | 0 | 0.364 | 1 | 1 | cs | TRUE
248 | LV_2775-21_0_5_line_248 |  | 244 | 255 | 0.002604 | 0.125 | 0.08 | 261 | 0 | 0.364 | 1 | 1 | cs | TRUE
249 | LV_2775-21_0_5_line_249 |  | 245 | 246 | 0.012313 | 0.125 | 0.08 | 261 | 0 | 0.364 | 1 | 1 | cs | TRUE
250 | LV_2775-21_0_5_line_250 |  | 245 | 247 | 0.017079 | 0.125 | 0.08 | 261 | 0 | 0.364 | 1 | 1 | cs | TRUE
251 | LV_2775-21_0_5_line_251 |  | 246 | 248 | 0.012845 | 0.125 | 0.08 | 261 | 0 | 0.364 | 1 | 1 | cs | TRUE
252 | LV_2775-21_0_5_line_252 |  | 247 | 249 | 0.013852 | 0.125 | 0.08 | 261 | 0 | 0.364 | 1 | 1 | cs | TRUE
253 | LV_2775-21_0_5_line_253 |  | 248 | 250 | 0.030092 | 0.125 | 0.08 | 261 | 0 | 0.364 | 1 | 1 | cs | TRUE
254 | LV_2775-21_0_5_line_254 |  | 249 | 251 | 0.0029504 | 0.125 | 0.08 | 261 | 0 | 0.364 | 1 | 1 | cs | TRUE
255 | LV_2775-21_0_5_line_255 |  | 250 | 252 | 0.0078132 | 0.125 | 0.08 | 261 | 0 | 0.364 | 1 | 1 | cs | TRUE
256 | LV_2775-21_0_5_line_256 |  | 251 | 253 | 0.012996 | 0.125 | 0.08 | 261 | 0 | 0.364 | 1 | 1 | cs | TRUE
257 | LV_2775-21_0_5_line_257 |  | 253 | 262 | 0.019129 | 0.125 | 0.08 | 261 | 0 | 0.364 | 1 | 1 | cs | TRUE
258 | LV_2775-21_0_5_line_258 |  | 254 | 256 | 0.022827 | 0.125 | 0.08 | 261 | 0 | 0.364 | 1 | 1 | cs | TRUE
259 | LV_2775-21_0_5_line_259 |  | 255 | 257 | 0.01009 | 0.125 | 0.08 | 261 | 0 | 0.364 | 1 | 1 | cs | TRUE
260 | LV_2775-21_0_5_line_260 |  | 256 | 261 | 0.013542 | 0.125 | 0.08 | 261 | 0 | 0.364 | 1 | 1 | cs | TRUE
261 | LV_2775-21_0_5_line_261 |  | 257 | 258 | 0.0060154 | 0.125 | 0.08 | 261 | 0 | 0.364 | 1 | 1 | cs | TRUE
262 | LV_2775-21_0_5_line_262 |  | 258 | 259 | 0.010719 | 0.125 | 0.08 | 261 | 0 | 0.364 | 1 | 1 | cs | TRUE
263 | LV_2775-21_0_5_line_263 |  | 262 | 263 | 0.006141 | 0.125 | 0.08 | 261 | 0 | 0.364 | 1 | 1 | cs | TRUE
264 | LV_2775-21_0_5_line_264 |  | 263 | 264 | 0.0062135 | 0.125 | 0.08 | 261 | 0 | 0.364 | 1 | 1 | cs | TRUE
265 | LV_2775-21_0_5_line_265 |  | 264 | 265 | 0.0092457 | 0.125 | 0.08 | 261 | 0 | 0.364 | 1 | 1 | cs | TRUE
266 | LV_2775-21_0_5_line_266 |  | 265 | 266 | 0.0056507 | 0.125 | 0.08 | 261 | 0 | 0.364 | 1 | 1 | cs | TRUE
267 | LV_2775-21_0_5_line_267 |  | 266 | 267 | 0.038776 | 0.125 | 0.08 | 261 | 0 | 0.364 | 1 | 1 | cs | TRUE
268 | LV_2775-21_0_5_line_268 |  | 267 | 268 | 0.009359 | 0.125 | 0.08 | 261 | 0 | 0.364 | 1 | 1 | cs | TRUE
269 | LV_2775-21_0_5_line_269 |  | 269 | 270 | 0.028358 | 0.125 | 0.08 | 261 | 0 | 0.364 | 1 | 1 | cs | TRUE

## trafo
| name | std_type | hv_bus | lv_bus | sn_mva | vn_hv_kv | vn_lv_kv | vk_percent | vkr_percent | pfe_kw | i0_percent | shift_degree | tap_side | tap_neutral | tap_min | tap_max | tap_step_percent | tap_step_degree | tap_pos | tap_phase_shifter | parallel | df | in_service
0 | LV_2775-21_0_5_trafo_239 | 0.63 MVA 20/0.4 kV | 271 | 203 | 0.63 | 20 | 0.4 | 6 | 1.206 | 1.65 | 0.2619 | 150 | hv | 0 | -2 | 2 | 2.5 | 0 | 0 | FALSE | 1 | 1 | TRUE

## line_geodata
| x0 | y0 | x1 | y1 | x2 | y2 | x3 | y3 | x4 | y4 | x5 | y5 | x6 | y6
0 | 2608108.066 | 1260444.6145 | 2608088.9227 | 1260484.8473
1 | 2608085.221 | 1260492.6271 | 2608088.9227 | 1260484.8473
2 | 2608203.0069 | 1260454.8401 | 2608108.066 | 1260444.6145
3 | 2608203.0069 | 1260454.8401 | 2608210.0104 | 1260458.1298 | 2608216.9468 | 1260460.057
4 | 2608222.4456 | 1260461.472 | 2608219.5015 | 1260460.7668 | 2608216.9468 | 1260460.057
5 | 2608432.1358 | 1260625.0734 | 2608434.5794 | 1260621.5604
6 | 2608442.31 | 1260610.4462 | 2608434.5794 | 1260621.5604
7 | 2608432.1358 | 1260625.0734 | 2608428.4565 | 1260630.3631
8 | 2608442.31 | 1260610.4462 | 2608439.052 | 1260607.7963
9 | 2608442.31 | 1260610.4462 | 2608452.7494 | 1260618.9445
10 | 2608424.7775 | 1260635.6523 | 2608428.4565 | 1260630.3631
11 | 2608427.4653 | 1260598.3728 | 2608439.052 | 1260607.7963
12 | 2608463.727 | 1260630.5235 | 2608452.7494 | 1260618.9445
13 | 2608424.7775 | 1260635.6523 | 2608416.6269 | 1260647.3702
14 | 2608427.4653 | 1260598.3728 | 2608426.9857 | 1260597.9827 | 2608424.7102 | 1260596.717
15 | 2608463.727 | 1260630.5235 | 2608452.6684 | 1260644.1615 | 2608449.4662 | 1260648.1112
16 | 2608463.727 | 1260630.5235 | 2608468.0886 | 1260635.1272
17 | 2608414.3878 | 1260650.5895 | 2608416.6269 | 1260647.3702
18 | 2608424.7102 | 1260596.717 | 2608407.4023 | 1260587.0898
19 | 2608449.4662 | 1260648.1112 | 2608444.1402 | 1260654.6803
20 | 2608478.8426 | 1260646.478 | 2608468.0886 | 1260635.1272
21 | 2608436.3839 | 1260664.2471 | 2608444.1402 | 1260654.6803
22 | 2608433.0123 | 1260668.4056 | 2608436.3839 | 1260664.2471
23 | 2608478.8426 | 1260646.478 | 2608467.3639 | 1260659.7161
24 | 2608374.9811 | 1260643.3068 | 2608377.7073 | 1260644.4448 | 2608379.7239 | 1260646.4601
25 | 2608374.9811 | 1260643.3068 | 2608372.6577 | 1260639.7567 | 2608371.7574 | 1260636.9313 | 2608373.2763 | 1260633.9092 | 2608372.3696 | 1260630.2388 | 2608387.3843 | 1260600.1669
26 | 2608493.2172 | 1260563.7757 | 2608501.7349 | 1260574.7416
27 | 2608493.2172 | 1260563.7757 | 2608493.2172 | 1260563.7757 | 2608488.1441 | 1260558.7443
28 | 2608387.3843 | 1260600.1669 | 2608388.1752 | 1260598.5829
29 | 2608396.8455 | 1260581.2177 | 2608388.1752 | 1260598.5829
30 | 2608396.8455 | 1260581.2177 | 2608389.1837 | 1260577.6066
31 | 2608396.8455 | 1260581.2177 | 2608407.4023 | 1260587.0898
32 | 2608364.781 | 1260566.1051 | 2608389.1837 | 1260577.6066
33 | 2608354.0429 | 1260561.0439 | 2608364.781 | 1260566.1051
34 | 2608354.0429 | 1260561.0439 | 2608341.89 | 1260555.1966
35 | 2608354.0429 | 1260561.0439 | 2608359.2982 | 1260547.9978
36 | 2608341.89 | 1260555.1966 | 2608339.2507 | 1260553.9267
37 | 2608359.2982 | 1260547.9978 | 2608360.4295 | 1260545.1894
38 | 2608339.2507 | 1260553.9267 | 2608322.7737 | 1260545.9989
39 | 2608360.4295 | 1260545.1894 | 2608362.6601 | 1260539.652
40 | 2608322.7737 | 1260545.9989 | 2608317.7576 | 1260543.5854
41 | 2608364.8893 | 1260534.1179 | 2608362.6601 | 1260539.652
42 | 2608312.3239 | 1260540.971 | 2608312.7384 | 1260541.1704
43 | 2608312.3239 | 1260540.971 | 2608307.7193 | 1260538.7555
44 | 2608313.8564 | 1260541.7083 | 2608312.7384 | 1260541.1704
45 | 2608302.7032 | 1260536.342 | 2608307.7193 | 1260538.7555
46 | 2608313.8564 | 1260541.7083 | 2608317.7576 | 1260543.5854
47 | 2608302.7032 | 1260536.342 | 2608292.8304 | 1260531.5917
48 | 2608292.8304 | 1260531.5917 | 2608287.8377 | 1260529.1895
49 | 2608285.6705 | 1260528.1468 | 2608287.8377 | 1260529.1895
50 | 2608277.8509 | 1260524.3844 | 2608278.7513 | 1260524.8176
51 | 2608278.7513 | 1260524.8176 | 2608282.8451 | 1260526.7874
52 | 2608257.933 | 1260514.801 | 2608277.8509 | 1260524.3844
53 | 2608285.6705 | 1260528.1468 | 2608282.8451 | 1260526.7874
54 | 2608257.933 | 1260514.801 | 2608261.0507 | 1260501.3333
55 | 2608261.0507 | 1260501.3333 | 2608262.0614 | 1260496.9675
56 | 2608262.9648 | 1260493.065 | 2608262.0614 | 1260496.9675
57 | 2608486.8329 | 1260557.4439 | 2608474.8947 | 1260545.604
58 | 2608473.1321 | 1260543.856 | 2608474.8947 | 1260545.604
59 | 2608488.1441 | 1260558.7443 | 2608486.8329 | 1260557.4439
60 | 2608473.1321 | 1260543.856 | 2608465.1047 | 1260535.8946 | 2608455.6746 | 1260528.1944
61 | 2608455.6746 | 1260528.1944 | 2608450.7246 | 1260524.1524
62 | 2608445.4395 | 1260519.8367 | 2608450.7246 | 1260524.1524
63 | 2608428.1618 | 1260508.5593 | 2608442.8031 | 1260517.684 | 2608445.4395 | 1260519.8367
64 | 2608522.9472 | 1260503.7552 | 2608533.4496 | 1260515.7567
65 | 2608522.9472 | 1260503.7552 | 2608535.5193 | 1260491.0884
66 | 2608522.9472 | 1260503.7552 | 2608518.2269 | 1260498.7377
67 | 2608428.1618 | 1260508.5593 | 2608427.0096 | 1260507.8412
68 | 2608427.0096 | 1260507.8412 | 2608425.469 | 1260506.8811
69 | 2608425.469 | 1260506.8811 | 2608405.845 | 1260494.6511
70 | 2608266.7899 | 1260476.5412 | 2608266.7654 | 1260476.647
71 | 2608276.5578 | 1260457.1655 | 2608269.6379 | 1260464.2385 | 2608266.7899 | 1260476.5412
72 | 2608266.0508 | 1260479.7341 | 2608266.7654 | 1260476.647
73 | 2608276.5578 | 1260457.1655 | 2608300.848 | 1260466.5642
74 | 2608276.5578 | 1260457.1655 | 2608275.3209 | 1260447.0681 | 2608275.6933 | 1260445.9052
75 | 2608251.084 | 1260454.4617 | 2608259.1737 | 1260456.8857 | 2608266.548 | 1260459.0196 | 2608276.5578 | 1260457.1655
76 | 2608266.0508 | 1260479.7341 | 2608262.9648 | 1260493.065
77 | 2608300.848 | 1260466.5642 | 2608311.0613 | 1260470.516
78 | 2608275.6933 | 1260445.9052 | 2608276.4765 | 1260443.4597
79 | 2608251.084 | 1260454.4617 | 2608249.8441 | 1260457.362 | 2608243.4528 | 1260463.6685 | 2608239.6074 | 1260465.3755 | 2608233.6485 | 1260464.1553
80 | 2608251.084 | 1260454.4617 | 2608247.8185 | 1260445.4845 | 2608241.3619 | 1260439.0267 | 2608240.5706 | 1260428.1516 | 2608240.5706 | 1260428.1516
81 | 2608332.3746 | 1260466.9499 | 2608328.4849 | 1260473.3265 | 2608321.6334 | 1260474.6067 | 2608311.0613 | 1260470.516
82 | 2608280.9743 | 1260429.4147 | 2608276.4765 | 1260443.4597
83 | 2608233.6485 | 1260464.1553 | 2608222.4456 | 1260461.472
84 | 2608233.6485 | 1260464.1553 | 2608228.3614 | 1260473.0207 | 2608226.7232 | 1260478.5222
85 | 2608240.5706 | 1260428.1516 | 2608242.376 | 1260421.882
86 | 2608332.3746 | 1260466.9499 | 2608348.2942 | 1260473.578
87 | 2608280.9743 | 1260429.4147 | 2608283.9667 | 1260420.0708
88 | 2608224.5239 | 1260485.9077 | 2608226.7232 | 1260478.5222
89 | 2608243.819 | 1260416.8707 | 2608242.376 | 1260421.882
90 | 2608348.2942 | 1260473.578 | 2608374.8298 | 1260484.6262
91 | 2608384.8662 | 1260488.8049 | 2608374.8298 | 1260484.6262
92 | 2608384.8662 | 1260488.8049 | 2608390.9296 | 1260485.3555
93 | 2608390.9296 | 1260485.3555 | 2608405.0116 | 1260494.1317
94 | 2608390.9296 | 1260485.3555 | 2608389.9535 | 1260477.4933 | 2608390.4115 | 1260476.7045
95 | 2608405.845 | 1260494.6511 | 2608405.0116 | 1260494.1317
96 | 2608400.9877 | 1260458.4908 | 2608390.4115 | 1260476.7045
97 | 2608370.4092 | 1260520.4151 | 2608371.5776 | 1260517.5146
98 | 2608370.4092 | 1260520.4151 | 2608369.347 | 1260523.052
99 | 2608345.0808 | 1260440.3604 | 2608345.8258 | 1260438.8013
100 | 2608356.5255 | 1260416.4107 | 2608345.8258 | 1260438.8013
101 | 2608403.2535 | 1260454.5888 | 2608400.9877 | 1260458.4908
102 | 2608369.347 | 1260523.052 | 2608367.1177 | 1260528.5861
103 | 2608356.5255 | 1260416.4107 | 2608362.9652 | 1260402.9349
104 | 2608367.1177 | 1260528.5861 | 2608364.8893 | 1260534.1179
105 | 2608307.297 | 1260256.3142 | 2608307.7886 | 1260255.3097
106 | 2608301.5376 | 1260268.0833 | 2608307.297 | 1260256.3142
107 | 2608307.8132 | 1260255.2594 | 2608307.7886 | 1260255.3097
108 | 2608301.5376 | 1260268.0833 | 2608317.9606 | 1260276.1431
109 | 2608313.786 | 1260246.9964 | 2608312.5734 | 1260249.3193 | 2608309.7372 | 1260251.3278 | 2608307.8132 | 1260255.2594
110 | 2608317.9606 | 1260276.1431 | 2608323.361 | 1260278.7934
111 | 2608313.786 | 1260246.9964 | 2608316.6229 | 1260241.5619
112 | 2608319.0867 | 1260236.8422 | 2608316.6229 | 1260241.5619
113 | 2608329.1089 | 1260231.7305 | 2608324.9678 | 1260239.9636 | 2608319.0867 | 1260236.8422 | 2608319.0867 | 1260236.8422
114 | 2608333.4107 | 1260230.6149 | 2608329.1089 | 1260231.7305 | 2608329.1089 | 1260231.7305
115 | 2608333.4107 | 1260230.6149 | 2608339.9688 | 1260228.9142
116 | 2608339.9688 | 1260228.9142 | 2608345.9785 | 1260227.3558
117 | 2608345.9785 | 1260227.3558 | 2608348.1286 | 1260226.7982 | 2608354.4683 | 1260229.7274
118 | 2608354.4683 | 1260229.7274 | 2608359.6806 | 1260232.1357
119 | 2608360.0603 | 1260232.3112 | 2608359.6806 | 1260232.1357
120 | 2608365.9037 | 1260233.4721 | 2608365.1936 | 1260234.683 | 2608360.0603 | 1260232.3112
121 | 2608376.8155 | 1260238.8243 | 2608365.9037 | 1260233.4721
122 | 2608376.8155 | 1260238.8243 | 2608369.1654 | 1260245.1178 | 2608363.4395 | 1260252.0181
123 | 2608363.4395 | 1260252.0181 | 2608363.1568 | 1260252.3588 | 2608360.9469 | 1260255.7032
124 | 2608358.7088 | 1260259.0904 | 2608360.9469 | 1260255.7032
125 | 2608416.154 | 1260232.2864 | 2608434.9608 | 1260239.4178 | 2608446.2501 | 1260244.1814
126 | 2608416.154 | 1260232.2864 | 2608406.1865 | 1260252.5225
127 | 2608446.2501 | 1260244.1814 | 2608441.0543 | 1260254.0109
128 | 2608406.1865 | 1260252.5225 | 2608403.2905 | 1260258.402
129 | 2608358.7088 | 1260259.0904 | 2608357.7707 | 1260260.51
130 | 2608441.0543 | 1260254.0109 | 2608438.0926 | 1260259.6139
131 | 2608403.2905 | 1260258.402 | 2608400.3323 | 1260264.4077
132 | 2608349.6373 | 1260272.8179 | 2608357.7707 | 1260260.51
133 | 2608349.6373 | 1260272.8179 | 2608347.5865 | 1260275.9213
134 | 2608425.1841 | 1260284.0342 | 2608435.8242 | 1260289.5641
135 | 2608425.1841 | 1260284.0342 | 2608429.003 | 1260276.8096
136 | 2608456.2912 | 1260300.2003 | 2608435.8242 | 1260289.5641
137 | 2608432.0258 | 1260271.0909 | 2608429.003 | 1260276.8096
138 | 2608400.3323 | 1260264.4077 | 2608397.6207 | 1260269.9129
139 | 2608347.5865 | 1260275.9213 | 2608347.1799 | 1260276.5365
140 | 2608343.2895 | 1260286.8098 | 2608344.2623 | 1260280.9516 | 2608347.1799 | 1260276.5365
141 | 2608329.7605 | 1260310.1067 | 2608343.2895 | 1260286.8098
142 | 2608343.2895 | 1260286.8098 | 2608360.0795 | 1260295.2453
143 | 2608329.7605 | 1260310.1067 | 2608322.0102 | 1260323.4716 | 2608318.6838 | 1260331.1165
144 | 2608329.7605 | 1260310.1067 | 2608338.9185 | 1260314.0354
145 | 2608360.0795 | 1260295.2453 | 2608365.8538 | 1260298.1464
146 | 2608318.6838 | 1260331.1165 | 2608310.9953 | 1260348.84 | 2608311.2998 | 1260357.4685
147 | 2608318.6838 | 1260331.1165 | 2608328.3835 | 1260335.5083
148 | 2608338.9185 | 1260314.0354 | 2608343.6807 | 1260316.0784
149 | 2608365.8538 | 1260298.1464 | 2608371.7774 | 1260301.1225
150 | 2608302.2034 | 1260368.9303 | 2608303.4061 | 1260365.6853 | 2608311.2998 | 1260357.4685
151 | 2608311.2998 | 1260357.4685 | 2608321.2509 | 1260362.0373
152 | 2608328.3835 | 1260335.5083 | 2608333.1939 | 1260337.6863
153 | 2608343.6807 | 1260316.0784 | 2608353.8624 | 1260320.4463
154 | 2608371.7774 | 1260301.1225 | 2608377.5797 | 1260304.0377
155 | 2608438.0926 | 1260259.6139 | 2608435.0136 | 1260265.4387
156 | 2608456.2912 | 1260300.2003 | 2608469.1828 | 1260306.8897
157 | 2608456.2912 | 1260300.2003 | 2608459.9872 | 1260293.0966
158 | 2608435.0136 | 1260265.4387 | 2608432.0258 | 1260271.0909
159 | 2608471.7367 | 1260270.5144 | 2608468.9018 | 1260275.9629
160 | 2608468.9018 | 1260275.9629 | 2608465.978 | 1260281.5824
161 | 2608520.7067 | 1260121.36 | 2608522.4457 | 1260122.0517 | 2608542.1089 | 1260129.4145
162 | 2608604.4603 | 1260173.482 | 2608595.312 | 1260173.2687 | 2608590.094 | 1260170.3036 | 2608581.7921 | 1260152.7687 | 2608570.3385 | 1260141.6447 | 2608558.9602 | 1260135.7243 | 2608542.1089 | 1260129.4145
163 | 2608586.6055 | 1260284.9317 | 2608604.4603 | 1260173.482
164 | 2608483.3921 | 1260314.2816 | 2608469.1828 | 1260306.8897
165 | 2608463.0146 | 1260287.2781 | 2608459.9872 | 1260293.0966
166 | 2608424.5961 | 1260310.8109 | 2608424.534 | 1260310.9285
167 | 2608424.534 | 1260310.9285 | 2608424.1348 | 1260311.6839
168 | 2608465.978 | 1260281.5824 | 2608463.0146 | 1260287.2781
169 | 2608529.4239 | 1260285.2832 | 2608540.5808 | 1260287.7342 | 2608547.6792 | 1260287.8889
170 | 2608529.4239 | 1260285.2832 | 2608521.1931 | 1260298.8214
171 | 2608547.6792 | 1260287.8889 | 2608547.7873 | 1260291.3581 | 2608563.0024 | 1260306.7014
172 | 2608521.1931 | 1260298.8214 | 2608517.7262 | 1260304.5239
173 | 2608497.8319 | 1260283.8125 | 2608494.941 | 1260289.4742
174 | 2608494.941 | 1260289.4742 | 2608493.8312 | 1260291.6478 | 2608493.8444 | 1260292.1957
175 | 2608494.4642 | 1260323.3368 | 2608483.3921 | 1260314.2816
176 | 2608483.3921 | 1260314.2816 | 2608487.1726 | 1260307.0914
177 | 2608494.4642 | 1260323.3368 | 2608483.3501 | 1260340.6042
178 | 2608494.4642 | 1260323.3368 | 2608502.0513 | 1260329.5741 | 2608504.8771 | 1260329.5781 | 2608509.3073 | 1260324.8479
179 | 2608490.3364 | 1260301.074 | 2608487.1726 | 1260307.0914
180 | 2608458.6181 | 1260327.3639 | 2608458.6514 | 1260327.2992
181 | 2608457.847 | 1260328.8581 | 2608458.6181 | 1260327.3639
182 | 2608493.8444 | 1260292.1957 | 2608493.8952 | 1260294.3053 | 2608490.3364 | 1260301.074
183 | 2608556.7309 | 1260313.3542 | 2608563.0024 | 1260306.7014 | 2608563.0024 | 1260306.7014
184 | 2608509.3073 | 1260324.8479 | 2608506.5823 | 1260322.8538 | 2608507.623 | 1260321.142
185 | 2608510.9925 | 1260315.5998 | 2608507.623 | 1260321.142
186 | 2608517.7262 | 1260304.5239 | 2608514.3245 | 1260310.1192
187 | 2608483.3501 | 1260340.6042 | 2608483.0001 | 1260341.148
188 | 2608473.665 | 1260355.6513 | 2608483.0001 | 1260341.148
189 | 2608514.3245 | 1260310.1192 | 2608510.9925 | 1260315.5998
190 | 2608586.6055 | 1260284.9317 | 2608595.5821 | 1260301.6563
191 | 2608598.0366 | 1260306.2293 | 2608595.5821 | 1260301.6563
192 | 2608556.7309 | 1260313.3542 | 2608553.4568 | 1260316.8274
193 | 2608356.127 | 1260321.4179 | 2608353.8624 | 1260320.4463
194 | 2608302.2034 | 1260368.9303 | 2608289.1818 | 1260363.7167
195 | 2608302.2034 | 1260368.9303 | 2608295.3939 | 1260387.2474
196 | 2608321.2509 | 1260362.0373 | 2608331.5289 | 1260366.7561
197 | 2608333.1939 | 1260337.6863 | 2608343.244 | 1260342.2367
198 | 2608343.244 | 1260342.2367 | 2608348.019 | 1260344.3987
199 | 2608274.6986 | 1260357.9179 | 2608289.1818 | 1260363.7167
200 | 2608292.6783 | 1260394.5522 | 2608295.3939 | 1260387.2474
201 | 2608331.5289 | 1260366.7561 | 2608336.0823 | 1260368.8466
202 | 2608359.3825 | 1260379.5442 | 2608336.0823 | 1260368.8466
203 | 2608369.6226 | 1260386.4141 | 2608364.5951 | 1260381.9374 | 2608359.3825 | 1260379.5442
204 | 2608369.6226 | 1260386.4141 | 2608368.183 | 1260392.0159 | 2608364.4042 | 1260399.9235
205 | 2608369.6226 | 1260386.4141 | 2608374.5132 | 1260386.3988 | 2608381.8811 | 1260389.8701
206 | 2608274.6986 | 1260357.9179 | 2608265.3717 | 1260361.7854 | 2608265.3717 | 1260361.7854
207 | 2608288.785 | 1260405.025 | 2608292.6783 | 1260394.5522
208 | 2608364.4042 | 1260399.9235 | 2608362.9652 | 1260402.9349
209 | 2608399.858 | 1260398.3399 | 2608381.8811 | 1260389.8701
210 | 2608286.3092 | 1260412.756 | 2608283.9667 | 1260420.0708
211 | 2608288.785 | 1260405.025 | 2608286.3092 | 1260412.756
212 | 2608288.785 | 1260405.025 | 2608285.6745 | 1260403.8309 | 2608279.6042 | 1260406.8468 | 2608268.4948 | 1260402.7953 | 2608266.0692 | 1260402.1915 | 2608255.1547 | 1260404.389 | 2608248.1993 | 1260402.2494
213 | 2608234.7495 | 1260398.1121 | 2608248.1993 | 1260402.2494
214 | 2608263.4975 | 1260366.5669 | 2608265.3717 | 1260361.7854
215 | 2608261.8174 | 1260370.8533 | 2608263.4975 | 1260366.5669
216 | 2608377.5797 | 1260304.0377 | 2608383.5244 | 1260307.0244 | 2608385.4575 | 1260308.4699
217 | 2608385.4575 | 1260308.4699 | 2608389.1853 | 1260311.2574 | 2608391.7848 | 1260312.6159
218 | 2608392.9913 | 1260313.2464 | 2608391.7848 | 1260312.6159
219 | 2608392.9913 | 1260313.2464 | 2608398.4389 | 1260316.0933
220 | 2608415.5106 | 1260325.0149 | 2608398.4389 | 1260316.0933
221 | 2608415.5106 | 1260325.0149 | 2608423.1831 | 1260313.4846 | 2608424.1083 | 1260311.7339
222 | 2608415.5106 | 1260325.0149 | 2608420.1064 | 1260327.4243
223 | 2608424.1348 | 1260311.6839 | 2608424.1083 | 1260311.7339
224 | 2608432.6342 | 1260331.893 | 2608429.7833 | 1260330.2609 | 2608421.6778 | 1260328.248 | 2608420.1064 | 1260327.4243
225 | 2608432.6342 | 1260331.893 | 2608437.5161 | 1260334.6878
226 | 2608437.5161 | 1260334.6878 | 2608443.0416 | 1260337.851
227 | 2608450.8886 | 1260342.3433 | 2608443.0416 | 1260337.851
228 | 2608450.8886 | 1260342.3433 | 2608470.7289 | 1260353.7014
229 | 2608450.8886 | 1260342.3433 | 2608457.7996 | 1260328.9501
230 | 2608473.665 | 1260355.6513 | 2608470.7289 | 1260353.7014
231 | 2608470.7289 | 1260353.7014 | 2608460.9676 | 1260366.9706
232 | 2608457.7996 | 1260328.9501 | 2608457.847 | 1260328.8581
233 | 2608473.665 | 1260355.6513 | 2608491.086 | 1260367.2395
234 | 2608498.9041 | 1260375.3364 | 2608491.086 | 1260367.2395
235 | 2608516.2668 | 1260393.3184 | 2608498.9041 | 1260375.3364
236 | 2608517.1884 | 1260394.2728 | 2608516.2668 | 1260393.3184
237 | 2608477.4914 | 1260455.4378 | 2608475.5305 | 1260453.3535 | 2608470.1738 | 1260448.3365
238 | 2608477.4914 | 1260455.4378 | 2608489.0595 | 1260467.7342
239 | 2608466.6303 | 1260445.0178 | 2608470.1738 | 1260448.3365
240 | 2608494.7052 | 1260473.7352 | 2608489.0595 | 1260467.7342
241 | 2608466.6303 | 1260445.0178 | 2608450.9071 | 1260430.2918
242 | 2608495.2171 | 1260474.2794 | 2608494.7052 | 1260473.7352
243 | 2608450.9071 | 1260430.2918 | 2608450.9071 | 1260430.2918 | 2608445.9657 | 1260426.347
244 | 2608518.2269 | 1260498.7377 | 2608495.2171 | 1260474.2794
245 | 2608445.9657 | 1260426.347 | 2608444.3824 | 1260425.083
246 | 2608428.7926 | 1260412.6375 | 2608444.3824 | 1260425.083
247 | 2608428.7926 | 1260412.6375 | 2608422.7826 | 1260420.9568 | 2608421.5164 | 1260423.1374
248 | 2608426.7528 | 1260411.0113 | 2608428.7926 | 1260412.6375
249 | 2608528.722 | 1260406.8692 | 2608537.0369 | 1260415.9502
250 | 2608517.1884 | 1260394.2728 | 2608528.722 | 1260406.8692
251 | 2608545.7111 | 1260425.4236 | 2608537.0369 | 1260415.9502
252 | 2608517.1884 | 1260394.2728 | 2608527.2438 | 1260384.745
253 | 2608545.7111 | 1260425.4236 | 2608567.4127 | 1260404.5773
254 | 2608529.3855 | 1260382.7157 | 2608527.2438 | 1260384.745
255 | 2608567.4127 | 1260404.5773 | 2608573.0474 | 1260399.1646
256 | 2608529.3855 | 1260382.7157 | 2608538.8195 | 1260373.7767
257 | 2608538.8195 | 1260373.7767 | 2608552.7048 | 1260360.62
258 | 2608410.0538 | 1260442.8776 | 2608421.5164 | 1260423.1374
259 | 2608426.7528 | 1260411.0113 | 2608433.0401 | 1260403.1198
260 | 2608403.2535 | 1260454.5888 | 2608410.0538 | 1260442.8776
261 | 2608436.7885 | 1260398.4151 | 2608433.0401 | 1260403.1198
262 | 2608436.7885 | 1260398.4151 | 2608443.4676 | 1260390.0319
263 | 2608552.7048 | 1260360.62 | 2608557.1625 | 1260356.3962
264 | 2608561.6728 | 1260352.1225 | 2608557.1625 | 1260356.3962
265 | 2608561.6728 | 1260352.1225 | 2608568.3842 | 1260345.7633
266 | 2608568.3842 | 1260345.7633 | 2608572.486 | 1260341.8767
267 | 2608600.4353 | 1260315.0053 | 2608594.9865 | 1260320.5568 | 2608572.486 | 1260341.8767
268 | 2608600.4353 | 1260315.0053 | 2608600.3664 | 1260310.5689 | 2608598.0366 | 1260306.2293
269 | 2608534.0047 | 1260337.4619 | 2608553.4568 | 1260316.8274

## bus_geodata
| x | y | coords
0 | 2608088.9227 | 1260484.8473
1 | 2608108.066 | 1260444.6145
2 | 2608085.221 | 1260492.6271
3 | 2608203.0069 | 1260454.8401
4 | 2608216.9468 | 1260460.057
5 | 2608434.5794 | 1260621.5604
6 | 2608432.1358 | 1260625.0734
7 | 2608442.31 | 1260610.4462
8 | 2608428.4565 | 1260630.3631
9 | 2608439.0519 | 1260607.7963
10 | 2608452.7494 | 1260618.9445
11 | 2608424.7775 | 1260635.6523
12 | 2608427.4653 | 1260598.3728
13 | 2608463.727 | 1260630.5235
14 | 2608416.6269 | 1260647.3702
15 | 2608424.7102 | 1260596.717
16 | 2608449.4662 | 1260648.1112
17 | 2608468.0886 | 1260635.1272
18 | 2608436.3839 | 1260664.2471
19 | 2608444.1402 | 1260654.6803
20 | 2608433.0123 | 1260668.4056
21 | 2608467.3639 | 1260659.7161
22 | 2608478.8426 | 1260646.478
23 | 2608379.7239 | 1260646.4601
24 | 2608374.9811 | 1260643.3068
25 | 2608501.7349 | 1260574.7416
26 | 2608493.2172 | 1260563.7757
27 | 2608388.1752 | 1260598.5829
28 | 2608387.3843 | 1260600.1669
29 | 2608396.8455 | 1260581.2177
30 | 2608389.1837 | 1260577.6066
31 | 2608407.4023 | 1260587.0898
32 | 2608364.781 | 1260566.1051
33 | 2608354.0429 | 1260561.0439
34 | 2608341.89 | 1260555.1966
35 | 2608359.2982 | 1260547.9978
36 | 2608339.2507 | 1260553.9267
37 | 2608360.4295 | 1260545.1894
38 | 2608322.7737 | 1260545.9989
39 | 2608362.6601 | 1260539.652
40 | 2608414.3878 | 1260650.5895
41 | 2608312.3239 | 1260540.971
42 | 2608312.7384 | 1260541.1704
43 | 2608307.7193 | 1260538.7555
44 | 2608313.8564 | 1260541.7083
45 | 2608302.7032 | 1260536.342
46 | 2608317.7576 | 1260543.5854
47 | 2608292.8304 | 1260531.5917
48 | 2608287.8377 | 1260529.1895
49 | 2608278.7513 | 1260524.8176
50 | 2608277.8509 | 1260524.3844
51 | 2608282.8451 | 1260526.7874
52 | 2608257.933 | 1260514.801
53 | 2608285.6705 | 1260528.1468
54 | 2608261.0507 | 1260501.3333
55 | 2608262.0614 | 1260496.9675
56 | 2608474.8947 | 1260545.604
57 | 2608486.8329 | 1260557.444
58 | 2608473.1321 | 1260543.856
59 | 2608488.1441 | 1260558.7443
60 | 2608455.6746 | 1260528.1944
61 | 2608450.7246 | 1260524.1524
62 | 2608445.4395 | 1260519.8367
63 | 2608533.4496 | 1260515.7567
64 | 2608522.9472 | 1260503.7552
65 | 2608428.1618 | 1260508.5593
66 | 2608427.0096 | 1260507.8412
67 | 2608425.469 | 1260506.8811
68 | 2608266.7899 | 1260476.5412
69 | 2608266.7654 | 1260476.647
70 | 2608276.5578 | 1260457.1655
71 | 2608266.0508 | 1260479.7341
72 | 2608300.848 | 1260466.5642
73 | 2608275.6933 | 1260445.9052
74 | 2608251.084 | 1260454.4617
75 | 2608262.9648 | 1260493.065
76 | 2608311.0613 | 1260470.516
77 | 2608276.4765 | 1260443.4597
78 | 2608233.6485 | 1260464.1553
79 | 2608240.5706 | 1260428.1516
80 | 2608332.3746 | 1260466.9499
81 | 2608280.9743 | 1260429.4147
82 | 2608222.4456 | 1260461.472
83 | 2608226.7232 | 1260478.5222
84 | 2608242.376 | 1260421.882
85 | 2608374.8298 | 1260484.6262
86 | 2608348.2942 | 1260473.578
87 | 2608384.8662 | 1260488.8049
88 | 2608390.9296 | 1260485.3555
89 | 2608405.0116 | 1260494.1317
90 | 2608390.4115 | 1260476.7045
91 | 2608371.5776 | 1260517.5146
92 | 2608370.4092 | 1260520.4151
93 | 2608345.0808 | 1260440.3604
94 | 2608345.8258 | 1260438.8013
95 | 2608405.845 | 1260494.6511
96 | 2608400.9877 | 1260458.4908
97 | 2608369.347 | 1260523.052
98 | 2608224.5239 | 1260485.9077
99 | 2608356.5255 | 1260416.4107
100 | 2608364.8893 | 1260534.1179
101 | 2608367.1177 | 1260528.5861
102 | 2608307.297 | 1260256.3142
103 | 2608307.7886 | 1260255.3097
104 | 2608301.5375 | 1260268.0833
105 | 2608307.8132 | 1260255.2594
106 | 2608317.9606 | 1260276.1431
107 | 2608313.786 | 1260246.9964
108 | 2608323.361 | 1260278.7934
109 | 2608316.6229 | 1260241.5619
110 | 2608319.0867 | 1260236.8422
111 | 2608329.1089 | 1260231.7305
112 | 2608333.4107 | 1260230.6149
113 | 2608339.9688 | 1260228.9142
114 | 2608345.9785 | 1260227.3558
115 | 2608354.4683 | 1260229.7274
116 | 2608359.6806 | 1260232.1357
117 | 2608360.0603 | 1260232.3112
118 | 2608365.9037 | 1260233.4721
119 | 2608376.8155 | 1260238.8243
120 | 2608363.4395 | 1260252.0181
121 | 2608360.9469 | 1260255.7032
122 | 2608416.154 | 1260232.2864
123 | 2608446.2501 | 1260244.1814
124 | 2608406.1865 | 1260252.5225
125 | 2608358.7088 | 1260259.0904
126 | 2608441.0543 | 1260254.0109
127 | 2608403.2905 | 1260258.402
128 | 2608357.7707 | 1260260.51
129 | 2608349.6373 | 1260272.8179
130 | 2608425.1841 | 1260284.0342
131 | 2608435.8242 | 1260289.5641
132 | 2608429.003 | 1260276.8096
133 | 2608397.6207 | 1260269.9129
134 | 2608400.3323 | 1260264.4077
135 | 2608347.5865 | 1260275.9213
136 | 2608347.1799 | 1260276.5365
137 | 2608343.2895 | 1260286.8098
138 | 2608329.7605 | 1260310.1067
139 | 2608360.0795 | 1260295.2453
140 | 2608318.6838 | 1260331.1165
141 | 2608338.9185 | 1260314.0354
142 | 2608365.8538 | 1260298.1464
143 | 2608311.2998 | 1260357.4685
144 | 2608328.3835 | 1260335.5083
145 | 2608343.6807 | 1260316.0784
146 | 2608371.7774 | 1260301.1225
147 | 2608438.0926 | 1260259.6139
148 | 2608456.2912 | 1260300.2003
149 | 2608432.0258 | 1260271.0909
150 | 2608435.0136 | 1260265.4387
151 | 2608471.7367 | 1260270.5144
152 | 2608468.9018 | 1260275.9629
153 | 2608520.7067 | 1260121.36
154 | 2608542.1089 | 1260129.4145
155 | 2608604.4603 | 1260173.482
156 | 2608469.1828 | 1260306.8897
157 | 2608459.9872 | 1260293.0966
158 | 2608424.5961 | 1260310.8109
159 | 2608424.534 | 1260310.9285
160 | 2608465.978 | 1260281.5824
161 | 2608463.0146 | 1260287.2781
162 | 2608529.4239 | 1260285.2832
163 | 2608547.6792 | 1260287.8889
164 | 2608521.1931 | 1260298.8214
165 | 2608497.8319 | 1260283.8125
166 | 2608494.941 | 1260289.4742
167 | 2608483.3921 | 1260314.2816
168 | 2608494.4642 | 1260323.3368
169 | 2608487.1726 | 1260307.0914
170 | 2608458.6514 | 1260327.2992
171 | 2608458.6181 | 1260327.3639
172 | 2608493.8444 | 1260292.1957
173 | 2608490.3364 | 1260301.074
174 | 2608563.0024 | 1260306.7014
175 | 2608509.3073 | 1260324.8479
176 | 2608507.623 | 1260321.142
177 | 2608517.7262 | 1260304.5239
178 | 2608483.3501 | 1260340.6042
179 | 2608483.0001 | 1260341.148
180 | 2608514.3245 | 1260310.1192
181 | 2608510.9925 | 1260315.5998
182 | 2608586.6055 | 1260284.9317
183 | 2608595.5821 | 1260301.6563
184 | 2608556.7309 | 1260313.3542
185 | 2608353.8624 | 1260320.4463
186 | 2608356.127 | 1260321.4179
187 | 2608302.2034 | 1260368.9303
188 | 2608321.2509 | 1260362.0373
189 | 2608333.1939 | 1260337.6863
190 | 2608343.244 | 1260342.2367
191 | 2608348.019 | 1260344.3987
192 | 2608289.1818 | 1260363.7167
193 | 2608295.3939 | 1260387.2474
194 | 2608331.5289 | 1260366.7561
195 | 2608336.0823 | 1260368.8466
196 | 2608359.3825 | 1260379.5442
197 | 2608369.6226 | 1260386.4141
198 | 2608274.6986 | 1260357.9179
199 | 2608292.6783 | 1260394.5522
200 | 2608364.4042 | 1260399.9235
201 | 2608381.8811 | 1260389.8701
202 | 2608362.9652 | 1260402.9349
203 | 2608399.8579 | 1260398.3399
204 | 2608283.9667 | 1260420.0708
205 | 2608286.3092 | 1260412.756
206 | 2608288.785 | 1260405.025
207 | 2608248.1993 | 1260402.2494
208 | 2608243.819 | 1260416.8707
209 | 2608234.7495 | 1260398.1121
210 | 2608263.4975 | 1260366.5669
211 | 2608265.3717 | 1260361.7854
212 | 2608261.8174 | 1260370.8533
213 | 2608377.5797 | 1260304.0377
214 | 2608385.4575 | 1260308.4699
215 | 2608391.7848 | 1260312.6159
216 | 2608392.9913 | 1260313.2464
217 | 2608398.4389 | 1260316.0933
218 | 2608415.5106 | 1260325.0149
219 | 2608424.1083 | 1260311.7339
220 | 2608420.1065 | 1260327.4243
221 | 2608424.1348 | 1260311.6839
222 | 2608432.6342 | 1260331.893
223 | 2608437.5161 | 1260334.6878
224 | 2608443.0416 | 1260337.8511
225 | 2608450.8886 | 1260342.3434
226 | 2608470.7289 | 1260353.7014
227 | 2608457.7996 | 1260328.9501
228 | 2608473.665 | 1260355.6513
229 | 2608460.9676 | 1260366.9706
230 | 2608457.847 | 1260328.8581
231 | 2608491.086 | 1260367.2395
232 | 2608498.9041 | 1260375.3364
233 | 2608516.2668 | 1260393.3184
234 | 2608477.4914 | 1260455.4378
235 | 2608470.1738 | 1260448.3365
236 | 2608489.0595 | 1260467.7342
237 | 2608466.6303 | 1260445.0178
238 | 2608494.7052 | 1260473.7352
239 | 2608450.9071 | 1260430.2918
240 | 2608495.2171 | 1260474.2794
241 | 2608445.9657 | 1260426.347
242 | 2608518.2269 | 1260498.7377
243 | 2608444.3824 | 1260425.083
244 | 2608428.7926 | 1260412.6375
245 | 2608528.722 | 1260406.8692
246 | 2608537.0369 | 1260415.9502
247 | 2608517.1884 | 1260394.2728
248 | 2608545.7111 | 1260425.4236
249 | 2608527.2438 | 1260384.745
250 | 2608567.4127 | 1260404.5773
251 | 2608529.3855 | 1260382.7157
252 | 2608573.0474 | 1260399.1646
253 | 2608538.8195 | 1260373.7767
254 | 2608421.5164 | 1260423.1374
255 | 2608426.7528 | 1260411.0113
256 | 2608410.0538 | 1260442.8776
257 | 2608433.0401 | 1260403.1198
258 | 2608436.7885 | 1260398.4151
259 | 2608443.4676 | 1260390.0319
260 | 2608535.5193 | 1260491.0884
261 | 2608403.2535 | 1260454.5888
262 | 2608552.7048 | 1260360.62
263 | 2608557.1625 | 1260356.3962
264 | 2608561.6728 | 1260352.1225
265 | 2608568.3842 | 1260345.7633
266 | 2608572.486 | 1260341.8767
267 | 2608600.4353 | 1260315.0053
268 | 2608598.0366 | 1260306.2293
269 | 2608553.4568 | 1260316.8274
270 | 2608534.0047 | 1260337.4619
271 | 2608426.7528 | 1260411.0113

## line_std_types
| c_nf_per_km | r_ohm_per_km | x_ohm_per_km | max_i_ka | type | q_mm2 | alpha | voltage_rating
NAYY 4x50 SE | 210 | 0.642 | 0.083 | 0.142 | cs | 50 | 0.00403 | LV
NAYY 4x120 SE | 264 | 0.225 | 0.08 | 0.242 | cs | 120 | 0.00403 | LV
NAYY 4x150 SE | 261 | 0.208 | 0.08 | 0.27 | cs | 150 | 0.00403 | LV
NA2XS2Y 1x95 RM/25 12/20 kV | 216 | 0.313 | 0.132 | 0.252 | cs | 95 | 0.00403 | MV
NA2XS2Y 1x185 RM/25 12/20 kV | 273 | 0.161 | 0.117 | 0.362 | cs | 185 | 0.00403 | MV
NA2XS2Y 1x240 RM/25 12/20 kV | 304 | 0.122 | 0.112 | 0.421 | cs | 240 | 0.00403 | MV
NA2XS2Y 1x95 RM/25 6/10 kV | 315 | 0.313 | 0.123 | 0.249 | cs | 95 | 0.00403 | MV
NA2XS2Y 1x185 RM/25 6/10 kV | 406 | 0.161 | 0.11 | 0.358 | cs | 185 | 0.00403 | MV
NA2XS2Y 1x240 RM/25 6/10 kV | 456 | 0.122 | 0.105 | 0.416 | cs | 240 | 0.00403 | MV
NA2XS2Y 1x150 RM/25 12/20 kV | 250 | 0.206 | 0.116 | 0.319 | cs | 150 | 0.00403 | MV
NA2XS2Y 1x120 RM/25 12/20 kV | 230 | 0.253 | 0.119 | 0.283 | cs | 120 | 0.00403 | MV
NA2XS2Y 1x70 RM/25 12/20 kV | 190 | 0.443 | 0.132 | 0.22 | cs | 70 | 0.00403 | MV
NA2XS2Y 1x150 RM/25 6/10 kV | 360 | 0.206 | 0.11 | 0.315 | cs | 150 | 0.00403 | MV
NA2XS2Y 1x120 RM/25 6/10 kV | 340 | 0.253 | 0.113 | 0.28 | cs | 120 | 0.00403 | MV
NA2XS2Y 1x70 RM/25 6/10 kV | 280 | 0.443 | 0.123 | 0.217 | cs | 70 | 0.00403 | MV
N2XS(FL)2Y 1x120 RM/35 64/110 kV | 112 | 0.153 | 0.166 | 0.366 | cs | 120 | 0.00393 | HV
N2XS(FL)2Y 1x185 RM/35 64/110 kV | 125 | 0.099 | 0.156 | 0.457 | cs | 185 | 0.00393 | HV
N2XS(FL)2Y 1x240 RM/35 64/110 kV | 135 | 0.075 | 0.149 | 0.526 | cs | 240 | 0.00393 | HV
N2XS(FL)2Y 1x300 RM/35 64/110 kV | 144 | 0.06 | 0.144 | 0.588 | cs | 300 | 0.00393 | HV
15-AL1/3-ST1A 0.4 | 11 | 1.8769 | 0.35 | 0.105 | ol | 16 | 0.00403 | LV
24-AL1/4-ST1A 0.4 | 11.25 | 1.2012 | 0.335 | 0.14 | ol | 24 | 0.00403 | LV
48-AL1/8-ST1A 0.4 | 12.2 | 0.5939 | 0.3 | 0.21 | ol | 48 | 0.00403 | LV
94-AL1/15-ST1A 0.4 | 13.2 | 0.306 | 0.29 | 0.35 | ol | 94 | 0.00403 | LV
34-AL1/6-ST1A 10.0 | 9.7 | 0.8342 | 0.36 | 0.17 | ol | 34 | 0.00403 | MV
48-AL1/8-ST1A 10.0 | 10.1 | 0.5939 | 0.35 | 0.21 | ol | 48 | 0.00403 | MV
70-AL1/11-ST1A 10.0 | 10.4 | 0.4132 | 0.339 | 0.29 | ol | 70 | 0.00403 | MV
94-AL1/15-ST1A 10.0 | 10.75 | 0.306 | 0.33 | 0.35 | ol | 94 | 0.00403 | MV
122-AL1/20-ST1A 10.0 | 11.1 | 0.2376 | 0.323 | 0.41 | ol | 122 | 0.00403 | MV
149-AL1/24-ST1A 10.0 | 11.25 | 0.194 | 0.315 | 0.47 | ol | 149 | 0.00403 | MV
34-AL1/6-ST1A 20.0 | 9.15 | 0.8342 | 0.382 | 0.17 | ol | 34 | 0.00403 | MV
48-AL1/8-ST1A 20.0 | 9.5 | 0.5939 | 0.372 | 0.21 | ol | 48 | 0.00403 | MV
70-AL1/11-ST1A 20.0 | 9.7 | 0.4132 | 0.36 | 0.29 | ol | 70 | 0.00403 | MV
94-AL1/15-ST1A 20.0 | 10 | 0.306 | 0.35 | 0.35 | ol | 94 | 0.00403 | MV
122-AL1/20-ST1A 20.0 | 10.3 | 0.2376 | 0.344 | 0.41 | ol | 122 | 0.00403 | MV
149-AL1/24-ST1A 20.0 | 10.5 | 0.194 | 0.337 | 0.47 | ol | 149 | 0.00403 | MV
184-AL1/30-ST1A 20.0 | 10.75 | 0.1571 | 0.33 | 0.535 | ol | 184 | 0.00403 | MV
243-AL1/39-ST1A 20.0 | 11 | 0.1188 | 0.32 | 0.645 | ol | 243 | 0.00403 | MV
48-AL1/8-ST1A 110.0 | 8 | 0.5939 | 0.46 | 0.21 | ol | 48 | 0.00403 | HV
70-AL1/11-ST1A 110.0 | 8.4 | 0.4132 | 0.45 | 0.29 | ol | 70 | 0.00403 | HV
94-AL1/15-ST1A 110.0 | 8.65 | 0.306 | 0.44 | 0.35 | ol | 94 | 0.00403 | HV
122-AL1/20-ST1A 110.0 | 8.5 | 0.2376 | 0.43 | 0.41 | ol | 122 | 0.00403 | HV
149-AL1/24-ST1A 110.0 | 8.75 | 0.194 | 0.41 | 0.47 | ol | 149 | 0.00403 | HV
184-AL1/30-ST1A 110.0 | 8.8 | 0.1571 | 0.4 | 0.535 | ol | 184 | 0.00403 | HV
243-AL1/39-ST1A 110.0 | 9 | 0.1188 | 0.39 | 0.645 | ol | 243 | 0.00403 | HV
305-AL1/39-ST1A 110.0 | 9.2 | 0.0949 | 0.38 | 0.74 | ol | 305 | 0.00403 | HV
490-AL1/64-ST1A 110.0 | 9.75 | 0.059 | 0.37 | 0.96 | ol | 490 | 0.00403 | HV
679-AL1/86-ST1A 110.0 | 9.95 | 0.042 | 0.36 | 1.15 | ol | 679 | 0.00403 | HV
490-AL1/64-ST1A 220.0 | 10 | 0.059 | 0.285 | 0.96 | ol | 490 | 0.00403 | HV
679-AL1/86-ST1A 220.0 | 11.7 | 0.042 | 0.275 | 1.15 | ol | 679 | 0.00403 | HV
490-AL1/64-ST1A 380.0 | 11 | 0.059 | 0.253 | 0.96 | ol | 490 | 0.00403 | HV
679-AL1/86-ST1A 380.0 | 14.6 | 0.042 | 0.25 | 1.15 | ol | 679 | 0.00403 | HV

## trafo_std_types
| i0_percent | pfe_kw | vkr_percent | sn_mva | vn_lv_kv | vn_hv_kv | vk_percent | shift_degree | vector_group | tap_side | tap_neutral | tap_min | tap_max | tap_step_degree | tap_step_percent | tap_phase_shifter
160 MVA 380/110 kV | 0.06 | 60 | 0.25 | 160 | 110 | 380 | 12.2 | 0 | Yy0 | hv | 0 | -9 | 9 | 0 | 1.5 | FALSE
100 MVA 220/110 kV | 0.06 | 55 | 0.26 | 100 | 110 | 220 | 12 | 0 | Yy0 | hv | 0 | -9 | 9 | 0 | 1.5 | FALSE
63 MVA 110/20 kV | 0.04 | 22 | 0.32 | 63 | 20 | 110 | 18 | 150 | YNd5 | hv | 0 | -9 | 9 | 0 | 1.5 | FALSE
40 MVA 110/20 kV | 0.05 | 18 | 0.34 | 40 | 20 | 110 | 16.2 | 150 | YNd5 | hv | 0 | -9 | 9 | 0 | 1.5 | FALSE
25 MVA 110/20 kV | 0.07 | 14 | 0.41 | 25 | 20 | 110 | 12 | 150 | YNd5 | hv | 0 | -9 | 9 | 0 | 1.5 | FALSE
63 MVA 110/10 kV | 0.04 | 22 | 0.32 | 63 | 10 | 110 | 18 | 150 | YNd5 | hv | 0 | -9 | 9 | 0 | 1.5 | FALSE
40 MVA 110/10 kV | 0.05 | 18 | 0.34 | 40 | 10 | 110 | 16.2 | 150 | YNd5 | hv | 0 | -9 | 9 | 0 | 1.5 | FALSE
25 MVA 110/10 kV | 0.07 | 14 | 0.41 | 25 | 10 | 110 | 12 | 150 | YNd5 | hv | 0 | -9 | 9 | 0 | 1.5 | FALSE
0.25 MVA 20/0.4 kV | 0.32 | 0.8 | 1.44 | 0.25 | 0.4 | 20 | 6 | 150 | Yzn5 | hv | 0 | -2 | 2 | 0 | 2.5 | FALSE
0.4 MVA 20/0.4 kV | 0.3375 | 1.35 | 1.425 | 0.4 | 0.4 | 20 | 6 | 150 | Dyn5 | hv | 0 | -2 | 2 | 0 | 2.5 | FALSE
0.63 MVA 20/0.4 kV | 0.2619 | 1.65 | 1.206 | 0.63 | 0.4 | 20 | 6 | 150 | Dyn5 | hv | 0 | -2 | 2 | 0 | 2.5 | FALSE
0.25 MVA 10/0.4 kV | 0.24 | 0.6 | 1.2 | 0.25 | 0.4 | 10 | 4 | 150 | Dyn5 | hv | 0 | -2 | 2 | 0 | 2.5 | FALSE
0.4 MVA 10/0.4 kV | 0.2375 | 0.95 | 1.325 | 0.4 | 0.4 | 10 | 4 | 150 | Dyn5 | hv | 0 | -2 | 2 | 0 | 2.5 | FALSE
0.63 MVA 10/0.4 kV | 0.1873 | 1.18 | 1.0794 | 0.63 | 0.4 | 10 | 4 | 150 | Dyn5 | hv | 0 | -2 | 2 | 0 | 2.5 | FALSE

## trafo3w_std_types
| sn_hv_mva | sn_mv_mva | sn_lv_mva | vn_hv_kv | vn_mv_kv | vn_lv_kv | vk_hv_percent | vk_mv_percent | vk_lv_percent | vkr_hv_percent | vkr_mv_percent | vkr_lv_percent | pfe_kw | i0_percent | shift_mv_degree | shift_lv_degree | vector_group | tap_side | tap_neutral | tap_min | tap_max | tap_step_percent
63/25/38 MVA 110/20/10 kV | 63 | 25 | 38 | 110 | 20 | 10 | 10.4 | 10.4 | 10.4 | 0.28 | 0.32 | 0.35 | 35 | 0.89 | 0 | 0 | YN0yn0yn0 | hv | 0 | -10 | 10 | 1.2
63/25/38 MVA 110/10/10 kV | 63 | 25 | 38 | 110 | 10 | 10 | 10.4 | 10.4 | 10.4 | 0.28 | 0.32 | 0.35 | 35 | 0.89 | 0 | 0 | YN0yn0yn0 | hv | 0 | -10 | 10 | 1.2

## fuse_std_types
| fuse_type | i_rated_a | t_avg | t_min | t_total | x_avg | x_min | x_total
HV 100A | HV 100A | 100 | 0 | [10.0, 3.64, 0.854, 0.281, 0.1, 0.0531, 0.022, 0.01] | [10.0, 4.267, 1.21, 0.403, 0.1, 0.058, 0.022, 0.01] | 0 | [300.0, 350.0, 450.0, 550.0, 700.0, 850.0, 1200.0, 1752.0] | [600.0, 700.0, 900.0, 1150.0, 1665.0, 2000.0, 3000.0, 4313.0]
HV 10A | HV 10A | 10 | 0 | [10.0, 1675.0, 0.344, 0.156, 0.1, 0.0417, 0.0171, 0.01] | [10.0, 1.3, 0.3, 0.155, 0.1, 0.0555, 0.023, 0.01] | 0 | [30.0, 32.0, 35.0, 37.0, 39.0, 50.0, 70.0, 88.0] | [60.0, 70.0, 80.0, 87.0, 94.0, 110.0, 150.0, 216.0]
HV 125A | HV 125A | 125 | 0 | [10.0, 1.82, 0.344, 0.1, 0.0467, 0.0269, 0.01] | [10.0, 2.478, 0.426, 0.1, 0.0427, 0.0211, 0.01] | 0 | [375.0, 500.0, 700.0, 925.0, 1200.0, 1500.0, 2341.0] | [750.0, 1000.0, 1500.0, 2200.0, 3000.0, 4000.0, 5765.0]
HV 160A | HV 160A | 160 | 0 | [10.0, 4.15, 1.03, 0.198, 0.1, 0.051, 0.0172, 0.01] | [10.0, 2.3, 0.734, 0.274, 0.1, 0.046, 0.0177, 0.01] | 0 | [480.0, 550.0, 700.0, 1000.0, 1260.0, 1600.0, 2500.0, 3227.0] | [960.0, 1300.0, 1700.0, 2200.0, 2996.0, 4000.0, 6000.0, 7946.0]
HV 16A | HV 16A | 16 | 0 | [10.0, 0.352, 0.164, 0.1, 0.0649, 0.0342, 0.01] | [10.0, 2.34, 0.722, 0.181, 0.1, 0.055, 0.0296, 0.01] | 0 | [48.0, 60.0, 65.0, 71.0, 80.0, 100.0, 162.0] | [96.0, 110.0, 125.0, 150.0, 168.0, 200.0, 250.0, 398.0]
HV 200A | HV 200A | 200 | 0 | [10.0, 4.267, 1.21, 0.403, 0.1, 0.058, 0.022, 0.01] | [10.0, 3.73, 1.654, 0.328, 0.1, 0.0531, 0.019, 0.01] | 0 | [600.0, 700.0, 900.0, 1150.0, 1665.0, 2000.0, 3000.0, 4313.0] | [1200.0, 1500.0, 1800.0, 2700.0, 3960.0, 5000.0, 7500.0, 10620.0]
HV 20A | HV 20A | 20 | 0 | [10.0, 1.3, 0.3, 0.155, 0.1, 0.0555, 0.023, 0.01] | [10.0, 1.3, 0.161, 0.1, 0.0611, 0.0399, 0.0141, 0.01] | 0 | [60.0, 70.0, 80.0, 87.0, 94.0, 110.0, 150.0, 216.0] | [120.0, 150.0, 200.0, 223.0, 260.0, 300.0, 450.0, 532.0]
HV 25A | HV 25A | 25 | 0 | [10.0, 2.512, 0.833, 0.299, 0.1, 0.0372, 0.0223, 0.01] | [10.0, 3.125, 0.597, 0.198, 0.1, 0.0378, 0.022, 0.01] | 0 | [75.0, 82.0, 90.0, 100.0, 124.0, 170.0, 200.0, 289.0] | [150.0, 170.0, 210.0, 250.0, 294.0, 400.0, 500.0, 711.0]
HV 31.5A | HV 31.5A | 31.5 | 0 | [10.0, 2.34, 0.722, 0.181, 0.1, 0.055, 0.0296, 0.01] | [10.0, 2.84, 0.368, 0.164, 0.1, 0.0621, 0.0378, 0.0195, 0.01] | 0 | [95.0, 110.0, 125.0, 150.0, 165.0, 200.0, 250.0, 390.0] | [189.0, 220.0, 300.0, 350.0, 393.0, 450.0, 530.0, 700.0, 960.0]
HV 40A | HV 40A | 40 | 0 | [10.0, 1.3, 0.161, 0.1, 0.0611, 0.0399, 0.0141, 0.01] | [10.0, 2.05, 0.369, 0.198, 0.1, 0.051, 0.0298, 0.01] | 0 | [120.0, 150.0, 200.0, 223.0, 260.0, 300.0, 450.0, 532.0] | [240.0, 300.0, 400.0, 450.0, 530.0, 650.0, 800.0, 1311.0]
HV 50A | HV 50A | 50 | 0 | [10.0, 3.215, 0.597, 0.198, 0.1, 0.0378, 0.022, 0.01] | [10.0, 3.64, 0.854, 0.281, 0.1, 0.0531, 0.022, 0.01] | 0 | [150.0, 170.0, 210.0, 250.0, 294.0, 400.0, 500.0, 711.0] | [300.0, 350.0, 450.0, 550.0, 700.0, 850.0, 1200.0, 1752.0]
HV 6.3A | HV 6.3A | 6.3 | 0 | [10.0, 1.39, 0.344, 0.168, 0.1, 0.056, 0.0263, 0.01] | [10.0, 1.711, 0.516, 0.198, 0.1, 0.0634, 0.0303, 0.01] | 0 | [19.0, 19.5, 20.4, 20.8, 22.0, 25.0, 32.0, 48.0] | [38.0, 40.0, 43.0, 48.0, 53.0, 60.0, 75.0, 118.0]
HV 63A | HV 63A | 63 | 0 | [10.0, 2.84, 0.368, 0.164, 0.1, 0.0621, 0.0378, 0.0195, 0.01] | [10.0, 1.82, 0.344, 0.1, 0.0467, 0.0269, 0.01] | 0 | [189.0, 220.0, 300.0, 350.0, 393.0, 450.0, 530.0, 700.0, 961.0] | [378.0, 500.0, 700.0, 934.0, 1200.0, 1500.0, 2366.0]
HV 80A | HV 80A | 80 | 0 | [10.0, 2.05, 0.369, 0.198, 0.1, 0.051, 0.0298, 0.01] | [10.0, 4.15, 1.03, 0.198, 0.1, 0.051, 0.0172, 0.01] | 0 | [240.0, 300.0, 400.0, 450.0, 530.0, 650.0, 800.0, 1311.0] | [480.0, 550.0, 700.0, 1000.0, 1260.0, 1600.0, 2500.0, 3227.0]
Siemens NH-1-100 | Siemens NH-1-100 | 100 | [5400.0, 2000.0, 400.0, 20.0, 1.0, 0.2, 0.012, 0.004] | 0 | 0 | [150.0, 190.0, 250.0, 430.0, 900.0, 1250.0, 2700.0, 3600.0] | 0 | 0
Siemens NH-1-125 | Siemens NH-1-125 | 125 | [4800.0, 120.0, 7.0, 0.1, 0.004] | 0 | 0 | [180.0, 400.0, 740.0, 2000.0, 4250.0] | 0 | 0
Siemens NH-1-16 | Siemens NH-1-16 | 16 | [4000.0, 400.0, 2.0, 0.1, 0.04, 0.01] | 0 | 0 | [26.0, 35.0, 75.0, 150.0, 200.0, 300.0] | 0 | 0
Siemens NH-1-160 | Siemens NH-1-160 | 160 | [4800.0, 120.0, 7.0, 0.1, 0.004] | 0 | 0 | [210.0, 500.0, 900.0, 2300.0, 5000.0] | 0 | 0
Siemens NH-1-25 | Siemens NH-1-25 | 25 | [4000.0, 1000.0, 10.0, 0.2, 0.02, 0.01] | 0 | 0 | [40.0, 50.0, 100.0, 210.0, 400.0, 500.0] | 0 | 0
Siemens NH-1-50 | Siemens NH-1-50 | 50 | [4000.0, 40.0, 4.0, 1.0, 0.02, 0.01] | 0 | 0 | [86.0, 200.0, 300.0, 400.0, 1000.0, 1280.0] | 0 | 0
Siemens NH-1-63 | Siemens NH-1-63 | 63 | [4000.0, 100.0, 10.0, 2.0, 0.04, 0.01] | 0 | 0 | [100.0, 200.0, 300.0, 400.0, 1000.0, 1500.0] | 0 | 0
Siemens NH-1-80 | Siemens NH-1-80 | 80 | [4800.0, 120.0, 7.0, 0.1, 0.01] | 0 | 0 | [150.58, 250.0, 450.0, 1150.0, 2470.0] | 0 | 0
Siemens NH-2-1000 | Siemens NH-2-1000 | 1000 | [4800.0, 120.0, 7.0, 0.1, 0.004] | 0 | 0 | [1900.0, 3500.0, 8400.0, 24000.0, 52000.0] | 0 | 0
Siemens NH-2-200 | Siemens NH-2-200 | 200 | [4800.0, 120.0, 7.0, 0.1, 0.004] | 0 | 0 | [280.0, 650.0, 1200.0, 3000.0, 7000.0] | 0 | 0
Siemens NH-2-224 | Siemens NH-2-224 | 224 | [4800.0, 120.0, 7.0, 0.2, 0.04, 0.004] | 0 | 0 | [400.0, 750.0, 1453.0, 3025.0, 4315.0, 7600.0] | 0 | 0
Siemens NH-2-250 | Siemens NH-2-250 | 250 | [4800.0, 120.0, 7.0, 0.1, 0.004] | 0 | 0 | [450.0, 800.0, 1650.0, 4000.0, 8500.0] | 0 | 0
Siemens NH-2-315 | Siemens NH-2-315 | 315 | [4800.0, 120.0, 7.0, 0.1, 0.004] | 0 | 0 | [550.0, 920.0, 1900.0, 5000.0, 11000.0] | 0 | 0
Siemens NH-2-355 | Siemens NH-2-355 | 355 | [4800.0, 120.0, 6.0, 0.1, 0.004] | 0 | 0 | [650.0, 1116.27, 2350.0, 5840.0, 12790.0] | 0 | 0
Siemens NH-2-400 | Siemens NH-2-400 | 400 | [4800.0, 120.0, 7.0, 0.1, 0.004] | 0 | 0 | [720.0, 1350.0, 2800.0, 6500.0, 15000.0] | 0 | 0
Siemens NH-2-425 | Siemens NH-2-425 | 425 | [4800.0, 120.0, 7.0, 0.1, 0.004] | 0 | 0 | [850.0, 1500.0, 3050.0, 7500.0, 16500.0] | 0 | 0
Siemens NH-2-630 | Siemens NH-2-630 | 630 | [4800.0, 120.0, 7.0, 0.1, 0.004] | 0 | 0 | [1200.0, 2000.0, 4800.0, 12000.0, 26000.0] | 0 | 0

## dtypes
| element | column | dtype
0 | bus | name | object
1 | bus | vn_kv | float64
2 | bus | type | object
3 | bus | zone | object
4 | bus | in_service | bool
5 | load | name | object
6 | load | bus | uint32
7 | load | p_mw | float64
8 | load | q_mvar | float64
9 | load | const_z_percent | float64
10 | load | const_i_percent | float64
11 | load | sn_mva | float64
12 | load | scaling | float64
13 | load | in_service | bool
14 | load | type | object
15 | ext_grid | name | object
16 | ext_grid | bus | uint32
17 | ext_grid | vm_pu | float64
18 | ext_grid | va_degree | float64
19 | ext_grid | slack_weight | float64
20 | ext_grid | in_service | bool
21 | line | name | object
22 | line | std_type | object
23 | line | from_bus | uint32
24 | line | to_bus | uint32
25 | line | length_km | float64
26 | line | r_ohm_per_km | float64
27 | line | x_ohm_per_km | float64
28 | line | c_nf_per_km | float64
29 | line | g_us_per_km | float64
30 | line | max_i_ka | float64
31 | line | df | float64
32 | line | parallel | uint32
33 | line | type | object
34 | line | in_service | bool
35 | trafo | name | object
36 | trafo | std_type | object
37 | trafo | hv_bus | uint32
38 | trafo | lv_bus | uint32
39 | trafo | sn_mva | float64
40 | trafo | vn_hv_kv | float64
41 | trafo | vn_lv_kv | float64
42 | trafo | vk_percent | float64
43 | trafo | vkr_percent | float64
44 | trafo | pfe_kw | float64
45 | trafo | i0_percent | float64
46 | trafo | shift_degree | float64
47 | trafo | tap_side | object
48 | trafo | tap_neutral | int32
49 | trafo | tap_min | int32
50 | trafo | tap_max | int32
51 | trafo | tap_step_percent | float64
52 | trafo | tap_step_degree | float64
53 | trafo | tap_pos | int32
54 | trafo | tap_phase_shifter | bool
55 | trafo | parallel | uint32
56 | trafo | df | float64
57 | trafo | in_service | bool
58 | line_geodata | coords | object
59 | bus_geodata | x | float64
60 | bus_geodata | y | float64
61 | bus_geodata | coords | object

## parameters
| version | format_version | converged | OPF_converged | name | f_hz | sn_mva
0 | 2.14.6 | 2.14.0 | FALSE | FALSE |  | 50 | 1