## bus
| name | vn_kv | type | zone | in_service
0 | bus_LV_293-31_0_4_node_0 | 0.4 | n |  | TRUE
1 | bus_LV_293-31_0_4_node_13 | 0.4 | n |  | TRUE
2 | bus_LV_293-31_0_4_node_14 | 0.4 | n |  | TRUE
3 | bus_LV_293-31_0_4_node_2 | 0.4 | n |  | TRUE
4 | bus_LV_293-31_0_4_node_3 | 0.4 | n |  | TRUE
5 | bus_LV_293-31_0_4_node_5 | 0.4 | n |  | TRUE
6 | bus_LV_293-31_0_4_node_6 | 0.4 | n |  | TRUE
7 | bus_LV_293-31_0_4_node_4 | 0.4 | n |  | TRUE
8 | bus_LV_293-31_0_4_node_7 | 0.4 | n |  | TRUE
9 | bus_LV_293-31_0_4_node_8 | 0.4 | n |  | TRUE
10 | bus_LV_293-31_0_4_node_12 | 0.4 | n |  | TRUE
11 | bus_LV_293-31_0_4_node_9 | 0.4 | n |  | TRUE
12 | bus_LV_293-31_0_4_node_16 | 0.4 | n |  | TRUE
13 | bus_LV_293-31_0_4_node_18 | 0.4 | n |  | TRUE
14 | bus_LV_293-31_0_4_node_24 | 0.4 | n |  | TRUE
15 | bus_LV_293-31_0_4_node_252 | 0.4 | n |  | TRUE
16 | bus_LV_293-31_0_4_node_251 | 0.4 | n |  | TRUE
17 | bus_LV_293-31_0_4_node_10 | 0.4 | n |  | TRUE
18 | bus_LV_293-31_0_4_node_17 | 0.4 | n |  | TRUE
19 | bus_LV_293-31_0_4_node_25 | 0.4 | n |  | TRUE
20 | bus_LV_293-31_0_4_node_22 | 0.4 | n |  | TRUE
21 | bus_LV_293-31_0_4_node_11 | 0.4 | n |  | TRUE
22 | bus_LV_293-31_0_4_node_244 | 0.4 | n |  | TRUE
23 | bus_LV_293-31_0_4_node_245 | 0.4 | n |  | TRUE
24 | bus_LV_293-31_0_4_node_246 | 0.4 | n |  | TRUE
25 | bus_LV_293-31_0_4_node_247 | 0.4 | n |  | TRUE
26 | bus_LV_293-31_0_4_node_253 | 0.4 | n |  | TRUE
27 | bus_LV_293-31_0_4_node_15 | 0.4 | n |  | TRUE
28 | bus_LV_293-31_0_4_node_96 | 0.4 | n |  | TRUE
29 | bus_LV_293-31_0_4_node_82 | 0.4 | n |  | TRUE
30 | bus_LV_293-31_0_4_node_94 | 0.4 | n |  | TRUE
31 | bus_LV_293-31_0_4_node_97 | 0.4 | n |  | TRUE
32 | bus_LV_293-31_0_4_node_29 | 0.4 | n |  | TRUE
33 | bus_LV_293-31_0_4_node_93 | 0.4 | n |  | TRUE
34 | bus_LV_293-31_0_4_node_19 | 0.4 | n |  | TRUE
35 | bus_LV_293-31_0_4_node_20 | 0.4 | n |  | TRUE
36 | bus_LV_293-31_0_4_node_21 | 0.4 | n |  | TRUE
37 | bus_LV_293-31_0_4_node_23 | 0.4 | n |  | TRUE
38 | bus_LV_293-31_0_4_node_46 | 0.4 | n |  | TRUE
39 | bus_LV_293-31_0_4_node_45 | 0.4 | n |  | TRUE
40 | bus_LV_293-31_0_4_node_27 | 0.4 | n |  | TRUE
41 | bus_LV_293-31_0_4_node_26 | 0.4 | n |  | TRUE
42 | bus_LV_293-31_0_4_node_28 | 0.4 | n |  | TRUE
43 | bus_LV_293-31_0_4_node_30 | 0.4 | n |  | TRUE
44 | bus_LV_293-31_0_4_node_31 | 0.4 | n |  | TRUE
45 | bus_LV_293-31_0_4_node_32 | 0.4 | n |  | TRUE
46 | bus_LV_293-31_0_4_node_33 | 0.4 | n |  | TRUE
47 | bus_LV_293-31_0_4_node_35 | 0.4 | n |  | TRUE
48 | bus_LV_293-31_0_4_node_36 | 0.4 | n |  | TRUE
49 | bus_LV_293-31_0_4_node_41 | 0.4 | n |  | TRUE
50 | bus_LV_293-31_0_4_node_91 | 0.4 | n |  | TRUE
51 | bus_LV_293-31_0_4_node_58 | 0.4 | n |  | TRUE
52 | bus_LV_293-31_0_4_node_37 | 0.4 | n |  | TRUE
53 | bus_LV_293-31_0_4_node_53 | 0.4 | n |  | TRUE
54 | bus_LV_293-31_0_4_node_67 | 0.4 | n |  | TRUE
55 | bus_LV_293-31_0_4_node_43 | 0.4 | n |  | TRUE
56 | bus_LV_293-31_0_4_node_39 | 0.4 | n |  | TRUE
57 | bus_LV_293-31_0_4_node_90 | 0.4 | n |  | TRUE
58 | bus_LV_293-31_0_4_node_54 | 0.4 | n |  | TRUE
59 | bus_LV_293-31_0_4_node_56 | 0.4 | n |  | TRUE
60 | bus_LV_293-31_0_4_node_52 | 0.4 | n |  | TRUE
61 | bus_LV_293-31_0_4_node_63 | 0.4 | n |  | TRUE
62 | bus_LV_293-31_0_4_node_38 | 0.4 | n |  | TRUE
63 | bus_LV_293-31_0_4_node_40 | 0.4 | n |  | TRUE
64 | bus_LV_293-31_0_4_node_42 | 0.4 | n |  | TRUE
65 | bus_LV_293-31_0_4_node_74 | 0.4 | n |  | TRUE
66 | bus_LV_293-31_0_4_node_71 | 0.4 | n |  | TRUE
67 | bus_LV_293-31_0_4_node_108 | 0.4 | n |  | TRUE
68 | bus_LV_293-31_0_4_node_107 | 0.4 | n |  | TRUE
69 | bus_LV_293-31_0_4_node_248 | 0.4 | n |  | TRUE
70 | bus_LV_293-31_0_4_node_249 | 0.4 | n |  | TRUE
71 | bus_LV_293-31_0_4_node_72 | 0.4 | n |  | TRUE
72 | bus_LV_293-31_0_4_node_220 | 0.4 | n |  | TRUE
73 | bus_LV_293-31_0_4_node_44 | 0.4 | n |  | TRUE
74 | bus_LV_293-31_0_4_node_47 | 0.4 | n |  | TRUE
75 | bus_LV_293-31_0_4_node_57 | 0.4 | n |  | TRUE
76 | bus_LV_293-31_0_4_node_55 | 0.4 | n |  | TRUE
77 | bus_LV_293-31_0_4_node_48 | 0.4 | n |  | TRUE
78 | bus_LV_293-31_0_4_node_49 | 0.4 | n |  | TRUE
79 | bus_LV_293-31_0_4_node_50 | 0.4 | n |  | TRUE
80 | bus_LV_293-31_0_4_node_51 | 0.4 | n |  | TRUE
81 | bus_LV_293-31_0_4_node_59 | 0.4 | n |  | TRUE
82 | bus_LV_293-31_0_4_node_95 | 0.4 | n |  | TRUE
83 | bus_LV_293-31_0_4_node_60 | 0.4 | n |  | TRUE
84 | bus_LV_293-31_0_4_node_61 | 0.4 | n |  | TRUE
85 | bus_LV_293-31_0_4_node_62 | 0.4 | n |  | TRUE
86 | bus_LV_293-31_0_4_node_64 | 0.4 | n |  | TRUE
87 | bus_LV_293-31_0_4_node_65 | 0.4 | n |  | TRUE
88 | bus_LV_293-31_0_4_node_70 | 0.4 | n |  | TRUE
89 | bus_LV_293-31_0_4_node_66 | 0.4 | n |  | TRUE
90 | bus_LV_293-31_0_4_node_68 | 0.4 | n |  | TRUE
91 | bus_LV_293-31_0_4_node_69 | 0.4 | n |  | TRUE
92 | bus_LV_293-31_0_4_node_223 | 0.4 | n |  | TRUE
93 | bus_LV_293-31_0_4_node_114 | 0.4 | n |  | TRUE
94 | bus_LV_293-31_0_4_node_224 | 0.4 | n |  | TRUE
95 | bus_LV_293-31_0_4_node_115 | 0.4 | n |  | TRUE
96 | bus_LV_293-31_0_4_node_73 | 0.4 | n |  | TRUE
97 | bus_LV_293-31_0_4_node_78 | 0.4 | n |  | TRUE
98 | bus_LV_293-31_0_4_node_75 | 0.4 | n |  | TRUE
99 | bus_LV_293-31_0_4_node_76 | 0.4 | n |  | TRUE
100 | bus_LV_293-31_0_4_node_250 | 0.4 | n |  | TRUE
101 | bus_LV_293-31_0_4_node_77 | 0.4 | n |  | TRUE
102 | bus_LV_293-31_0_4_node_79 | 0.4 | n |  | TRUE
103 | bus_LV_293-31_0_4_node_80 | 0.4 | n |  | TRUE
104 | bus_LV_293-31_0_4_node_81 | 0.4 | n |  | TRUE
105 | bus_LV_293-31_0_4_node_83 | 0.4 | n |  | TRUE
106 | bus_LV_293-31_0_4_node_84 | 0.4 | n |  | TRUE
107 | bus_LV_293-31_0_4_node_85 | 0.4 | n |  | TRUE
108 | bus_LV_293-31_0_4_node_86 | 0.4 | n |  | TRUE
109 | bus_LV_293-31_0_4_node_87 | 0.4 | n |  | TRUE
110 | bus_LV_293-31_0_4_node_88 | 0.4 | n |  | TRUE
111 | bus_LV_293-31_0_4_node_89 | 0.4 | n |  | TRUE
112 | bus_LV_293-31_0_4_node_99 | 0.4 | n |  | TRUE
113 | bus_LV_293-31_0_4_node_100 | 0.4 | n |  | TRUE
114 | bus_LV_293-31_0_4_node_104 | 0.4 | n |  | TRUE
115 | bus_LV_293-31_0_4_node_101 | 0.4 | n |  | TRUE
116 | bus_LV_293-31_0_4_node_92 | 0.4 | n |  | TRUE
117 | bus_LV_293-31_0_4_node_98 | 0.4 | n |  | TRUE
118 | bus_LV_293-31_0_4_node_102 | 0.4 | n |  | TRUE
119 | bus_LV_293-31_0_4_node_105 | 0.4 | n |  | TRUE
120 | bus_LV_293-31_0_4_node_103 | 0.4 | n |  | TRUE
121 | bus_LV_293-31_0_4_node_106 | 0.4 | n |  | TRUE
122 | bus_LV_293-31_0_4_node_218 | 0.4 | n |  | TRUE
123 | bus_LV_293-31_0_4_node_109 | 0.4 | n |  | TRUE
124 | bus_LV_293-31_0_4_node_110 | 0.4 | n |  | TRUE
125 | bus_LV_293-31_0_4_node_111 | 0.4 | n |  | TRUE
126 | bus_LV_293-31_0_4_node_112 | 0.4 | n |  | TRUE
127 | bus_LV_293-31_0_4_node_137 | 0.4 | n |  | TRUE
128 | bus_LV_293-31_0_4_node_113 | 0.4 | n |  | TRUE
129 | bus_LV_293-31_0_4_node_119 | 0.4 | n |  | TRUE
130 | bus_LV_293-31_0_4_node_117 | 0.4 | n |  | TRUE
131 | bus_LV_293-31_0_4_node_129 | 0.4 | n |  | TRUE
132 | bus_LV_293-31_0_4_node_136 | 0.4 | n |  | TRUE
133 | bus_LV_293-31_0_4_node_243 | 0.4 | n |  | TRUE
134 | bus_LV_293-31_0_4_node_118 | 0.4 | n |  | TRUE
135 | bus_LV_293-31_0_4_node_130 | 0.4 | n |  | TRUE
136 | bus_LV_293-31_0_4_node_128 | 0.4 | n |  | TRUE
137 | bus_LV_293-31_0_4_node_116 | 0.4 | n |  | TRUE
138 | bus_LV_293-31_0_4_node_227 | 0.4 | n |  | TRUE
139 | bus_LV_293-31_0_4_node_228 | 0.4 | n |  | TRUE
140 | bus_LV_293-31_0_4_node_226 | 0.4 | n |  | TRUE
141 | bus_LV_293-31_0_4_node_121 | 0.4 | n |  | TRUE
142 | bus_LV_293-31_0_4_node_120 | 0.4 | n |  | TRUE
143 | bus_LV_293-31_0_4_node_135 | 0.4 | n |  | TRUE
144 | bus_LV_293-31_0_4_node_134 | 0.4 | n |  | TRUE
145 | bus_LV_293-31_0_4_node_122 | 0.4 | n |  | TRUE
146 | bus_LV_293-31_0_4_node_123 | 0.4 | n |  | TRUE
147 | bus_LV_293-31_0_4_node_124 | 0.4 | n |  | TRUE
148 | bus_LV_293-31_0_4_node_125 | 0.4 | n |  | TRUE
149 | bus_LV_293-31_0_4_node_126 | 0.4 | n |  | TRUE
150 | bus_LV_293-31_0_4_node_151 | 0.4 | n |  | TRUE
151 | bus_LV_293-31_0_4_node_127 | 0.4 | n |  | TRUE
152 | bus_LV_293-31_0_4_node_146 | 0.4 | n |  | TRUE
153 | bus_LV_293-31_0_4_node_147 | 0.4 | n |  | TRUE
154 | bus_LV_293-31_0_4_node_159 | 0.4 | n |  | TRUE
155 | bus_LV_293-31_0_4_node_150 | 0.4 | n |  | TRUE
156 | bus_LV_293-31_0_4_node_131 | 0.4 | n |  | TRUE
157 | bus_LV_293-31_0_4_node_132 | 0.4 | n |  | TRUE
158 | bus_LV_293-31_0_4_node_133 | 0.4 | n |  | TRUE
159 | bus_LV_293-31_0_4_node_138 | 0.4 | n |  | TRUE
160 | bus_LV_293-31_0_4_node_139 | 0.4 | n |  | TRUE
161 | bus_LV_293-31_0_4_node_140 | 0.4 | n |  | TRUE
162 | bus_LV_293-31_0_4_node_222 | 0.4 | n |  | TRUE
163 | bus_LV_293-31_0_4_node_204 | 0.4 | n |  | TRUE
164 | bus_LV_293-31_0_4_node_221 | 0.4 | n |  | TRUE
165 | bus_LV_293-31_0_4_node_202 | 0.4 | n |  | TRUE
166 | bus_LV_293-31_0_4_node_141 | 0.4 | n |  | TRUE
167 | bus_LV_293-31_0_4_node_142 | 0.4 | n |  | TRUE
168 | bus_LV_293-31_0_4_node_143 | 0.4 | n |  | TRUE
169 | bus_LV_293-31_0_4_node_144 | 0.4 | n |  | TRUE
170 | bus_LV_293-31_0_4_node_145 | 0.4 | n |  | TRUE
171 | bus_LV_293-31_0_4_node_148 | 0.4 | n |  | TRUE
172 | bus_LV_293-31_0_4_node_149 | 0.4 | n |  | TRUE
173 | bus_LV_293-31_0_4_node_157 | 0.4 | n |  | TRUE
174 | bus_LV_293-31_0_4_node_152 | 0.4 | n |  | TRUE
175 | bus_LV_293-31_0_4_node_162 | 0.4 | n |  | TRUE
176 | bus_LV_293-31_0_4_node_163 | 0.4 | n |  | TRUE
177 | bus_LV_293-31_0_4_node_160 | 0.4 | n |  | TRUE
178 | bus_LV_293-31_0_4_node_153 | 0.4 | n |  | TRUE
179 | bus_LV_293-31_0_4_node_154 | 0.4 | n |  | TRUE
180 | bus_LV_293-31_0_4_node_155 | 0.4 | n |  | TRUE
181 | bus_LV_293-31_0_4_node_156 | 0.4 | n |  | TRUE
182 | bus_LV_293-31_0_4_node_239 | 0.4 | n |  | TRUE
183 | bus_LV_293-31_0_4_node_241 | 0.4 | n |  | TRUE
184 | bus_LV_293-31_0_4_node_240 | 0.4 | n |  | TRUE
185 | bus_LV_293-31_0_4_node_230 | 0.4 | n |  | TRUE
186 | bus_LV_293-31_0_4_node_235 | 0.4 | n |  | TRUE
187 | bus_LV_293-31_0_4_node_242 | 0.4 | n |  | TRUE
188 | bus_LV_293-31_0_4_node_161 | 0.4 | n |  | TRUE
189 | bus_LV_293-31_0_4_node_166 | 0.4 | n |  | TRUE
190 | bus_LV_293-31_0_4_node_165 | 0.4 | n |  | TRUE
191 | bus_LV_293-31_0_4_node_164 | 0.4 | n |  | TRUE
192 | bus_LV_293-31_0_4_node_167 | 0.4 | n |  | TRUE
193 | bus_LV_293-31_0_4_node_168 | 0.4 | n |  | TRUE
194 | bus_LV_293-31_0_4_node_169 | 0.4 | n |  | TRUE
195 | bus_LV_293-31_0_4_node_194 | 0.4 | n |  | TRUE
196 | bus_LV_293-31_0_4_node_192 | 0.4 | n |  | TRUE
197 | bus_LV_293-31_0_4_node_170 | 0.4 | n |  | TRUE
198 | bus_LV_293-31_0_4_node_171 | 0.4 | n |  | TRUE
199 | bus_LV_293-31_0_4_node_187 | 0.4 | n |  | TRUE
200 | bus_LV_293-31_0_4_node_188 | 0.4 | n |  | TRUE
201 | bus_LV_293-31_0_4_node_185 | 0.4 | n |  | TRUE
202 | bus_LV_293-31_0_4_node_184 | 0.4 | n |  | TRUE
203 | bus_LV_293-31_0_4_node_172 | 0.4 | n |  | TRUE
204 | bus_LV_293-31_0_4_node_173 | 0.4 | n |  | TRUE
205 | bus_LV_293-31_0_4_node_174 | 0.4 | n |  | TRUE
206 | bus_LV_293-31_0_4_node_175 | 0.4 | n |  | TRUE
207 | bus_LV_293-31_0_4_node_176 | 0.4 | n |  | TRUE
208 | bus_LV_293-31_0_4_node_177 | 0.4 | n |  | TRUE
209 | bus_LV_293-31_0_4_node_178 | 0.4 | n |  | TRUE
210 | bus_LV_293-31_0_4_node_179 | 0.4 | n |  | TRUE
211 | bus_LV_293-31_0_4_node_183 | 0.4 | n |  | TRUE
212 | bus_LV_293-31_0_4_node_186 | 0.4 | n |  | TRUE
213 | bus_LV_293-31_0_4_node_181 | 0.4 | n |  | TRUE
214 | bus_LV_293-31_0_4_node_180 | 0.4 | n |  | TRUE
215 | bus_LV_293-31_0_4_node_182 | 0.4 | n |  | TRUE
216 | bus_LV_293-31_0_4_node_189 | 0.4 | n |  | TRUE
217 | bus_LV_293-31_0_4_node_190 | 0.4 | n |  | TRUE
218 | bus_LV_293-31_0_4_node_191 | 0.4 | n |  | TRUE
219 | bus_LV_293-31_0_4_node_197 | 0.4 | n |  | TRUE
220 | bus_LV_293-31_0_4_node_196 | 0.4 | n |  | TRUE
221 | bus_LV_293-31_0_4_node_198 | 0.4 | n |  | TRUE
222 | bus_LV_293-31_0_4_node_195 | 0.4 | n |  | TRUE
223 | bus_LV_293-31_0_4_node_193 | 0.4 | n |  | TRUE
224 | bus_LV_293-31_0_4_node_199 | 0.4 | n |  | TRUE
225 | bus_LV_293-31_0_4_node_203 | 0.4 | n |  | TRUE
226 | bus_LV_293-31_0_4_node_201 | 0.4 | n |  | TRUE
227 | bus_LV_293-31_0_4_node_200 | 0.4 | n |  | TRUE
228 | bus_LV_293-31_0_4_node_205 | 0.4 | n |  | TRUE
229 | bus_LV_293-31_0_4_node_206 | 0.4 | n |  | TRUE
230 | bus_LV_293-31_0_4_node_207 | 0.4 | n |  | TRUE
231 | bus_LV_293-31_0_4_node_208 | 0.4 | n |  | TRUE
232 | bus_LV_293-31_0_4_node_209 | 0.4 | n |  | TRUE
233 | bus_LV_293-31_0_4_node_214 | 0.4 | n |  | TRUE
234 | bus_LV_293-31_0_4_node_211 | 0.4 | n |  | TRUE
235 | bus_LV_293-31_0_4_node_210 | 0.4 | n |  | TRUE
236 | bus_LV_293-31_0_4_node_215 | 0.4 | n |  | TRUE
237 | bus_LV_293-31_0_4_node_212 | 0.4 | n |  | TRUE
238 | bus_LV_293-31_0_4_node_213 | 0.4 | n |  | TRUE
239 | bus_LV_293-31_0_4_node_219 | 0.4 | n |  | TRUE
240 | bus_LV_293-31_0_4_node_217 | 0.4 | n |  | TRUE
241 | bus_LV_293-31_0_4_node_216 | 0.4 | n |  | TRUE
242 | bus_LV_293-31_0_4_node_225 | 0.4 | n |  | TRUE
243 | bus_LV_293-31_0_4_node_229 | 0.4 | n |  | TRUE
244 | bus_LV_293-31_0_4_node_231 | 0.4 | n |  | TRUE
245 | bus_LV_293-31_0_4_node_232 | 0.4 | n |  | TRUE
246 | bus_LV_293-31_0_4_node_234 | 0.4 | n |  | TRUE
247 | bus_LV_293-31_0_4_node_236 | 0.4 | n |  | TRUE
248 | bus_LV_293-31_0_4_node_238 | 0.4 | n |  | TRUE
249 | bus_LV_293-31_0_4_node_237 | 0.4 | n |  | TRUE
250 | bus_LV_293-31_0_4_node_254 | 0.4 | n |  | TRUE
251 | bus_MV_222_0_node_117 | 20 | n |  | TRUE

## load
| name | bus | p_mw | q_mvar | const_z_percent | const_i_percent | sn_mva | scaling | in_service | type
0 | LV_293-31_0_4_load_0 | 0 | 0.00082213 | 0.00020605 | 0 | 0 |  | 1 | TRUE | wye
1 | LV_293-31_0_4_load_13 | 1 | 0.013235 | 0.0033169 | 0 | 0 |  | 1 | TRUE | wye
2 | LV_293-31_0_4_load_14 | 2 | 0.0071429 | 0.0017902 | 0 | 0 |  | 1 | TRUE | wye
3 | LV_293-31_0_4_load_2 | 3 | 0.010424 | 0.0026124 | 0 | 0 |  | 1 | TRUE | wye
4 | LV_293-31_0_4_load_7 | 8 | 0.0050376 | 0.0012626 | 0 | 0 |  | 1 | TRUE | wye
5 | LV_293-31_0_4_load_8 | 9 | 0.0035559 | 0.00089119 | 0 | 0 |  | 1 | TRUE | wye
6 | LV_293-31_0_4_load_9 | 11 | 0.019232 | 0.0048199 | 0 | 0 |  | 1 | TRUE | wye
7 | LV_293-31_0_4_load_16 | 12 | 0.0072125 | 0.0018076 | 0 | 0 |  | 1 | TRUE | wye
8 | LV_293-31_0_4_load_251 | 16 | 0.011542 | 0.0028928 | 0 | 0 |  | 1 | TRUE | wye
9 | LV_293-31_0_4_load_17 | 18 | 0.0017498 | 0.00043854 | 0 | 0 |  | 1 | TRUE | wye
10 | LV_293-31_0_4_load_25 | 19 | 0.0046234 | 0.0011587 | 0 | 0 |  | 1 | TRUE | wye
11 | LV_293-31_0_4_load_22 | 20 | 0.007001 | 0.0017546 | 0 | 0 |  | 1 | TRUE | wye
12 | LV_293-31_0_4_load_245 | 23 | 0.0018601 | 0.00046619 | 0 | 0 |  | 1 | TRUE | wye
13 | LV_293-31_0_4_load_246 | 24 | 0.0017721 | 0.00044412 | 0 | 0 |  | 1 | TRUE | wye
14 | LV_293-31_0_4_load_253 | 26 | 0.0017364 | 0.00043517 | 0 | 0 |  | 1 | TRUE | wye
15 | LV_293-31_0_4_load_96 | 28 | 0.0016013 | 0.00040131 | 0 | 0 |  | 1 | TRUE | wye
16 | LV_293-31_0_4_load_82 | 29 | 0.0032638 | 0.00081798 | 0 | 0 |  | 1 | TRUE | wye
17 | LV_293-31_0_4_load_94 | 30 | 0.001884 | 0.00047217 | 0 | 0 |  | 1 | TRUE | wye
18 | LV_293-31_0_4_load_97 | 31 | 0.0011612 | 0.00029102 | 0 | 0 |  | 1 | TRUE | wye
19 | LV_293-31_0_4_load_29 | 32 | 0.0015799 | 0.00039597 | 0 | 0 |  | 1 | TRUE | wye
20 | LV_293-31_0_4_load_19 | 34 | 0.0039854 | 0.00099885 | 0 | 0 |  | 1 | TRUE | wye
21 | LV_293-31_0_4_load_21 | 36 | 0.0038132 | 0.00095568 | 0 | 0 |  | 1 | TRUE | wye
22 | LV_293-31_0_4_load_23 | 37 | 0.0026928 | 0.00067487 | 0 | 0 |  | 1 | TRUE | wye
23 | LV_293-31_0_4_load_46 | 38 | 0.0012584 | 0.00031537 | 0 | 0 |  | 1 | TRUE | wye
24 | LV_293-31_0_4_load_27 | 40 | 0.0031803 | 0.00079707 | 0 | 0 |  | 1 | TRUE | wye
25 | LV_293-31_0_4_load_26 | 41 | 0.0019015 | 0.00047655 | 0 | 0 |  | 1 | TRUE | wye
26 | LV_293-31_0_4_load_28 | 42 | 0.005736 | 0.0014376 | 0 | 0 |  | 1 | TRUE | wye
27 | LV_293-31_0_4_load_30 | 43 | 0.0098805 | 0.0024763 | 0 | 0 |  | 1 | TRUE | wye
28 | LV_293-31_0_4_load_33 | 46 | 0.011533 | 0.0028904 | 0 | 0 |  | 1 | TRUE | wye
29 | LV_293-31_0_4_load_36 | 48 | 0.0019044 | 0.0004773 | 0 | 0 |  | 1 | TRUE | wye
30 | LV_293-31_0_4_load_91 | 50 | 0.0090623 | 0.0022712 | 0 | 0 |  | 1 | TRUE | wye
31 | LV_293-31_0_4_load_67 | 54 | 0.0014961 | 0.00037495 | 0 | 0 |  | 1 | TRUE | wye
32 | LV_293-31_0_4_load_39 | 56 | 0.011255 | 0.0028209 | 0 | 0 |  | 1 | TRUE | wye
33 | LV_293-31_0_4_load_90 | 57 | 0.0079442 | 0.001991 | 0 | 0 |  | 1 | TRUE | wye
34 | LV_293-31_0_4_load_54 | 58 | 0.0010029 | 0.00025136 | 0 | 0 |  | 1 | TRUE | wye
35 | LV_293-31_0_4_load_56 | 59 | 0.0027727 | 0.00069491 | 0 | 0 |  | 1 | TRUE | wye
36 | LV_293-31_0_4_load_52 | 60 | 0.0017224 | 0.00043167 | 0 | 0 |  | 1 | TRUE | wye
37 | LV_293-31_0_4_load_38 | 62 | 0.013599 | 0.0034082 | 0 | 0 |  | 1 | TRUE | wye
38 | LV_293-31_0_4_load_71 | 66 | 0.0013916 | 0.00034878 | 0 | 0 |  | 1 | TRUE | wye
39 | LV_293-31_0_4_load_108 | 67 | 0.0056146 | 0.0014071 | 0 | 0 |  | 1 | TRUE | wye
40 | LV_293-31_0_4_load_107 | 68 | 0.018091 | 0.004534 | 0 | 0 |  | 1 | TRUE | wye
41 | LV_293-31_0_4_load_248 | 69 | 0.0011594 | 0.00029058 | 0 | 0 |  | 1 | TRUE | wye
42 | LV_293-31_0_4_load_44 | 73 | 0.0033388 | 0.00083679 | 0 | 0 |  | 1 | TRUE | wye
43 | LV_293-31_0_4_load_47 | 74 | 0.0028106 | 0.00070441 | 0 | 0 |  | 1 | TRUE | wye
44 | LV_293-31_0_4_load_55 | 76 | 0.00087735 | 0.00021989 | 0 | 0 |  | 1 | TRUE | wye
45 | LV_293-31_0_4_load_48 | 77 | 0.0015045 | 0.00037706 | 0 | 0 |  | 1 | TRUE | wye
46 | LV_293-31_0_4_load_49 | 78 | 0.0011383 | 0.00028528 | 0 | 0 |  | 1 | TRUE | wye
47 | LV_293-31_0_4_load_50 | 79 | 0.0013711 | 0.00034363 | 0 | 0 |  | 1 | TRUE | wye
48 | LV_293-31_0_4_load_51 | 80 | 0.0024139 | 0.00060498 | 0 | 0 |  | 1 | TRUE | wye
49 | LV_293-31_0_4_load_59 | 81 | 0.0070388 | 0.0017641 | 0 | 0 |  | 1 | TRUE | wye
50 | LV_293-31_0_4_load_95 | 82 | 0.0015986 | 0.00040065 | 0 | 0 |  | 1 | TRUE | wye
51 | LV_293-31_0_4_load_60 | 83 | 0.00056804 | 0.00014236 | 0 | 0 |  | 1 | TRUE | wye
52 | LV_293-31_0_4_load_61 | 84 | 0.0013869 | 0.0003476 | 0 | 0 |  | 1 | TRUE | wye
53 | LV_293-31_0_4_load_62 | 85 | 0.00059805 | 0.00014988 | 0 | 0 |  | 1 | TRUE | wye
54 | LV_293-31_0_4_load_64 | 86 | 0.0014421 | 0.00036141 | 0 | 0 |  | 1 | TRUE | wye
55 | LV_293-31_0_4_load_65 | 87 | 0.0008089 | 0.00020273 | 0 | 0 |  | 1 | TRUE | wye
56 | LV_293-31_0_4_load_70 | 88 | 0.00073782 | 0.00018492 | 0 | 0 |  | 1 | TRUE | wye
57 | LV_293-31_0_4_load_223 | 92 | 0.00082662 | 0.00020717 | 0 | 0 |  | 1 | TRUE | wye
58 | LV_293-31_0_4_load_114 | 93 | 0.00083503 | 0.00020928 | 0 | 0 |  | 1 | TRUE | wye
59 | LV_293-31_0_4_load_224 | 94 | 0.0011845 | 0.00029686 | 0 | 0 |  | 1 | TRUE | wye
60 | LV_293-31_0_4_load_78 | 97 | 0.001257 | 0.00031505 | 0 | 0 |  | 1 | TRUE | wye
61 | LV_293-31_0_4_load_75 | 98 | 0.0060275 | 0.0015106 | 0 | 0 |  | 1 | TRUE | wye
62 | LV_293-31_0_4_load_76 | 99 | 0.0044952 | 0.0011266 | 0 | 0 |  | 1 | TRUE | wye
63 | LV_293-31_0_4_load_250 | 100 | 0.0069005 | 0.0017294 | 0 | 0 |  | 1 | TRUE | wye
64 | LV_293-31_0_4_load_77 | 101 | 0.0034875 | 0.00087404 | 0 | 0 |  | 1 | TRUE | wye
65 | LV_293-31_0_4_load_79 | 102 | 0.0059185 | 0.0014833 | 0 | 0 |  | 1 | TRUE | wye
66 | LV_293-31_0_4_load_80 | 103 | 0.0051343 | 0.0012868 | 0 | 0 |  | 1 | TRUE | wye
67 | LV_293-31_0_4_load_81 | 104 | 0.0072496 | 0.0018169 | 0 | 0 |  | 1 | TRUE | wye
68 | LV_293-31_0_4_load_83 | 105 | 0.0012502 | 0.00031334 | 0 | 0 |  | 1 | TRUE | wye
69 | LV_293-31_0_4_load_84 | 106 | 0.0033978 | 0.00085157 | 0 | 0 |  | 1 | TRUE | wye
70 | LV_293-31_0_4_load_86 | 108 | 0.0016145 | 0.00040464 | 0 | 0 |  | 1 | TRUE | wye
71 | LV_293-31_0_4_load_88 | 110 | 0.0011889 | 0.00029795 | 0 | 0 |  | 1 | TRUE | wye
72 | LV_293-31_0_4_load_89 | 111 | 0.0029929 | 0.00075009 | 0 | 0 |  | 1 | TRUE | wye
73 | LV_293-31_0_4_load_99 | 112 | 0.00188 | 0.00047116 | 0 | 0 |  | 1 | TRUE | wye
74 | LV_293-31_0_4_load_100 | 113 | 0.0011487 | 0.00028789 | 0 | 0 |  | 1 | TRUE | wye
75 | LV_293-31_0_4_load_104 | 114 | 0.001332 | 0.00033384 | 0 | 0 |  | 1 | TRUE | wye
76 | LV_293-31_0_4_load_101 | 115 | 0.00095335 | 0.00023893 | 0 | 0 |  | 1 | TRUE | wye
77 | LV_293-31_0_4_load_92 | 116 | 0.0029646 | 0.00074299 | 0 | 0 |  | 1 | TRUE | wye
78 | LV_293-31_0_4_load_98 | 117 | 0.0020214 | 0.0005066 | 0 | 0 |  | 1 | TRUE | wye
79 | LV_293-31_0_4_load_102 | 118 | 0.0045834 | 0.0011487 | 0 | 0 |  | 1 | TRUE | wye
80 | LV_293-31_0_4_load_105 | 119 | 0.0010646 | 0.00026682 | 0 | 0 |  | 1 | TRUE | wye
81 | LV_293-31_0_4_load_103 | 120 | 0.0038821 | 0.00097293 | 0 | 0 |  | 1 | TRUE | wye
82 | LV_293-31_0_4_load_106 | 121 | 0.00059435 | 0.00014896 | 0 | 0 |  | 1 | TRUE | wye
83 | LV_293-31_0_4_load_218 | 122 | 0.0018275 | 0.00045802 | 0 | 0 |  | 1 | TRUE | wye
84 | LV_293-31_0_4_load_110 | 124 | 0.00010247 | 2.5681e-05 | 0 | 0 |  | 1 | TRUE | wye
85 | LV_293-31_0_4_load_111 | 125 | 0.0001043 | 2.6141e-05 | 0 | 0 |  | 1 | TRUE | wye
86 | LV_293-31_0_4_load_137 | 127 | 0.00016012 | 4.013e-05 | 0 | 0 |  | 1 | TRUE | wye
87 | LV_293-31_0_4_load_117 | 130 | 4.9431e-05 | 1.2389e-05 | 0 | 0 |  | 1 | TRUE | wye
88 | LV_293-31_0_4_load_136 | 132 | 0.00015974 | 4.0035e-05 | 0 | 0 |  | 1 | TRUE | wye
89 | LV_293-31_0_4_load_243 | 133 | 0.0016165 | 0.00040514 | 0 | 0 |  | 1 | TRUE | wye
90 | LV_293-31_0_4_load_130 | 135 | 0.00014481 | 3.6292e-05 | 0 | 0 |  | 1 | TRUE | wye
91 | LV_293-31_0_4_load_128 | 136 | 0.00010412 | 2.6095e-05 | 0 | 0 |  | 1 | TRUE | wye
92 | LV_293-31_0_4_load_228 | 139 | 0.00023989 | 6.0121e-05 | 0 | 0 |  | 1 | TRUE | wye
93 | LV_293-31_0_4_load_226 | 140 | 0.00033902 | 8.4966e-05 | 0 | 0 |  | 1 | TRUE | wye
94 | LV_293-31_0_4_load_121 | 141 | 0.0041482 | 0.0010396 | 0 | 0 |  | 1 | TRUE | wye
95 | LV_293-31_0_4_load_120 | 142 | 0.00017222 | 4.3163e-05 | 0 | 0 |  | 1 | TRUE | wye
96 | LV_293-31_0_4_load_135 | 143 | 0.00019668 | 4.9292e-05 | 0 | 0 |  | 1 | TRUE | wye
97 | LV_293-31_0_4_load_134 | 144 | 0.00036002 | 9.0231e-05 | 0 | 0 |  | 1 | TRUE | wye
98 | LV_293-31_0_4_load_122 | 145 | 0.00015171 | 3.8022e-05 | 0 | 0 |  | 1 | TRUE | wye
99 | LV_293-31_0_4_load_123 | 146 | 0.00031229 | 7.8268e-05 | 0 | 0 |  | 1 | TRUE | wye
100 | LV_293-31_0_4_load_125 | 148 | 3.3214e-05 | 8.3243e-06 | 0 | 0 |  | 1 | TRUE | wye
101 | LV_293-31_0_4_load_126 | 149 | 0.00013885 | 3.4799e-05 | 0 | 0 |  | 1 | TRUE | wye
102 | LV_293-31_0_4_load_127 | 151 | 7.9569e-05 | 1.9942e-05 | 0 | 0 |  | 1 | TRUE | wye
103 | LV_293-31_0_4_load_146 | 152 | 0.00013184 | 3.3041e-05 | 0 | 0 |  | 1 | TRUE | wye
104 | LV_293-31_0_4_load_159 | 154 | 5.5496e-05 | 1.3909e-05 | 0 | 0 |  | 1 | TRUE | wye
105 | LV_293-31_0_4_load_150 | 155 | 5.0504e-05 | 1.2657e-05 | 0 | 0 |  | 1 | TRUE | wye
106 | LV_293-31_0_4_load_131 | 156 | 0.00016753 | 4.1988e-05 | 0 | 0 |  | 1 | TRUE | wye
107 | LV_293-31_0_4_load_132 | 157 | 5.0235e-05 | 1.259e-05 | 0 | 0 |  | 1 | TRUE | wye
108 | LV_293-31_0_4_load_133 | 158 | 5.5579e-05 | 1.3929e-05 | 0 | 0 |  | 1 | TRUE | wye
109 | LV_293-31_0_4_load_139 | 160 | 0.00036426 | 9.1292e-05 | 0 | 0 |  | 1 | TRUE | wye
110 | LV_293-31_0_4_load_222 | 162 | 0.00069239 | 0.00017353 | 0 | 0 |  | 1 | TRUE | wye
111 | LV_293-31_0_4_load_204 | 163 | 0.00017429 | 4.3682e-05 | 0 | 0 |  | 1 | TRUE | wye
112 | LV_293-31_0_4_load_221 | 164 | 0.00066918 | 0.00016771 | 0 | 0 |  | 1 | TRUE | wye
113 | LV_293-31_0_4_load_202 | 165 | 0.00017368 | 4.3529e-05 | 0 | 0 |  | 1 | TRUE | wye
114 | LV_293-31_0_4_load_141 | 166 | 9.6599e-05 | 2.421e-05 | 0 | 0 |  | 1 | TRUE | wye
115 | LV_293-31_0_4_load_142 | 167 | 0.0001206 | 3.0226e-05 | 0 | 0 |  | 1 | TRUE | wye
116 | LV_293-31_0_4_load_143 | 168 | 0.00017529 | 4.3931e-05 | 0 | 0 |  | 1 | TRUE | wye
117 | LV_293-31_0_4_load_144 | 169 | 0.00012703 | 3.1837e-05 | 0 | 0 |  | 1 | TRUE | wye
118 | LV_293-31_0_4_load_148 | 171 | 0.00069317 | 0.00017372 | 0 | 0 |  | 1 | TRUE | wye
119 | LV_293-31_0_4_load_149 | 172 | 0.00015852 | 3.9728e-05 | 0 | 0 |  | 1 | TRUE | wye
120 | LV_293-31_0_4_load_157 | 173 | 0.00033219 | 8.3254e-05 | 0 | 0 |  | 1 | TRUE | wye
121 | LV_293-31_0_4_load_152 | 174 | 0.00011808 | 2.9592e-05 | 0 | 0 |  | 1 | TRUE | wye
122 | LV_293-31_0_4_load_160 | 177 | 0.0004478 | 0.00011223 | 0 | 0 |  | 1 | TRUE | wye
123 | LV_293-31_0_4_load_153 | 178 | 0.00011928 | 2.9893e-05 | 0 | 0 |  | 1 | TRUE | wye
124 | LV_293-31_0_4_load_155 | 180 | 0.00030355 | 7.6077e-05 | 0 | 0 |  | 1 | TRUE | wye
125 | LV_293-31_0_4_load_239 | 182 | 0.00037805 | 9.4747e-05 | 0 | 0 |  | 1 | TRUE | wye
126 | LV_293-31_0_4_load_230 | 185 | 0.00073294 | 0.00018369 | 0 | 0 |  | 1 | TRUE | wye
127 | LV_293-31_0_4_load_242 | 187 | 9.7926e-05 | 2.4543e-05 | 0 | 0 |  | 1 | TRUE | wye
128 | LV_293-31_0_4_load_161 | 188 | 0.00010911 | 2.7345e-05 | 0 | 0 |  | 1 | TRUE | wye
129 | LV_293-31_0_4_load_166 | 189 | 0.00037524 | 9.4044e-05 | 0 | 0 |  | 1 | TRUE | wye
130 | LV_293-31_0_4_load_165 | 190 | 0.00030767 | 7.711e-05 | 0 | 0 |  | 1 | TRUE | wye
131 | LV_293-31_0_4_load_164 | 191 | 0.00080449 | 0.00020162 | 0 | 0 |  | 1 | TRUE | wye
132 | LV_293-31_0_4_load_167 | 192 | 0.0016645 | 0.00041717 | 0 | 0 |  | 1 | TRUE | wye
133 | LV_293-31_0_4_load_168 | 193 | 0.0002327 | 5.8321e-05 | 0 | 0 |  | 1 | TRUE | wye
134 | LV_293-31_0_4_load_169 | 194 | 0.00049005 | 0.00012282 | 0 | 0 |  | 1 | TRUE | wye
135 | LV_293-31_0_4_load_194 | 195 | 0.00011819 | 2.9622e-05 | 0 | 0 |  | 1 | TRUE | wye
136 | LV_293-31_0_4_load_192 | 196 | 0.00023887 | 5.9868e-05 | 0 | 0 |  | 1 | TRUE | wye
137 | LV_293-31_0_4_load_187 | 199 | 0.00025969 | 6.5085e-05 | 0 | 0 |  | 1 | TRUE | wye
138 | LV_293-31_0_4_load_185 | 201 | 0.00022016 | 5.5176e-05 | 0 | 0 |  | 1 | TRUE | wye
139 | LV_293-31_0_4_load_184 | 202 | 0.00020394 | 5.1113e-05 | 0 | 0 |  | 1 | TRUE | wye
140 | LV_293-31_0_4_load_172 | 203 | 0.00048834 | 0.00012239 | 0 | 0 |  | 1 | TRUE | wye
141 | LV_293-31_0_4_load_173 | 204 | 0.00011358 | 2.8465e-05 | 0 | 0 |  | 1 | TRUE | wye
142 | LV_293-31_0_4_load_174 | 205 | 0.00011072 | 2.775e-05 | 0 | 0 |  | 1 | TRUE | wye
143 | LV_293-31_0_4_load_175 | 206 | 6.2164e-05 | 1.558e-05 | 0 | 0 |  | 1 | TRUE | wye
144 | LV_293-31_0_4_load_176 | 207 | 0.00023272 | 5.8325e-05 | 0 | 0 |  | 1 | TRUE | wye
145 | LV_293-31_0_4_load_179 | 210 | 0.00058122 | 0.00014567 | 0 | 0 |  | 1 | TRUE | wye
146 | LV_293-31_0_4_load_183 | 211 | 0.0001126 | 2.8221e-05 | 0 | 0 |  | 1 | TRUE | wye
147 | LV_293-31_0_4_load_186 | 212 | 0.00017515 | 4.3897e-05 | 0 | 0 |  | 1 | TRUE | wye
148 | LV_293-31_0_4_load_181 | 213 | 6.4033e-05 | 1.6048e-05 | 0 | 0 |  | 1 | TRUE | wye
149 | LV_293-31_0_4_load_180 | 214 | 0.00038244 | 9.5849e-05 | 0 | 0 |  | 1 | TRUE | wye
150 | LV_293-31_0_4_load_182 | 215 | 0.00010644 | 2.6676e-05 | 0 | 0 |  | 1 | TRUE | wye
151 | LV_293-31_0_4_load_189 | 216 | 0.00025694 | 6.4396e-05 | 0 | 0 |  | 1 | TRUE | wye
152 | LV_293-31_0_4_load_190 | 217 | 4.6696e-05 | 1.1703e-05 | 0 | 0 |  | 1 | TRUE | wye
153 | LV_293-31_0_4_load_197 | 219 | 5.2067e-05 | 1.3049e-05 | 0 | 0 |  | 1 | TRUE | wye
154 | LV_293-31_0_4_load_196 | 220 | 0.00032952 | 8.2586e-05 | 0 | 0 |  | 1 | TRUE | wye
155 | LV_293-31_0_4_load_198 | 221 | 5.1594e-05 | 1.2931e-05 | 0 | 0 |  | 1 | TRUE | wye
156 | LV_293-31_0_4_load_195 | 222 | 0.00010069 | 2.5235e-05 | 0 | 0 |  | 1 | TRUE | wye
157 | LV_293-31_0_4_load_193 | 223 | 0.00010554 | 2.6451e-05 | 0 | 0 |  | 1 | TRUE | wye
158 | LV_293-31_0_4_load_199 | 224 | 4.7926e-05 | 1.2011e-05 | 0 | 0 |  | 1 | TRUE | wye
159 | LV_293-31_0_4_load_203 | 225 | 8.0417e-05 | 2.0154e-05 | 0 | 0 |  | 1 | TRUE | wye
160 | LV_293-31_0_4_load_201 | 226 | 0.0020498 | 0.00051372 | 0 | 0 |  | 1 | TRUE | wye
161 | LV_293-31_0_4_load_200 | 227 | 0.00027248 | 6.8289e-05 | 0 | 0 |  | 1 | TRUE | wye
162 | LV_293-31_0_4_load_205 | 228 | 0.0025458 | 0.00063803 | 0 | 0 |  | 1 | TRUE | wye
163 | LV_293-31_0_4_load_206 | 229 | 0.00079033 | 0.00019807 | 0 | 0 |  | 1 | TRUE | wye
164 | LV_293-31_0_4_load_207 | 230 | 0.00076064 | 0.00019063 | 0 | 0 |  | 1 | TRUE | wye
165 | LV_293-31_0_4_load_209 | 232 | 0.0028314 | 0.00070961 | 0 | 0 |  | 1 | TRUE | wye
166 | LV_293-31_0_4_load_214 | 233 | 0.00059959 | 0.00015027 | 0 | 0 |  | 1 | TRUE | wye
167 | LV_293-31_0_4_load_211 | 234 | 0.0037116 | 0.00093021 | 0 | 0 |  | 1 | TRUE | wye
168 | LV_293-31_0_4_load_210 | 235 | 0.00051675 | 0.00012951 | 0 | 0 |  | 1 | TRUE | wye
169 | LV_293-31_0_4_load_215 | 236 | 0.00075548 | 0.00018934 | 0 | 0 |  | 1 | TRUE | wye
170 | LV_293-31_0_4_load_212 | 237 | 0.00048089 | 0.00012052 | 0 | 0 |  | 1 | TRUE | wye
171 | LV_293-31_0_4_load_213 | 238 | 0.00037226 | 9.3297e-05 | 0 | 0 |  | 1 | TRUE | wye
172 | LV_293-31_0_4_load_217 | 240 | 0.0010121 | 0.00025365 | 0 | 0 |  | 1 | TRUE | wye
173 | LV_293-31_0_4_load_216 | 241 | 0.0025106 | 0.00062922 | 0 | 0 |  | 1 | TRUE | wye
174 | LV_293-31_0_4_load_225 | 242 | 0.0019131 | 0.00047946 | 0 | 0 |  | 1 | TRUE | wye
175 | LV_293-31_0_4_load_229 | 243 | 0.00024047 | 6.0269e-05 | 0 | 0 |  | 1 | TRUE | wye
176 | LV_293-31_0_4_load_231 | 244 | 0.0010471 | 0.00026244 | 0 | 0 |  | 1 | TRUE | wye
177 | LV_293-31_0_4_load_232 | 245 | 0.0018873 | 0.00047299 | 0 | 0 |  | 1 | TRUE | wye
178 | LV_293-31_0_4_load_236 | 247 | 0.00042708 | 0.00010704 | 0 | 0 |  | 1 | TRUE | wye
179 | LV_293-31_0_4_load_238 | 248 | 0.00058449 | 0.00014649 | 0 | 0 |  | 1 | TRUE | wye
180 | LV_293-31_0_4_load_237 | 249 | 0.00055314 | 0.00013863 | 0 | 0 |  | 1 | TRUE | wye
181 | LV_293-31_0_4_load_254 | 250 | 0.0086692 | 0.0021727 | 0 | 0 |  | 1 | TRUE | wye

## ext_grid
| name | bus | vm_pu | va_degree | slack_weight | in_service
0 |  | 46 | 1 | 0 | 1 | TRUE

## line
| name | std_type | from_bus | to_bus | length_km | r_ohm_per_km | x_ohm_per_km | c_nf_per_km | g_us_per_km | max_i_ka | df | parallel | type | in_service
0 | LV_293-31_0_4_line_0 |  | 0 | 1 | 0.28869 | 0.125 | 0.08 | 261 | 0 | 0.364 | 1 | 1 | cs | TRUE
1 | LV_293-31_0_4_line_1 |  | 1 | 2 | 0.018703 | 0.125 | 0.08 | 261 | 0 | 0.364 | 1 | 1 | cs | TRUE
2 | LV_293-31_0_4_line_2 |  | 2 | 27 | 0.09454 | 0.125 | 0.08 | 261 | 0 | 0.364 | 1 | 1 | cs | TRUE
3 | LV_293-31_0_4_line_3 |  | 3 | 4 | 0.0092079 | 0.125 | 0.08 | 261 | 0 | 0.364 | 1 | 1 | cs | TRUE
4 | LV_293-31_0_4_line_4 |  | 4 | 5 | 0.009778 | 0.125 | 0.08 | 261 | 0 | 0.364 | 1 | 1 | cs | TRUE
5 | LV_293-31_0_4_line_5 |  | 4 | 6 | 0.022812 | 0.125 | 0.08 | 261 | 0 | 0.364 | 1 | 1 | cs | TRUE
6 | LV_293-31_0_4_line_6 |  | 5 | 10 | 0.026809 | 0.125 | 0.08 | 261 | 0 | 0.364 | 1 | 1 | cs | TRUE
7 | LV_293-31_0_4_line_7 |  | 5 | 11 | 0.010595 | 0.125 | 0.08 | 261 | 0 | 0.364 | 1 | 1 | cs | TRUE
8 | LV_293-31_0_4_line_8 |  | 6 | 12 | 0.017805 | 0.125 | 0.08 | 261 | 0 | 0.364 | 1 | 1 | cs | TRUE
9 | LV_293-31_0_4_line_9 |  | 7 | 8 | 0.014837 | 0.125 | 0.08 | 261 | 0 | 0.364 | 1 | 1 | cs | TRUE
10 | LV_293-31_0_4_line_10 |  | 7 | 9 | 0.014962 | 0.125 | 0.08 | 261 | 0 | 0.364 | 1 | 1 | cs | TRUE
11 | LV_293-31_0_4_line_11 |  | 8 | 13 | 0.0082246 | 0.125 | 0.08 | 261 | 0 | 0.364 | 1 | 1 | cs | TRUE
12 | LV_293-31_0_4_line_12 |  | 9 | 14 | 0.017636 | 0.125 | 0.08 | 261 | 0 | 0.364 | 1 | 1 | cs | TRUE
13 | LV_293-31_0_4_line_13 |  | 10 | 15 | 0.00804 | 0.125 | 0.08 | 261 | 0 | 0.364 | 1 | 1 | cs | TRUE
14 | LV_293-31_0_4_line_14 |  | 10 | 16 | 0.001581 | 0.125 | 0.08 | 261 | 0 | 0.364 | 1 | 1 | cs | TRUE
15 | LV_293-31_0_4_line_15 |  | 11 | 17 | 0.038203 | 0.125 | 0.08 | 261 | 0 | 0.364 | 1 | 1 | cs | TRUE
16 | LV_293-31_0_4_line_16 |  | 12 | 18 | 0.0072739 | 0.125 | 0.08 | 261 | 0 | 0.364 | 1 | 1 | cs | TRUE
17 | LV_293-31_0_4_line_17 |  | 13 | 18 | 0.0042131 | 0.125 | 0.08 | 261 | 0 | 0.364 | 1 | 1 | cs | TRUE
18 | LV_293-31_0_4_line_18 |  | 14 | 19 | 0.014856 | 0.125 | 0.08 | 261 | 0 | 0.364 | 1 | 1 | cs | TRUE
19 | LV_293-31_0_4_line_19 |  | 14 | 20 | 0.0084694 | 0.125 | 0.08 | 261 | 0 | 0.364 | 1 | 2 | cs | TRUE
20 | LV_293-31_0_4_line_20 |  | 15 | 26 | 0.000934 | 0.125 | 0.08 | 261 | 0 | 0.364 | 1 | 1 | cs | TRUE
21 | LV_293-31_0_4_line_21 |  | 17 | 21 | 0.093864 | 0.125 | 0.08 | 261 | 0 | 0.364 | 1 | 1 | cs | TRUE
22 | LV_293-31_0_4_line_22 |  | 19 | 40 | 0.0060223 | 0.125 | 0.08 | 261 | 0 | 0.364 | 1 | 1 | cs | TRUE
23 | LV_293-31_0_4_line_23 |  | 20 | 35 | 0.017872 | 0.125 | 0.08 | 261 | 0 | 0.364 | 1 | 3 | cs | TRUE
24 | LV_293-31_0_4_line_24 |  | 21 | 22 | 0.005196 | 0.125 | 0.08 | 261 | 0 | 0.364 | 1 | 1 | cs | TRUE
25 | LV_293-31_0_4_line_25 |  | 21 | 23 | 0.008771 | 0.125 | 0.08 | 261 | 0 | 0.364 | 1 | 1 | cs | TRUE
26 | LV_293-31_0_4_line_26 |  | 22 | 24 | 0.007734 | 0.125 | 0.08 | 261 | 0 | 0.364 | 1 | 1 | cs | TRUE
27 | LV_293-31_0_4_line_27 |  | 22 | 25 | 0.005742 | 0.125 | 0.08 | 261 | 0 | 0.364 | 1 | 1 | cs | TRUE
28 | LV_293-31_0_4_line_28 |  | 25 | 250 | 0.013388 | 0.125 | 0.08 | 261 | 0 | 0.364 | 1 | 1 | cs | TRUE
29 | LV_293-31_0_4_line_29 |  | 27 | 28 | 0.042331 | 0.125 | 0.08 | 261 | 0 | 0.364 | 1 | 1 | cs | TRUE
30 | LV_293-31_0_4_line_30 |  | 27 | 29 | 0.015903 | 0.125 | 0.08 | 261 | 0 | 0.364 | 1 | 1 | cs | TRUE
31 | LV_293-31_0_4_line_31 |  | 27 | 30 | 0.021674 | 0.125 | 0.08 | 261 | 0 | 0.364 | 1 | 1 | cs | TRUE
32 | LV_293-31_0_4_line_32 |  | 28 | 31 | 0.019787 | 0.125 | 0.08 | 261 | 0 | 0.364 | 1 | 1 | cs | TRUE
33 | LV_293-31_0_4_line_33 |  | 29 | 32 | 0.017423 | 0.125 | 0.08 | 261 | 0 | 0.364 | 1 | 1 | cs | TRUE
34 | LV_293-31_0_4_line_34 |  | 30 | 33 | 0.032623 | 0.125 | 0.08 | 261 | 0 | 0.364 | 1 | 1 | cs | TRUE
35 | LV_293-31_0_4_line_35 |  | 31 | 117 | 0.021257 | 0.125 | 0.08 | 261 | 0 | 0.364 | 1 | 1 | cs | TRUE
36 | LV_293-31_0_4_line_36 |  | 32 | 42 | 0.021227 | 0.125 | 0.08 | 261 | 0 | 0.364 | 1 | 1 | cs | TRUE
37 | LV_293-31_0_4_line_37 |  | 33 | 82 | 0.0097148 | 0.125 | 0.08 | 261 | 0 | 0.364 | 1 | 1 | cs | TRUE
38 | LV_293-31_0_4_line_38 |  | 33 | 81 | 0.021045 | 0.125 | 0.08 | 261 | 0 | 0.364 | 1 | 1 | cs | TRUE
39 | LV_293-31_0_4_line_39 |  | 34 | 35 | 0.063474 | 0.125 | 0.08 | 261 | 0 | 0.364 | 1 | 1 | cs | TRUE
40 | LV_293-31_0_4_line_40 |  | 34 | 36 | 0.0068949 | 0.125 | 0.08 | 261 | 0 | 0.364 | 1 | 1 | cs | TRUE
41 | LV_293-31_0_4_line_41 |  | 35 | 37 | 0.010958 | 0.125 | 0.08 | 261 | 0 | 0.364 | 1 | 3 | cs | TRUE
42 | LV_293-31_0_4_line_42 |  | 37 | 38 | 0.012382 | 0.125 | 0.08 | 261 | 0 | 0.364 | 1 | 3 | cs | TRUE
43 | LV_293-31_0_4_line_43 |  | 38 | 39 | 0.013643 | 0.125 | 0.08 | 261 | 0 | 0.364 | 1 | 3 | cs | TRUE
44 | LV_293-31_0_4_line_44 |  | 39 | 74 | 0.0026469 | 0.125 | 0.08 | 261 | 0 | 0.364 | 1 | 3 | cs | TRUE
45 | LV_293-31_0_4_line_45 |  | 39 | 73 | 0.045673 | 0.125 | 0.08 | 261 | 0 | 0.364 | 1 | 1 | cs | TRUE
46 | LV_293-31_0_4_line_46 |  | 40 | 41 | 0.013691 | 0.125 | 0.08 | 261 | 0 | 0.364 | 1 | 1 | cs | TRUE
47 | LV_293-31_0_4_line_47 |  | 41 | 42 | 0.0035594 | 0.125 | 0.08 | 261 | 0 | 0.364 | 1 | 1 | cs | TRUE
48 | LV_293-31_0_4_line_48 |  | 43 | 44 | 0.018507 | 0.125 | 0.08 | 261 | 0 | 0.364 | 1 | 3 | cs | TRUE
49 | LV_293-31_0_4_line_49 |  | 43 | 45 | 0.0092793 | 0.125 | 0.08 | 261 | 0 | 0.364 | 1 | 3 | cs | TRUE
50 | LV_293-31_0_4_line_50 |  | 44 | 46 | 0.018902 | 0.125 | 0.08 | 261 | 0 | 0.364 | 1 | 3 | cs | TRUE
51 | LV_293-31_0_4_line_51 |  | 44 | 47 | 0.037822 | 0.125 | 0.08 | 261 | 0 | 0.364 | 1 | 2 | cs | TRUE
52 | LV_293-31_0_4_line_52 |  | 45 | 48 | 0.016803 | 0.125 | 0.08 | 261 | 0 | 0.364 | 1 | 3 | cs | TRUE
53 | LV_293-31_0_4_line_53 |  | 47 | 49 | 0.028741 | 0.125 | 0.08 | 261 | 0 | 0.364 | 1 | 1 | cs | TRUE
54 | LV_293-31_0_4_line_54 |  | 47 | 50 | 0.015986 | 0.125 | 0.08 | 261 | 0 | 0.364 | 1 | 1 | cs | TRUE
55 | LV_293-31_0_4_line_55 |  | 48 | 51 | 0.025339 | 0.125 | 0.08 | 261 | 0 | 0.364 | 1 | 3 | cs | TRUE
56 | LV_293-31_0_4_line_56 |  | 49 | 55 | 0.012773 | 0.125 | 0.08 | 261 | 0 | 0.364 | 1 | 1 | cs | TRUE
57 | LV_293-31_0_4_line_57 |  | 49 | 56 | 0.01696 | 0.125 | 0.08 | 261 | 0 | 0.364 | 1 | 1 | cs | TRUE
58 | LV_293-31_0_4_line_58 |  | 50 | 57 | 0.00052569 | 0.125 | 0.08 | 261 | 0 | 0.364 | 1 | 1 | cs | TRUE
59 | LV_293-31_0_4_line_59 |  | 51 | 58 | 0.045095 | 0.125 | 0.08 | 261 | 0 | 0.364 | 1 | 3 | cs | TRUE
60 | LV_293-31_0_4_line_60 |  | 51 | 59 | 0.010513 | 0.125 | 0.08 | 261 | 0 | 0.364 | 1 | 3 | cs | TRUE
61 | LV_293-31_0_4_line_61 |  | 52 | 53 | 0.008447 | 0.125 | 0.08 | 261 | 0 | 0.364 | 1 | 3 | cs | TRUE
62 | LV_293-31_0_4_line_62 |  | 52 | 54 | 0.013921 | 0.125 | 0.08 | 261 | 0 | 0.364 | 1 | 3 | cs | TRUE
63 | LV_293-31_0_4_line_63 |  | 53 | 58 | 0.0098291 | 0.125 | 0.08 | 261 | 0 | 0.364 | 1 | 3 | cs | TRUE
64 | LV_293-31_0_4_line_64 |  | 53 | 60 | 0.018019 | 0.125 | 0.08 | 261 | 0 | 0.364 | 1 | 1 | cs | TRUE
65 | LV_293-31_0_4_line_65 |  | 54 | 61 | 0.056315 | 0.125 | 0.08 | 261 | 0 | 0.364 | 1 | 3 | cs | TRUE
66 | LV_293-31_0_4_line_66 |  | 55 | 67 | 0.0053141 | 0.125 | 0.08 | 261 | 0 | 0.364 | 1 | 1 | cs | TRUE
67 | LV_293-31_0_4_line_67 |  | 55 | 68 | 0.036999 | 0.125 | 0.08 | 261 | 0 | 0.364 | 1 | 1 | cs | TRUE
68 | LV_293-31_0_4_line_68 |  | 56 | 62 | 0.025825 | 0.125 | 0.08 | 261 | 0 | 0.364 | 1 | 1 | cs | TRUE
69 | LV_293-31_0_4_line_69 |  | 57 | 116 | 0.02305 | 0.125 | 0.08 | 261 | 0 | 0.364 | 1 | 1 | cs | TRUE
70 | LV_293-31_0_4_line_70 |  | 59 | 76 | 0.016805 | 0.125 | 0.08 | 261 | 0 | 0.364 | 1 | 3 | cs | TRUE
71 | LV_293-31_0_4_line_71 |  | 60 | 79 | 0.013163 | 0.125 | 0.08 | 261 | 0 | 0.364 | 1 | 1 | cs | TRUE
72 | LV_293-31_0_4_line_72 |  | 61 | 87 | 0.05264 | 0.125 | 0.08 | 261 | 0 | 0.364 | 1 | 3 | cs | TRUE
73 | LV_293-31_0_4_line_73 |  | 61 | 84 | 0.067475 | 0.125 | 0.08 | 261 | 0 | 0.364 | 1 | 1 | cs | TRUE
74 | LV_293-31_0_4_line_74 |  | 62 | 63 | 0.025007 | 0.125 | 0.08 | 261 | 0 | 0.364 | 1 | 1 | cs | TRUE
75 | LV_293-31_0_4_line_75 |  | 63 | 64 | 0.024424 | 0.125 | 0.08 | 261 | 0 | 0.364 | 1 | 1 | cs | TRUE
76 | LV_293-31_0_4_line_76 |  | 64 | 65 | 0.002733 | 0.125 | 0.08 | 261 | 0 | 0.364 | 1 | 1 | cs | TRUE
77 | LV_293-31_0_4_line_77 |  | 64 | 66 | 0.043087 | 0.125 | 0.08 | 261 | 0 | 0.364 | 1 | 1 | cs | TRUE
78 | LV_293-31_0_4_line_78 |  | 65 | 69 | 0.043313 | 0.125 | 0.08 | 261 | 0 | 0.364 | 1 | 1 | cs | TRUE
79 | LV_293-31_0_4_line_79 |  | 65 | 70 | 0.056468 | 0.125 | 0.08 | 261 | 0 | 0.364 | 1 | 1 | cs | TRUE
80 | LV_293-31_0_4_line_80 |  | 66 | 71 | 0.022415 | 0.125 | 0.08 | 261 | 0 | 0.364 | 1 | 1 | cs | TRUE
81 | LV_293-31_0_4_line_81 |  | 67 | 72 | 0.078234 | 0.125 | 0.08 | 261 | 0 | 0.364 | 1 | 1 | cs | TRUE
82 | LV_293-31_0_4_line_82 |  | 70 | 100 | 0.008893 | 0.125 | 0.08 | 261 | 0 | 0.364 | 1 | 1 | cs | TRUE
83 | LV_293-31_0_4_line_83 |  | 71 | 96 | 0.028681 | 0.125 | 0.08 | 261 | 0 | 0.364 | 1 | 1 | cs | TRUE
84 | LV_293-31_0_4_line_84 |  | 72 | 122 | 0.18571 | 0.125 | 0.08 | 261 | 0 | 0.364 | 1 | 1 | cs | TRUE
85 | LV_293-31_0_4_line_85 |  | 74 | 75 | 0.025439 | 0.125 | 0.08 | 261 | 0 | 0.364 | 1 | 3 | cs | TRUE
86 | LV_293-31_0_4_line_86 |  | 75 | 76 | 0.0032028 | 0.125 | 0.08 | 261 | 0 | 0.364 | 1 | 3 | cs | TRUE
87 | LV_293-31_0_4_line_87 |  | 77 | 78 | 0.011493 | 0.125 | 0.08 | 261 | 0 | 0.364 | 1 | 1 | cs | TRUE
88 | LV_293-31_0_4_line_88 |  | 77 | 79 | 0.021603 | 0.125 | 0.08 | 261 | 0 | 0.364 | 1 | 1 | cs | TRUE
89 | LV_293-31_0_4_line_89 |  | 78 | 80 | 0.017379 | 0.125 | 0.08 | 261 | 0 | 0.364 | 1 | 1 | cs | TRUE
90 | LV_293-31_0_4_line_90 |  | 82 | 109 | 0.0054866 | 0.125 | 0.08 | 261 | 0 | 0.364 | 1 | 1 | cs | TRUE
91 | LV_293-31_0_4_line_91 |  | 83 | 84 | 0.0071373 | 0.125 | 0.08 | 261 | 0 | 0.364 | 1 | 1 | cs | TRUE
92 | LV_293-31_0_4_line_92 |  | 83 | 85 | 0.020058 | 0.125 | 0.08 | 261 | 0 | 0.364 | 1 | 1 | cs | TRUE
93 | LV_293-31_0_4_line_93 |  | 85 | 86 | 0.013493 | 0.125 | 0.08 | 261 | 0 | 0.364 | 1 | 1 | cs | TRUE
94 | LV_293-31_0_4_line_94 |  | 86 | 88 | 0.011262 | 0.125 | 0.08 | 261 | 0 | 0.364 | 1 | 1 | cs | TRUE
95 | LV_293-31_0_4_line_95 |  | 87 | 89 | 0.03577 | 0.125 | 0.08 | 261 | 0 | 0.364 | 1 | 3 | cs | TRUE
96 | LV_293-31_0_4_line_96 |  | 89 | 90 | 0.069573 | 0.125 | 0.08 | 261 | 0 | 0.364 | 1 | 1 | cs | TRUE
97 | LV_293-31_0_4_line_97 |  | 89 | 91 | 0.10592 | 0.125 | 0.08 | 261 | 0 | 0.364 | 1 | 3 | cs | TRUE
98 | LV_293-31_0_4_line_98 |  | 90 | 92 | 0.015044 | 0.125 | 0.08 | 261 | 0 | 0.364 | 1 | 1 | cs | TRUE
99 | LV_293-31_0_4_line_99 |  | 91 | 93 | 0.081138 | 0.125 | 0.08 | 261 | 0 | 0.364 | 1 | 2 | cs | TRUE
100 | LV_293-31_0_4_line_100 |  | 92 | 94 | 0.042303 | 0.125 | 0.08 | 261 | 0 | 0.364 | 1 | 1 | cs | TRUE
101 | LV_293-31_0_4_line_101 |  | 93 | 95 | 0.37881 | 0.125 | 0.08 | 261 | 0 | 0.364 | 1 | 2 | cs | TRUE
102 | LV_293-31_0_4_line_102 |  | 94 | 242 | 0.0030848 | 0.125 | 0.08 | 261 | 0 | 0.364 | 1 | 1 | cs | TRUE
103 | LV_293-31_0_4_line_103 |  | 95 | 137 | 0.19942 | 0.125 | 0.08 | 261 | 0 | 0.364 | 1 | 1 | cs | TRUE
104 | LV_293-31_0_4_line_104 |  | 96 | 97 | 0.017484 | 0.125 | 0.08 | 261 | 0 | 0.364 | 1 | 1 | cs | TRUE
105 | LV_293-31_0_4_line_105 |  | 96 | 98 | 0.02005 | 0.125 | 0.08 | 261 | 0 | 0.364 | 1 | 1 | cs | TRUE
106 | LV_293-31_0_4_line_106 |  | 98 | 99 | 0.0042687 | 0.125 | 0.08 | 261 | 0 | 0.364 | 1 | 1 | cs | TRUE
107 | LV_293-31_0_4_line_107 |  | 99 | 101 | 0.025933 | 0.125 | 0.08 | 261 | 0 | 0.364 | 1 | 1 | cs | TRUE
108 | LV_293-31_0_4_line_108 |  | 101 | 102 | 0.01335 | 0.125 | 0.08 | 261 | 0 | 0.364 | 1 | 1 | cs | TRUE
109 | LV_293-31_0_4_line_109 |  | 102 | 103 | 0.0053926 | 0.125 | 0.08 | 261 | 0 | 0.364 | 1 | 1 | cs | TRUE
110 | LV_293-31_0_4_line_110 |  | 103 | 104 | 0.0041619 | 0.125 | 0.08 | 261 | 0 | 0.364 | 1 | 1 | cs | TRUE
111 | LV_293-31_0_4_line_111 |  | 105 | 106 | 0.01141 | 0.125 | 0.08 | 261 | 0 | 0.364 | 1 | 1 | cs | TRUE
112 | LV_293-31_0_4_line_112 |  | 105 | 107 | 0.019985 | 0.125 | 0.08 | 261 | 0 | 0.364 | 1 | 1 | cs | TRUE
113 | LV_293-31_0_4_line_113 |  | 106 | 108 | 0.0016495 | 0.125 | 0.08 | 261 | 0 | 0.364 | 1 | 1 | cs | TRUE
114 | LV_293-31_0_4_line_114 |  | 107 | 109 | 0.030368 | 0.125 | 0.08 | 261 | 0 | 0.364 | 1 | 1 | cs | TRUE
115 | LV_293-31_0_4_line_115 |  | 107 | 110 | 0.017167 | 0.125 | 0.08 | 261 | 0 | 0.364 | 1 | 1 | cs | TRUE
116 | LV_293-31_0_4_line_116 |  | 108 | 111 | 0.011059 | 0.125 | 0.08 | 261 | 0 | 0.364 | 1 | 1 | cs | TRUE
117 | LV_293-31_0_4_line_117 |  | 109 | 112 | 0.016877 | 0.125 | 0.08 | 261 | 0 | 0.364 | 1 | 1 | cs | TRUE
118 | LV_293-31_0_4_line_118 |  | 110 | 113 | 0.0018377 | 0.125 | 0.08 | 261 | 0 | 0.364 | 1 | 1 | cs | TRUE
119 | LV_293-31_0_4_line_119 |  | 112 | 114 | 0.0068351 | 0.125 | 0.08 | 261 | 0 | 0.364 | 1 | 1 | cs | TRUE
120 | LV_293-31_0_4_line_120 |  | 113 | 115 | 0.0066495 | 0.125 | 0.08 | 261 | 0 | 0.364 | 1 | 1 | cs | TRUE
121 | LV_293-31_0_4_line_121 |  | 114 | 119 | 0.0024743 | 0.125 | 0.08 | 261 | 0 | 0.364 | 1 | 1 | cs | TRUE
122 | LV_293-31_0_4_line_122 |  | 115 | 120 | 0.022826 | 0.125 | 0.08 | 261 | 0 | 0.364 | 1 | 1 | cs | TRUE
123 | LV_293-31_0_4_line_123 |  | 117 | 118 | 0.16708 | 0.125 | 0.08 | 261 | 0 | 0.364 | 1 | 1 | cs | TRUE
124 | LV_293-31_0_4_line_124 |  | 119 | 121 | 0.0077642 | 0.125 | 0.08 | 261 | 0 | 0.364 | 1 | 1 | cs | TRUE
125 | LV_293-31_0_4_line_125 |  | 122 | 240 | 0.019027 | 0.125 | 0.08 | 261 | 0 | 0.364 | 1 | 1 | cs | TRUE
126 | LV_293-31_0_4_line_126 |  | 123 | 124 | 0.014101 | 0.125 | 0.08 | 261 | 0 | 0.364 | 1 | 1 | cs | TRUE
127 | LV_293-31_0_4_line_127 |  | 123 | 125 | 0.055549 | 0.125 | 0.08 | 261 | 0 | 0.364 | 1 | 1 | cs | TRUE
128 | LV_293-31_0_4_line_128 |  | 123 | 126 | 0.061856 | 0.125 | 0.08 | 261 | 0 | 0.364 | 1 | 1 | cs | TRUE
129 | LV_293-31_0_4_line_129 |  | 124 | 127 | 0.0092698 | 0.125 | 0.08 | 261 | 0 | 0.364 | 1 | 1 | cs | TRUE
130 | LV_293-31_0_4_line_130 |  | 125 | 128 | 0.10602 | 0.125 | 0.08 | 261 | 0 | 0.364 | 1 | 1 | cs | TRUE
131 | LV_293-31_0_4_line_131 |  | 126 | 129 | 0.090084 | 0.125 | 0.08 | 261 | 0 | 0.364 | 1 | 1 | cs | TRUE
132 | LV_293-31_0_4_line_132 |  | 126 | 130 | 0.14609 | 0.125 | 0.08 | 261 | 0 | 0.364 | 1 | 1 | cs | TRUE
133 | LV_293-31_0_4_line_133 |  | 127 | 132 | 0.028306 | 0.125 | 0.08 | 261 | 0 | 0.364 | 1 | 1 | cs | TRUE
134 | LV_293-31_0_4_line_134 |  | 128 | 131 | 0.021684 | 0.125 | 0.08 | 261 | 0 | 0.364 | 1 | 1 | cs | TRUE
135 | LV_293-31_0_4_line_135 |  | 129 | 133 | 0.057073 | 0.125 | 0.08 | 261 | 0 | 0.364 | 1 | 1 | cs | TRUE
136 | LV_293-31_0_4_line_136 |  | 130 | 134 | 0.012181 | 0.125 | 0.08 | 261 | 0 | 0.364 | 1 | 1 | cs | TRUE
137 | LV_293-31_0_4_line_137 |  | 131 | 135 | 0.00095531 | 0.125 | 0.08 | 261 | 0 | 0.364 | 1 | 1 | cs | TRUE
138 | LV_293-31_0_4_line_138 |  | 131 | 136 | 0.01267 | 0.125 | 0.08 | 261 | 0 | 0.364 | 1 | 1 | cs | TRUE
139 | LV_293-31_0_4_line_139 |  | 134 | 142 | 0.012748 | 0.125 | 0.08 | 261 | 0 | 0.364 | 1 | 1 | cs | TRUE
140 | LV_293-31_0_4_line_140 |  | 134 | 141 | 0.20298 | 0.125 | 0.08 | 261 | 0 | 0.364 | 1 | 1 | cs | TRUE
141 | LV_293-31_0_4_line_141 |  | 135 | 154 | 0.015561 | 0.125 | 0.08 | 261 | 0 | 0.364 | 1 | 1 | cs | TRUE
142 | LV_293-31_0_4_line_142 |  | 136 | 149 | 0.0070103 | 0.125 | 0.08 | 261 | 0 | 0.364 | 1 | 1 | cs | TRUE
143 | LV_293-31_0_4_line_143 |  | 137 | 138 | 0.068173 | 0.125 | 0.08 | 261 | 0 | 0.364 | 1 | 1 | cs | TRUE
144 | LV_293-31_0_4_line_144 |  | 138 | 139 | 0.025271 | 0.125 | 0.08 | 261 | 0 | 0.364 | 1 | 1 | cs | TRUE
145 | LV_293-31_0_4_line_145 |  | 139 | 243 | 0.072108 | 0.125 | 0.08 | 261 | 0 | 0.364 | 1 | 1 | cs | TRUE
146 | LV_293-31_0_4_line_146 |  | 139 | 140 | 0.24475 | 0.125 | 0.08 | 261 | 0 | 0.364 | 1 | 1 | cs | TRUE
147 | LV_293-31_0_4_line_147 |  | 140 | 141 | 0.0023737 | 0.125 | 0.08 | 261 | 0 | 0.364 | 1 | 1 | cs | TRUE
148 | LV_293-31_0_4_line_148 |  | 142 | 143 | 0.0072719 | 0.125 | 0.08 | 261 | 0 | 0.364 | 1 | 1 | cs | TRUE
149 | LV_293-31_0_4_line_149 |  | 143 | 144 | 0.085559 | 0.125 | 0.08 | 261 | 0 | 0.364 | 1 | 1 | cs | TRUE
150 | LV_293-31_0_4_line_150 |  | 144 | 158 | 0.13362 | 0.125 | 0.08 | 261 | 0 | 0.364 | 1 | 1 | cs | TRUE
151 | LV_293-31_0_4_line_151 |  | 145 | 146 | 0.0054676 | 0.125 | 0.08 | 261 | 0 | 0.364 | 1 | 1 | cs | TRUE
152 | LV_293-31_0_4_line_152 |  | 145 | 147 | 0.013659 | 0.125 | 0.08 | 261 | 0 | 0.364 | 1 | 1 | cs | TRUE
153 | LV_293-31_0_4_line_153 |  | 146 | 148 | 0.018004 | 0.125 | 0.08 | 261 | 0 | 0.364 | 1 | 1 | cs | TRUE
154 | LV_293-31_0_4_line_154 |  | 147 | 149 | 0.01362 | 0.125 | 0.08 | 261 | 0 | 0.364 | 1 | 1 | cs | TRUE
155 | LV_293-31_0_4_line_155 |  | 148 | 150 | 0.0069363 | 0.125 | 0.08 | 261 | 0 | 0.364 | 1 | 1 | cs | TRUE
156 | LV_293-31_0_4_line_156 |  | 150 | 153 | 0.019269 | 0.125 | 0.08 | 261 | 0 | 0.364 | 1 | 1 | cs | TRUE
157 | LV_293-31_0_4_line_157 |  | 151 | 152 | 0.0075733 | 0.125 | 0.08 | 261 | 0 | 0.364 | 1 | 1 | cs | TRUE
158 | LV_293-31_0_4_line_158 |  | 152 | 153 | 0.016195 | 0.125 | 0.08 | 261 | 0 | 0.364 | 1 | 1 | cs | TRUE
159 | LV_293-31_0_4_line_159 |  | 153 | 174 | 0.018518 | 0.125 | 0.08 | 261 | 0 | 0.364 | 1 | 1 | cs | TRUE
160 | LV_293-31_0_4_line_160 |  | 154 | 155 | 0.0071121 | 0.125 | 0.08 | 261 | 0 | 0.364 | 1 | 1 | cs | TRUE
161 | LV_293-31_0_4_line_161 |  | 155 | 170 | 0.02639 | 0.125 | 0.08 | 261 | 0 | 0.364 | 1 | 1 | cs | TRUE
162 | LV_293-31_0_4_line_162 |  | 156 | 157 | 0.005684 | 0.125 | 0.08 | 261 | 0 | 0.364 | 1 | 1 | cs | TRUE
163 | LV_293-31_0_4_line_163 |  | 156 | 158 | 0.003546 | 0.125 | 0.08 | 261 | 0 | 0.364 | 1 | 1 | cs | TRUE
164 | LV_293-31_0_4_line_164 |  | 159 | 160 | 0.07858 | 0.125 | 0.08 | 261 | 0 | 0.364 | 1 | 1 | cs | TRUE
165 | LV_293-31_0_4_line_165 |  | 159 | 161 | 0.071082 | 0.125 | 0.08 | 261 | 0 | 0.364 | 1 | 1 | cs | TRUE
166 | LV_293-31_0_4_line_166 |  | 160 | 162 | 0.004901 | 0.125 | 0.08 | 261 | 0 | 0.364 | 1 | 1 | cs | TRUE
167 | LV_293-31_0_4_line_167 |  | 161 | 163 | 0.10586 | 0.125 | 0.08 | 261 | 0 | 0.364 | 1 | 1 | cs | TRUE
168 | LV_293-31_0_4_line_168 |  | 162 | 164 | 0.014181 | 0.125 | 0.08 | 261 | 0 | 0.364 | 1 | 1 | cs | TRUE
169 | LV_293-31_0_4_line_169 |  | 163 | 165 | 0.0026836 | 0.125 | 0.08 | 261 | 0 | 0.364 | 1 | 1 | cs | TRUE
170 | LV_293-31_0_4_line_170 |  | 164 | 239 | 0.004897 | 0.125 | 0.08 | 261 | 0 | 0.364 | 1 | 1 | cs | TRUE
171 | LV_293-31_0_4_line_171 |  | 165 | 227 | 0.0034129 | 0.125 | 0.08 | 261 | 0 | 0.364 | 1 | 1 | cs | TRUE
172 | LV_293-31_0_4_line_172 |  | 166 | 167 | 0.062598 | 0.125 | 0.08 | 261 | 0 | 0.364 | 1 | 1 | cs | TRUE
173 | LV_293-31_0_4_line_173 |  | 166 | 168 | 0.021115 | 0.125 | 0.08 | 261 | 0 | 0.364 | 1 | 1 | cs | TRUE
174 | LV_293-31_0_4_line_174 |  | 167 | 169 | 0.089695 | 0.125 | 0.08 | 261 | 0 | 0.364 | 1 | 1 | cs | TRUE
175 | LV_293-31_0_4_line_175 |  | 168 | 170 | 0.025299 | 0.125 | 0.08 | 261 | 0 | 0.364 | 1 | 1 | cs | TRUE
176 | LV_293-31_0_4_line_176 |  | 169 | 171 | 0.031791 | 0.125 | 0.08 | 261 | 0 | 0.364 | 1 | 1 | cs | TRUE
177 | LV_293-31_0_4_line_177 |  | 170 | 172 | 0.011641 | 0.125 | 0.08 | 261 | 0 | 0.364 | 1 | 1 | cs | TRUE
178 | LV_293-31_0_4_line_178 |  | 171 | 173 | 0.052428 | 0.125 | 0.08 | 261 | 0 | 0.364 | 1 | 1 | cs | TRUE
179 | LV_293-31_0_4_line_179 |  | 174 | 175 | 0.11136 | 0.125 | 0.08 | 261 | 0 | 0.364 | 1 | 1 | cs | TRUE
180 | LV_293-31_0_4_line_180 |  | 175 | 176 | 0.12405 | 0.125 | 0.08 | 261 | 0 | 0.364 | 1 | 1 | cs | TRUE
181 | LV_293-31_0_4_line_181 |  | 175 | 177 | 0.029367 | 0.125 | 0.08 | 261 | 0 | 0.364 | 1 | 1 | cs | TRUE
182 | LV_293-31_0_4_line_182 |  | 176 | 189 | 0.1172 | 0.125 | 0.08 | 261 | 0 | 0.364 | 1 | 1 | cs | TRUE
183 | LV_293-31_0_4_line_183 |  | 177 | 188 | 0.035949 | 0.125 | 0.08 | 261 | 0 | 0.364 | 1 | 1 | cs | TRUE
184 | LV_293-31_0_4_line_184 |  | 178 | 179 | 0.025915 | 0.125 | 0.08 | 261 | 0 | 0.364 | 1 | 1 | cs | TRUE
185 | LV_293-31_0_4_line_185 |  | 178 | 180 | 0.0099829 | 0.125 | 0.08 | 261 | 0 | 0.364 | 1 | 1 | cs | TRUE
186 | LV_293-31_0_4_line_186 |  | 179 | 181 | 0.20769 | 0.125 | 0.08 | 261 | 0 | 0.364 | 1 | 1 | cs | TRUE
187 | LV_293-31_0_4_line_187 |  | 180 | 182 | 0.16158 | 0.125 | 0.08 | 261 | 0 | 0.364 | 1 | 1 | cs | TRUE
188 | LV_293-31_0_4_line_188 |  | 181 | 183 | 0.1529 | 0.125 | 0.08 | 261 | 0 | 0.364 | 1 | 1 | cs | TRUE
189 | LV_293-31_0_4_line_189 |  | 182 | 184 | 0.029502 | 0.125 | 0.08 | 261 | 0 | 0.364 | 1 | 1 | cs | TRUE
190 | LV_293-31_0_4_line_190 |  | 183 | 187 | 0.013867 | 0.125 | 0.08 | 261 | 0 | 0.364 | 1 | 1 | cs | TRUE
191 | LV_293-31_0_4_line_191 |  | 184 | 185 | 0.2726 | 0.125 | 0.08 | 261 | 0 | 0.364 | 1 | 1 | cs | TRUE
192 | LV_293-31_0_4_line_192 |  | 184 | 186 | 0.24781 | 0.125 | 0.08 | 261 | 0 | 0.364 | 1 | 1 | cs | TRUE
193 | LV_293-31_0_4_line_193 |  | 185 | 243 | 0.0012282 | 0.125 | 0.08 | 261 | 0 | 0.364 | 1 | 1 | cs | TRUE
194 | LV_293-31_0_4_line_194 |  | 186 | 246 | 0.0188 | 0.125 | 0.08 | 261 | 0 | 0.364 | 1 | 1 | cs | TRUE
195 | LV_293-31_0_4_line_195 |  | 189 | 190 | 0.048991 | 0.125 | 0.08 | 261 | 0 | 0.364 | 1 | 1 | cs | TRUE
196 | LV_293-31_0_4_line_196 |  | 190 | 191 | 0.0018874 | 0.125 | 0.08 | 261 | 0 | 0.364 | 1 | 1 | cs | TRUE
197 | LV_293-31_0_4_line_197 |  | 192 | 193 | 0.05526 | 0.125 | 0.08 | 261 | 0 | 0.364 | 1 | 1 | cs | TRUE
198 | LV_293-31_0_4_line_198 |  | 193 | 194 | 0.031216 | 0.125 | 0.08 | 261 | 0 | 0.364 | 1 | 1 | cs | TRUE
199 | LV_293-31_0_4_line_199 |  | 194 | 197 | 0.0087508 | 0.125 | 0.08 | 261 | 0 | 0.364 | 1 | 1 | cs | TRUE
200 | LV_293-31_0_4_line_200 |  | 195 | 196 | 0.026615 | 0.125 | 0.08 | 261 | 0 | 0.364 | 1 | 1 | cs | TRUE
201 | LV_293-31_0_4_line_201 |  | 196 | 223 | 0.0071051 | 0.125 | 0.08 | 261 | 0 | 0.364 | 1 | 1 | cs | TRUE
202 | LV_293-31_0_4_line_202 |  | 197 | 198 | 0.16635 | 0.125 | 0.08 | 261 | 0 | 0.364 | 1 | 1 | cs | TRUE
203 | LV_293-31_0_4_line_203 |  | 198 | 201 | 0.010469 | 0.125 | 0.08 | 261 | 0 | 0.364 | 1 | 1 | cs | TRUE
204 | LV_293-31_0_4_line_204 |  | 198 | 199 | 0.29673 | 0.125 | 0.08 | 261 | 0 | 0.364 | 1 | 1 | cs | TRUE
205 | LV_293-31_0_4_line_205 |  | 199 | 200 | 0.093674 | 0.125 | 0.08 | 261 | 0 | 0.364 | 1 | 1 | cs | TRUE
206 | LV_293-31_0_4_line_206 |  | 200 | 216 | 0.17586 | 0.125 | 0.08 | 261 | 0 | 0.364 | 1 | 1 | cs | TRUE
207 | LV_293-31_0_4_line_207 |  | 201 | 202 | 0.064281 | 0.125 | 0.08 | 261 | 0 | 0.364 | 1 | 1 | cs | TRUE
208 | LV_293-31_0_4_line_208 |  | 202 | 209 | 0.0057414 | 0.125 | 0.08 | 261 | 0 | 0.364 | 1 | 1 | cs | TRUE
209 | LV_293-31_0_4_line_209 |  | 203 | 204 | 0.0034697 | 0.125 | 0.08 | 261 | 0 | 0.364 | 1 | 1 | cs | TRUE
210 | LV_293-31_0_4_line_210 |  | 204 | 205 | 0.065688 | 0.125 | 0.08 | 261 | 0 | 0.364 | 1 | 1 | cs | TRUE
211 | LV_293-31_0_4_line_211 |  | 205 | 206 | 0.0055977 | 0.125 | 0.08 | 261 | 0 | 0.364 | 1 | 1 | cs | TRUE
212 | LV_293-31_0_4_line_212 |  | 206 | 207 | 0.0009035 | 0.125 | 0.08 | 261 | 0 | 0.364 | 1 | 1 | cs | TRUE
213 | LV_293-31_0_4_line_213 |  | 207 | 208 | 0.066593 | 0.125 | 0.08 | 261 | 0 | 0.364 | 1 | 1 | cs | TRUE
214 | LV_293-31_0_4_line_214 |  | 208 | 209 | 0.037786 | 0.125 | 0.08 | 261 | 0 | 0.364 | 1 | 1 | cs | TRUE
215 | LV_293-31_0_4_line_215 |  | 208 | 210 | 0.0092695 | 0.125 | 0.08 | 261 | 0 | 0.364 | 1 | 1 | cs | TRUE
216 | LV_293-31_0_4_line_216 |  | 209 | 211 | 0.03161 | 0.125 | 0.08 | 261 | 0 | 0.364 | 1 | 1 | cs | TRUE
217 | LV_293-31_0_4_line_217 |  | 210 | 212 | 0.019708 | 0.125 | 0.08 | 261 | 0 | 0.364 | 1 | 1 | cs | TRUE
218 | LV_293-31_0_4_line_218 |  | 211 | 213 | 0.0010194 | 0.125 | 0.08 | 261 | 0 | 0.364 | 1 | 1 | cs | TRUE
219 | LV_293-31_0_4_line_219 |  | 213 | 214 | 0.023797 | 0.125 | 0.08 | 261 | 0 | 0.364 | 1 | 1 | cs | TRUE
220 | LV_293-31_0_4_line_220 |  | 214 | 215 | 0.0047915 | 0.125 | 0.08 | 261 | 0 | 0.364 | 1 | 1 | cs | TRUE
221 | LV_293-31_0_4_line_221 |  | 216 | 217 | 0.16251 | 0.125 | 0.08 | 261 | 0 | 0.364 | 1 | 1 | cs | TRUE
222 | LV_293-31_0_4_line_222 |  | 217 | 218 | 0.007776 | 0.125 | 0.08 | 261 | 0 | 0.364 | 1 | 1 | cs | TRUE
223 | LV_293-31_0_4_line_223 |  | 218 | 219 | 0.0049983 | 0.125 | 0.08 | 261 | 0 | 0.364 | 1 | 1 | cs | TRUE
224 | LV_293-31_0_4_line_224 |  | 218 | 220 | 0.015324 | 0.125 | 0.08 | 261 | 0 | 0.364 | 1 | 1 | cs | TRUE
225 | LV_293-31_0_4_line_225 |  | 219 | 221 | 0.0035164 | 0.125 | 0.08 | 261 | 0 | 0.364 | 1 | 1 | cs | TRUE
226 | LV_293-31_0_4_line_226 |  | 220 | 222 | 0.052348 | 0.125 | 0.08 | 261 | 0 | 0.364 | 1 | 1 | cs | TRUE
227 | LV_293-31_0_4_line_227 |  | 221 | 224 | 0.021631 | 0.125 | 0.08 | 261 | 0 | 0.364 | 1 | 1 | cs | TRUE
228 | LV_293-31_0_4_line_228 |  | 222 | 223 | 0.021152 | 0.125 | 0.08 | 261 | 0 | 0.364 | 1 | 1 | cs | TRUE
229 | LV_293-31_0_4_line_229 |  | 224 | 225 | 0.004049 | 0.125 | 0.08 | 261 | 0 | 0.364 | 1 | 1 | cs | TRUE
230 | LV_293-31_0_4_line_230 |  | 225 | 226 | 0.00047483 | 0.125 | 0.08 | 261 | 0 | 0.364 | 1 | 1 | cs | TRUE
231 | LV_293-31_0_4_line_231 |  | 226 | 227 | 0.0072754 | 0.125 | 0.08 | 261 | 0 | 0.364 | 1 | 1 | cs | TRUE
232 | LV_293-31_0_4_line_232 |  | 228 | 229 | 0.019504 | 0.125 | 0.08 | 261 | 0 | 0.364 | 1 | 1 | cs | TRUE
233 | LV_293-31_0_4_line_233 |  | 228 | 230 | 0.02468 | 0.125 | 0.08 | 261 | 0 | 0.364 | 1 | 1 | cs | TRUE
234 | LV_293-31_0_4_line_234 |  | 229 | 231 | 0.034712 | 0.125 | 0.08 | 261 | 0 | 0.364 | 1 | 1 | cs | TRUE
235 | LV_293-31_0_4_line_235 |  | 230 | 232 | 0.0061625 | 0.125 | 0.08 | 261 | 0 | 0.364 | 1 | 1 | cs | TRUE
236 | LV_293-31_0_4_line_236 |  | 231 | 233 | 0.023884 | 0.125 | 0.08 | 261 | 0 | 0.364 | 1 | 1 | cs | TRUE
237 | LV_293-31_0_4_line_237 |  | 231 | 234 | 0.0041423 | 0.125 | 0.08 | 261 | 0 | 0.364 | 1 | 1 | cs | TRUE
238 | LV_293-31_0_4_line_238 |  | 232 | 235 | 0.054687 | 0.125 | 0.08 | 261 | 0 | 0.364 | 1 | 1 | cs | TRUE
239 | LV_293-31_0_4_line_239 |  | 233 | 236 | 0.0043632 | 0.125 | 0.08 | 261 | 0 | 0.364 | 1 | 1 | cs | TRUE
240 | LV_293-31_0_4_line_240 |  | 234 | 237 | 0.021931 | 0.125 | 0.08 | 261 | 0 | 0.364 | 1 | 1 | cs | TRUE
241 | LV_293-31_0_4_line_241 |  | 236 | 241 | 0.021221 | 0.125 | 0.08 | 261 | 0 | 0.364 | 1 | 1 | cs | TRUE
242 | LV_293-31_0_4_line_242 |  | 237 | 238 | 0.0097202 | 0.125 | 0.08 | 261 | 0 | 0.364 | 1 | 1 | cs | TRUE
243 | LV_293-31_0_4_line_243 |  | 238 | 239 | 0.16154 | 0.125 | 0.08 | 261 | 0 | 0.364 | 1 | 1 | cs | TRUE
244 | LV_293-31_0_4_line_244 |  | 239 | 240 | 0.15489 | 0.125 | 0.08 | 261 | 0 | 0.364 | 1 | 1 | cs | TRUE
245 | LV_293-31_0_4_line_245 |  | 244 | 245 | 0.0055778 | 0.125 | 0.08 | 261 | 0 | 0.364 | 1 | 1 | cs | TRUE
246 | LV_293-31_0_4_line_246 |  | 245 | 246 | 0.020224 | 0.125 | 0.08 | 261 | 0 | 0.364 | 1 | 1 | cs | TRUE
247 | LV_293-31_0_4_line_247 |  | 246 | 247 | 0.018989 | 0.125 | 0.08 | 261 | 0 | 0.364 | 1 | 1 | cs | TRUE
248 | LV_293-31_0_4_line_248 |  | 247 | 248 | 0.01269 | 0.125 | 0.08 | 261 | 0 | 0.364 | 1 | 1 | cs | TRUE
249 | LV_293-31_0_4_line_249 |  | 248 | 249 | 0.031057 | 0.125 | 0.08 | 261 | 0 | 0.364 | 1 | 1 | cs | TRUE

## trafo
| name | std_type | hv_bus | lv_bus | sn_mva | vn_hv_kv | vn_lv_kv | vk_percent | vkr_percent | pfe_kw | i0_percent | shift_degree | tap_side | tap_neutral | tap_min | tap_max | tap_step_percent | tap_step_degree | tap_pos | tap_phase_shifter | parallel | df | in_service
0 | LV_293-31_0_4_trafo_33 | 0.63 MVA 20/0.4 kV | 251 | 46 | 0.63 | 20 | 0.4 | 6 | 1.206 | 1.65 | 0.2619 | 150 | hv | 0 | -2 | 2 | 2.5 | 0 | 0 | FALSE | 1 | 1 | TRUE

## line_geodata
| x0 | y0 | x1 | y1 | x2 | y2 | x3 | y3 | x4 | y4 | x5 | y5 | x6 | y6 | x7 | y7 | x8 | y8 | x9 | y9 | x10 | y10 | x11 | y11 | x12 | y12 | x13 | y13
0 | 2692971.2388 | 1225569.9814 | 2693118.3952 | 1225321.6089
1 | 2692953.629 | 1225567.73 | 2692957.1982 | 1225569.9176 | 2692965.479 | 1225571.7705 | 2692971.2388 | 1225569.9814
2 | 2692901.8855 | 1225601.1872 | 2692902.766 | 1225597.2426 | 2692904.5595 | 1225587.7528 | 2692904.8647 | 1225571.6128 | 2692909.338 | 1225562.3872 | 2692915.4076 | 1225554.8433 | 2692923.2543 | 1225550.5072 | 2692928.5867 | 1225550.8463 | 2692935.5079 | 1225553.8231 | 2692946.1962 | 1225563.1744 | 2692953.629 | 1225567.73
3 | 2693013.6443 | 1225663.5322 | 2693004.5007 | 1225664.6187
4 | 2693023.4209 | 1225662.8067 | 2693016.2877 | 1225663.2177 | 2693013.6443 | 1225663.5322
5 | 2693009.2423 | 1225685.1564 | 2693014.8917 | 1225671.0348 | 2693013.6443 | 1225663.5322
6 | 2693036.2173 | 1225680.3524 | 2693027.5868 | 1225680.5176 | 2693027.3763 | 1225678.9466 | 2693023.4209 | 1225662.8067
7 | 2693023.4209 | 1225662.8067 | 2693026.9649 | 1225662.5953 | 2693030.6499 | 1225662.5751 | 2693034.0012 | 1225662.8052
8 | 2693009.2423 | 1225685.1564 | 2693007.5463 | 1225689.3774 | 2692994.6075 | 1225692.2588
9 | 2692978.576 | 1225671.9569 | 2692980.7094 | 1225686.6399
10 | 2692978.576 | 1225671.9569 | 2692964.3043 | 1225676.4494
11 | 2692983.3085 | 1225694.1687 | 2692981.4647 | 1225691.8383 | 2692980.7094 | 1225686.6399
12 | 2692947.4821 | 1225681.7448 | 2692964.3043 | 1225676.4494
13 | 2693036.2173 | 1225680.3524 | 2693044.2791 | 1225680.2006
14 | 2693036.276 | 1225681.9322 | 2693036.2173 | 1225680.3524
15 | 2693071.867 | 1225667.7231 | 2693069.5371 | 1225667.3864 | 2693050.8779 | 1225664.5149 | 2693041.3438 | 1225663.3094 | 2693034.0012 | 1225662.8052
16 | 2692994.6075 | 1225692.2588 | 2692987.5076 | 1225693.8399
17 | 2692983.3085 | 1225694.1687 | 2692987.3922 | 1225693.8656 | 2692987.5076 | 1225693.8399
18 | 2692947.4821 | 1225681.7448 | 2692941.8268 | 1225670.0593 | 2692940.9927 | 1225668.3818
19 | 2692947.4821 | 1225681.7448 | 2692939.2841 | 1225683.8717
20 | 2693044.2937 | 1225679.2668 | 2693044.2791 | 1225680.2006
21 | 2693071.867 | 1225667.7231 | 2693070.6717 | 1225680.6358 | 2693067.8184 | 1225690.9762 | 2693066.2527 | 1225695.0991 | 2693062.9648 | 1225698.817 | 2693058.9332 | 1225701.6003 | 2693049.8761 | 1225705.7728 | 2693042.2889 | 1225710.0016 | 2693037.0297 | 1225715.1786 | 2693034.7614 | 1225721.0806 | 2693034.6109 | 1225726.8268 | 2693017.7443 | 1225732.4783
22 | 2692938.3113 | 1225662.9894 | 2692940.9927 | 1225668.3818
23 | 2692921.5016 | 1225684.53 | 2692927.5622 | 1225684.8359 | 2692937.0529 | 1225684.4505 | 2692939.2841 | 1225683.8717
24 | 2693012.8055 | 1225734.1356 | 2693017.7443 | 1225732.4783
25 | 2693019.186 | 1225741.1291 | 2693017.7443 | 1225732.4783
26 | 2693012.3739 | 1225741.8565 | 2693012.8055 | 1225734.1356
27 | 2693007.2762 | 1225735.7392 | 2693012.8055 | 1225734.1356
28 | 2693003.1539 | 1225722.9991 | 2693007.2762 | 1225735.7392
29 | 2692901.8855 | 1225601.1872 | 2692893.9987 | 1225590.6233 | 2692886.8156 | 1225582.0829 | 2692874.3455 | 1225569.1182
30 | 2692901.8855 | 1225601.1872 | 2692906.7562 | 1225608.2682 | 2692910.707 | 1225614.4166
31 | 2692901.8855 | 1225601.1872 | 2692880.8046 | 1225606.2225
32 | 2692874.3455 | 1225569.1182 | 2692860.6284 | 1225554.857
33 | 2692910.707 | 1225614.4166 | 2692917.1705 | 1225624.4755 | 2692919.8557 | 1225629.2371
34 | 2692849.4293 | 1225615.134 | 2692874.839 | 1225607.6474 | 2692880.8046 | 1225606.2225
35 | 2692860.6284 | 1225554.857 | 2692845.8925 | 1225539.5365
36 | 2692930.2708 | 1225647.7335 | 2692925.1602 | 1225638.6436 | 2692919.8557 | 1225629.2371
37 | 2692849.4293 | 1225615.134 | 2692842.4657 | 1225608.3601
38 | 2692849.4293 | 1225615.134 | 2692853.4168 | 1225618.5653 | 2692858.0811 | 1225630.124 | 2692859.0391 | 1225633.3024
39 | 2692921.5016 | 1225684.53 | 2692921.5673 | 1225696.8286 | 2692934.7205 | 1225723.575 | 2692950.4004 | 1225738.0945
40 | 2692955.4594 | 1225742.7791 | 2692950.4004 | 1225738.0945
41 | 2692921.5016 | 1225684.53 | 2692912.0769 | 1225682.1478 | 2692910.8791 | 1225681.839
42 | 2692898.8237 | 1225679.0421 | 2692903.3099 | 1225679.8872 | 2692910.8791 | 1225681.839
43 | 2692885.4166 | 1225676.5166 | 2692898.8237 | 1225679.0421
44 | 2692885.4166 | 1225676.5166 | 2692882.8233 | 1225675.9867
45 | 2692885.4166 | 1225676.5166 | 2692885.2566 | 1225689.1897 | 2692892.9686 | 1225704.6321 | 2692905.1014 | 1225714.6566
46 | 2692932.0152 | 1225650.8361 | 2692934.2041 | 1225654.7295 | 2692938.3113 | 1225662.9894
47 | 2692932.0152 | 1225650.8361 | 2692930.2708 | 1225647.7335
48 | 2692766.4174 | 1225661.2499 | 2692784.5398 | 1225665.0017
49 | 2692786.7804 | 1225655.997 | 2692784.5398 | 1225665.0017
50 | 2692766.4174 | 1225661.2499 | 2692758.543 | 1225665.4301 | 2692755.7459 | 1225675.0171
51 | 2692740.1469 | 1225646.6524 | 2692751.2132 | 1225648.7931 | 2692749.4343 | 1225657.8495 | 2692753.4867 | 1225658.5798 | 2692766.4174 | 1225661.2499
52 | 2692786.7804 | 1225655.997 | 2692803.2287 | 1225659.431
53 | 2692712.0909 | 1225648.828 | 2692718.4057 | 1225646.4469 | 2692724.4231 | 1225645.1508 | 2692729.5609 | 1225645.3199 | 2692733.4559 | 1225645.4473 | 2692740.1469 | 1225646.6524
54 | 2692740.1469 | 1225646.6524 | 2692743.0706 | 1225630.9361
55 | 2692828.0348 | 1225664.6019 | 2692818.8981 | 1225662.7025 | 2692803.2287 | 1225659.431
56 | 2692712.0909 | 1225648.828 | 2692705.1389 | 1225638.101
57 | 2692712.0909 | 1225648.828 | 2692708.2841 | 1225652.2822 | 2692704.2423 | 1225656.2221 | 2692702.0975 | 1225658.6015 | 2692700.4194 | 1225661.0546
58 | 2692743.1667 | 1225630.4193 | 2692743.0706 | 1225630.9361
59 | 2692828.0348 | 1225664.6019 | 2692824.8706 | 1225680.7973 | 2692822.8204 | 1225692.1733 | 2692820.0572 | 1225701.1365 | 2692816.4927 | 1225707.911
60 | 2692828.0348 | 1225664.6019 | 2692838.323 | 1225666.7642
61 | 2692811.9157 | 1225716.6094 | 2692807.4368 | 1225723.7779
62 | 2692807.4368 | 1225723.7779 | 2692800.0601 | 1225735.5844
63 | 2692811.9157 | 1225716.6094 | 2692816.4927 | 1225707.911
64 | 2692811.9157 | 1225716.6094 | 2692821.0848 | 1225722.2564 | 2692827.8164 | 1225724.9494
65 | 2692786.1375 | 1225787.602 | 2692783.7475 | 1225770.7084 | 2692786.0256 | 1225758.8133 | 2692793.4015 | 1225746.2416 | 2692800.0601 | 1225735.5844
66 | 2692705.1389 | 1225638.101 | 2692700.9304 | 1225634.8564
67 | 2692705.1389 | 1225638.101 | 2692701.787 | 1225640.5839 | 2692701.0907 | 1225644.398 | 2692700.3374 | 1225651.3801 | 2692688.342 | 1225669.7366
68 | 2692685.8385 | 1225682.3699 | 2692700.4194 | 1225661.0546
69 | 2692749.9072 | 1225608.5666 | 2692745.4515 | 1225618.1372 | 2692743.1667 | 1225630.4193
70 | 2692854.7659 | 1225670.2318 | 2692845.5215 | 1225668.2772 | 2692838.6069 | 1225666.8239 | 2692838.323 | 1225666.7642
71 | 2692827.8164 | 1225724.9494 | 2692837.7437 | 1225728.9209 | 2692840.1476 | 1225729.491
72 | 2692786.1375 | 1225787.602 | 2692788.4095 | 1225797.4777 | 2692795.6512 | 1225804.6846 | 2692816.3208 | 1225814.7362 | 2692824.9693 | 1225818.1708
73 | 2692786.1375 | 1225787.602 | 2692797.1038 | 1225785.9273 | 2692814.0892 | 1225786.2369 | 2692836.7899 | 1225791.4835 | 2692852.2673 | 1225795.8978
74 | 2692671.8282 | 1225703.0837 | 2692684.5324 | 1225684.2793 | 2692685.8385 | 1225682.3699
75 | 2692658.1161 | 1225723.3178 | 2692667.6376 | 1225709.2783 | 2692671.8282 | 1225703.0837
76 | 2692658.1161 | 1225723.3178 | 2692660.4051 | 1225724.8211
77 | 2692658.1161 | 1225723.3178 | 2692653.6542 | 1225729.8974 | 2692633.9319 | 1225758.9769
78 | 2692661.361 | 1225767.1214 | 2692658.6507 | 1225761.5197 | 2692657.1047 | 1225756.1252 | 2692660.4051 | 1225724.8211
79 | 2692660.4051 | 1225724.8211 | 2692685.0013 | 1225741.2713 | 2692707.3466 | 1225756.2076
80 | 2692621.3502 | 1225777.5282 | 2692633.9319 | 1225758.9769
81 | 2692636.3023 | 1225591.0072 | 2692650.0861 | 1225598.3046 | 2692669.0797 | 1225611.8543 | 2692685.9151 | 1225623.2801 | 2692700.9304 | 1225634.8564
82 | 2692702.1317 | 1225763.4203 | 2692707.3466 | 1225756.2076
83 | 2692621.3502 | 1225777.5282 | 2692646.2674 | 1225791.8594
84 | 2692636.3023 | 1225591.0072 | 2692626.0172 | 1225586.8998 | 2692606.3315 | 1225583.2131 | 2692586.9809 | 1225583.3343 | 2692571.5232 | 1225586.1514 | 2692555.8749 | 1225591.9677 | 2692527.6198 | 1225604.4928 | 2692479.6993 | 1225625.2071 | 2692471.1142 | 1225629.2765 | 2692461.7835 | 1225633.4895
85 | 2692857.8994 | 1225670.8944 | 2692882.8233 | 1225675.9867
86 | 2692857.8994 | 1225670.8944 | 2692854.7659 | 1225670.2318
87 | 2692861.168 | 1225734.4762 | 2692865.9491 | 1225735.6101 | 2692872.4182 | 1225736.8104
88 | 2692861.168 | 1225734.4762 | 2692840.1476 | 1225729.491
89 | 2692889.5052 | 1225739.9808 | 2692872.4182 | 1225736.8104
90 | 2692838.5329 | 1225604.5344 | 2692842.4657 | 1225608.3601
91 | 2692859.1309 | 1225797.8554 | 2692852.2673 | 1225795.8978
92 | 2692859.1309 | 1225797.8554 | 2692859.1847 | 1225797.8707 | 2692870.0239 | 1225800.4528 | 2692878.883 | 1225800.4938
93 | 2692892.1774 | 1225798.4014 | 2692881.1603 | 1225800.5043 | 2692878.883 | 1225800.4938
94 | 2692892.1774 | 1225798.4014 | 2692903.2399 | 1225796.2898
95 | 2692858.2459 | 1225831.2907 | 2692852.0508 | 1225828.9258 | 2692824.9693 | 1225818.1708
96 | 2692858.2459 | 1225831.2907 | 2692854.2722 | 1225839.1232 | 2692848.381 | 1225846.9145 | 2692827.0144 | 1225866.9621 | 2692815.185 | 1225878.2856 | 2692814.0106 | 1225883.5821
97 | 2692961.7397 | 1225851.743 | 2692952.7152 | 1225847.0543 | 2692936.5918 | 1225842.5327 | 2692909.9096 | 1225840.7815 | 2692892.6071 | 1225838.4542 | 2692865.5737 | 1225832.9729 | 2692858.2459 | 1225831.2907
98 | 2692814.0106 | 1225883.5821 | 2692810.7573 | 1225898.2698
99 | 2692961.7397 | 1225851.743 | 2692968.2847 | 1225859.3617 | 2692974.5699 | 1225867.5991 | 2692990.8741 | 1225889.6471 | 2693009.3583 | 1225917.3595
100 | 2692810.7573 | 1225898.2698 | 2692809.2393 | 1225905.1229 | 2692807.2438 | 1225919.8021 | 2692812.7023 | 1225924.1792 | 2692826.0025 | 1225926.3297
101 | 2693009.3583 | 1225917.3595 | 2693122.2522 | 1226278.9543
102 | 2692829.0477 | 1225926.822 | 2692826.0025 | 1225926.3297
103 | 2693122.2522 | 1226278.9543 | 2693057.4724 | 1226266.3988 | 2693029.4175 | 1226262.3796 | 2693012.6708 | 1226261.9175 | 2692999.4607 | 1226265.0911 | 2692984.1594 | 1226274.0027 | 2692970.8002 | 1226286.7141 | 2692957.7232 | 1226306.5906 | 2692950.8768 | 1226320.2266
104 | 2692646.2674 | 1225791.8594 | 2692661.4535 | 1225800.602
105 | 2692646.2674 | 1225791.8594 | 2692639.9618 | 1225810.8926
106 | 2692639.9618 | 1225810.8926 | 2692638.6193 | 1225814.9447
107 | 2692631.5489 | 1225839.7943 | 2692632.4901 | 1225836.7433 | 2692632.902 | 1225832.2021 | 2692638.6193 | 1225814.9447
108 | 2692631.5489 | 1225839.7943 | 2692631.0529 | 1225841.402 | 2692626.7973 | 1225852.2656
109 | 2692624.5685 | 1225857.1761 | 2692626.7973 | 1225852.2656 | 2692626.7973 | 1225852.2656
110 | 2692622.8483 | 1225860.9659 | 2692624.5685 | 1225857.1761
111 | 2692796.8567 | 1225585.0975 | 2692786.3875 | 1225583.9845 | 2692785.5182 | 1225583.8375
112 | 2692816.5245 | 1225583.543 | 2692805.3863 | 1225586.0044 | 2692796.8567 | 1225585.0975
113 | 2692785.5182 | 1225583.8375 | 2692783.8918 | 1225583.5624
114 | 2692816.5245 | 1225583.543 | 2692832.3414 | 1225598.5224 | 2692838.5329 | 1225604.5344
115 | 2692816.5245 | 1225583.543 | 2692818.0925 | 1225577.8078 | 2692826.2334 | 1225570.0844
116 | 2692772.9879 | 1225581.7185 | 2692783.8918 | 1225583.5624
117 | 2692838.5329 | 1225604.5344 | 2692826.6277 | 1225616.4968
118 | 2692826.2334 | 1225570.0844 | 2692827.5666 | 1225568.8196
119 | 2692826.6277 | 1225616.4968 | 2692824.5527 | 1225618.5818 | 2692823.9857 | 1225622.4338
120 | 2692832.3906 | 1225564.243 | 2692827.5666 | 1225568.8196
121 | 2692823.6254 | 1225624.8817 | 2692823.9857 | 1225622.4338
122 | 2692822.8745 | 1225546.8495 | 2692834.6514 | 1225560.3093 | 2692834.7308 | 1225562.0228 | 2692832.3906 | 1225564.243
123 | 2692768.5821 | 1225409.0444 | 2692766.5568 | 1225413.1439 | 2692762.0598 | 1225422.4359 | 2692759.0671 | 1225437.3664 | 2692760.9481 | 1225449.9602 | 2692765.9744 | 1225460.6905 | 2692777.74 | 1225474.4058 | 2692794.8403 | 1225491.7068 | 2692810.7147 | 1225507.3987 | 2692823.9882 | 1225519.214 | 2692842.3421 | 1225535.8453 | 2692845.8925 | 1225539.5365
124 | 2692822.4947 | 1225632.5631 | 2692823.6254 | 1225624.8817
125 | 2692444.4423 | 1225641.3193 | 2692461.7835 | 1225633.4895
126 | 2692399.8175 | 1226102.0135 | 2692386.8641 | 1226096.441
127 | 2692399.8175 | 1226102.0135 | 2692374.7997 | 1226138.1284 | 2692368.0679 | 1226147.5934
128 | 2692399.8175 | 1226102.0135 | 2692404.848 | 1226104.182 | 2692437.1792 | 1226057.996
129 | 2692378.3489 | 1226092.7777 | 2692386.8641 | 1226096.441
130 | 2692308.5827 | 1226234.5912 | 2692311.9709 | 1226223.3914 | 2692337.4899 | 1226190.5864 | 2692368.0679 | 1226147.5934
131 | 2692437.1792 | 1226057.996 | 2692488.0691 | 1225983.5786
132 | 2692437.1792 | 1226057.996 | 2692442.6252 | 1226062.2058 | 2692446.5096 | 1226066.9027 | 2692449.7223 | 1226072.868 | 2692451.8817 | 1226100.7434 | 2692458.5678 | 1226114.9128 | 2692468.3018 | 1226129.0629 | 2692475.2253 | 1226148.4397 | 2692479.832 | 1226169.5707 | 2692485.4952 | 1226180.2884 | 2692492.3448 | 1226187.8335 | 2692493.1421 | 1226188.4723
133 | 2692353.3227 | 1226079.7431 | 2692364.4226 | 1226086.7867 | 2692378.3489 | 1226092.7777
134 | 2692294.4688 | 1226251.0839 | 2692308.5827 | 1226234.5912
135 | 2692488.0691 | 1225983.5786 | 2692526.036 | 1226007.9526 | 2692528.3797 | 1226012.2698 | 2692534.4153 | 1226016.1108
136 | 2692502.6479 | 1226196.0884 | 2692493.1421 | 1226188.4723
137 | 2692294.4688 | 1226251.0839 | 2692293.9173 | 1226251.864
138 | 2692294.4688 | 1226251.0839 | 2692284.094 | 1226243.8115
139 | 2692502.6479 | 1226196.0884 | 2692495.1231 | 1226206.3785
140 | 2692502.6479 | 1226196.0884 | 2692519.6577 | 1226206.9382 | 2692538.8983 | 1226215.7102 | 2692568.3647 | 1226226.4872 | 2692652.6012 | 1226251.0376 | 2692691.9894 | 1226267.1078
141 | 2692293.9173 | 1226251.864 | 2692284.9339 | 1226264.5697
142 | 2692284.094 | 1226243.8115 | 2692278.3536 | 1226239.7876
143 | 2692917.5861 | 1226378.6481 | 2692920.7318 | 1226368.4789 | 2692943.0641 | 1226339.4293 | 2692949.2404 | 1226327.9176 | 2692950.8768 | 1226320.2266
144 | 2692917.5861 | 1226378.6481 | 2692909.9035 | 1226390.0139 | 2692903.5109 | 1226394.5062 | 2692901.7016 | 1226397.7786
145 | 2692901.7016 | 1226397.7786 | 2692896.014 | 1226408.0654 | 2692887.7562 | 1226429.0847 | 2692887.9854 | 1226435.2816 | 2692892.2428 | 1226450.5144 | 2692891.1369 | 1226459.6814 | 2692885.9095 | 1226463.5775
146 | 2692694.1873 | 1226268.0045 | 2692901.7016 | 1226397.7786
147 | 2692694.1873 | 1226268.0045 | 2692691.9894 | 1226267.1078
148 | 2692495.1231 | 1226206.3785 | 2692490.8306 | 1226212.2484
149 | 2692438.9957 | 1226267.5454 | 2692440.1145 | 1226250.5552 | 2692444.7738 | 1226236.6066 | 2692455.1066 | 1226225.8818 | 2692467.2638 | 1226218.7434 | 2692481.5734 | 1226213.1062 | 2692490.5646 | 1226212.6123 | 2692490.8306 | 1226212.2484
150 | 2692452.6099 | 1226395.5054 | 2692453.0472 | 1226391.0219 | 2692454.7946 | 1226382.4875 | 2692452.958 | 1226373.8417 | 2692445.1332 | 1226361.2557 | 2692436.3281 | 1226347.3536 | 2692433.8799 | 1226336.1076 | 2692437.0048 | 1226305.7681 | 2692438.5566 | 1226274.2144 | 2692438.9957 | 1226267.5454
151 | 2692256.176 | 1226223.9073 | 2692251.7626 | 1226220.6798
152 | 2692267.201 | 1226231.9699 | 2692256.176 | 1226223.9073
153 | 2692240.8716 | 1226207.2313 | 2692240.9942 | 1226208.4693 | 2692242.4368 | 1226212.728 | 2692245.8972 | 1226215.9283 | 2692250.8749 | 1226220.0306 | 2692251.7626 | 1226220.6798
154 | 2692267.201 | 1226231.9699 | 2692278.3536 | 1226239.7876
155 | 2692240.188 | 1226200.3288 | 2692240.8716 | 1226207.2313
156 | 2692240.188 | 1226200.3288 | 2692257.1681 | 1226191.13
157 | 2692271.9602 | 1226209.7344 | 2692267.247 | 1226203.8064
158 | 2692257.1681 | 1226191.13 | 2692267.247 | 1226203.8064
159 | 2692257.1681 | 1226191.13 | 2692250.5883 | 1226173.8207
160 | 2692284.9339 | 1226264.5697 | 2692280.828 | 1226270.3769
161 | 2692266.5865 | 1226292.592 | 2692280.0518 | 1226271.4748 | 2692280.828 | 1226270.3769
162 | 2692451.7139 | 1226404.6918 | 2692452.2657 | 1226399.0346
163 | 2692452.6099 | 1226395.5054 | 2692452.2657 | 1226399.0346
164 | 2692192.0097 | 1225668.7635 | 2692257.1254 | 1225670.9406 | 2692270.5477 | 1225671.3285
165 | 2692120.7678 | 1225666.1141 | 2692134.1116 | 1225666.5987 | 2692192.0097 | 1225668.7635
166 | 2692275.4467 | 1225671.4701 | 2692270.5477 | 1225671.3285
167 | 2692120.7678 | 1225666.1141 | 2692131.1522 | 1225632.0175 | 2692133.3964 | 1225619.777 | 2692133.0389 | 1225611.0431 | 2692127.9747 | 1225602.2029 | 2692101.9675 | 1225579.7957 | 2692098.9986 | 1225576.4006
168 | 2692275.4467 | 1225671.4701 | 2692289.6216 | 1225671.8797
169 | 2692097.2321 | 1225574.3805 | 2692098.9986 | 1225576.4006
170 | 2692294.5166 | 1225672.0211 | 2692289.6216 | 1225671.8797
171 | 2692094.9854 | 1225571.8113 | 2692097.2321 | 1225574.3805
172 | 2692221.598 | 1226290.0934 | 2692210.6378 | 1226291.7242 | 2692197.4921 | 1226292.2431 | 2692173.1945 | 1226289.3647 | 2692159.3177 | 1226290.0471
173 | 2692221.598 | 1226290.0934 | 2692242.483 | 1226286.9859
174 | 2692159.3177 | 1226290.0471 | 2692143.1057 | 1226290.8443 | 2692127.2705 | 1226295.1688 | 2692076.334 | 1226320.8581
175 | 2692266.5865 | 1226292.592 | 2692252.402 | 1226286.768 | 2692246.0313 | 1226286.4579 | 2692242.483 | 1226286.9859
176 | 2692048.5157 | 1226336.2182 | 2692065.2829 | 1226326.4316 | 2692076.334 | 1226320.8581
177 | 2692266.5865 | 1226292.592 | 2692260.2737 | 1226302.3728
178 | 2691997.4301 | 1226343.6287 | 2692018.9573 | 1226343.5161 | 2692035.232 | 1226342.1334 | 2692045.6302 | 1226337.9024 | 2692048.5157 | 1226336.2182
179 | 2692195.5026 | 1226078.7507 | 2692202.1047 | 1226085.1798 | 2692231.1429 | 1226122.6672 | 2692250.5883 | 1226173.8207
180 | 2692074.4356 | 1226077.0197 | 2692092.4784 | 1226079.0003 | 2692100.1172 | 1226075.2825 | 2692114.3605 | 1226075.8812 | 2692137.9345 | 1226082.951 | 2692163.3683 | 1226085.947 | 2692195.5026 | 1226078.7507
181 | 2692195.5026 | 1226078.7507 | 2692186.5451 | 1226063.3678 | 2692182.8316 | 1226063.7772 | 2692181.3403 | 1226056.0905
182 | 2692074.4356 | 1226077.0197 | 2692061.2072 | 1226071.0998 | 2692016.5698 | 1226034.8061 | 2692005.5355 | 1226031.6111 | 2691992.8359 | 1226032.6599 | 2691975.4958 | 1226044.4194
183 | 2692181.3403 | 1226056.0905 | 2692177.6927 | 1226037.2901 | 2692171.1112 | 1226031.9733 | 2692168.6887 | 1226023.9959
184 | 2692528.4847 | 1226528.3358 | 2692546.4422 | 1226519.6311 | 2692552.0961 | 1226517.749
185 | 2692561.5681 | 1226514.5961 | 2692552.0961 | 1226517.749
186 | 2692528.4847 | 1226528.3358 | 2692517.3097 | 1226536.212 | 2692496.8574 | 1226543.9996 | 2692469.8762 | 1226552.8977 | 2692456.3901 | 1226558.7701 | 2692428.8525 | 1226574.698 | 2692418.4906 | 1226576.6051 | 2692408.579 | 1226573.4378 | 2692397.3313 | 1226569.4159 | 2692386.2851 | 1226568.0434 | 2692374.1904 | 1226574.1377 | 2692381.0716 | 1226590.8564 | 2692384.5604 | 1226596.5924 | 2692397.5633 | 1226603.766
187 | 2692561.5681 | 1226514.5961 | 2692664.2727 | 1226639.3395
188 | 2692320.7733 | 1226686.2547 | 2692309.5029 | 1226681.2652 | 2692309.5309 | 1226673.6047 | 2692312.7773 | 1226667.6175 | 2692322.7133 | 1226656.019 | 2692335.5116 | 1226643.6532 | 2692347.0583 | 1226633.2918 | 2692365.5734 | 1226619.3915 | 2692374.7127 | 1226607.3693 | 2692378.9386 | 1226596.8942 | 2692381.0716 | 1226590.8564 | 2692384.5604 | 1226596.5924 | 2692397.5633 | 1226603.766
189 | 2692689.5853 | 1226654.4542 | 2692680.0866 | 1226648.1574 | 2692664.2727 | 1226639.3395
190 | 2692320.7733 | 1226686.2547 | 2692333.8074 | 1226681.5219
191 | 2692689.5853 | 1226654.4542 | 2692884.9248 | 1226464.3115
192 | 2692689.5853 | 1226654.4542 | 2692667.0613 | 1226901.2335
193 | 2692884.9248 | 1226464.3115 | 2692885.9095 | 1226463.5775
194 | 2692677.6509 | 1226916.7873 | 2692667.0613 | 1226901.2335
195 | 2691928.2201 | 1226050.2985 | 2691948.847 | 1226050.4927 | 2691967.3 | 1226049.9775 | 2691975.4958 | 1226044.4194
196 | 2691926.3329 | 1226050.2807 | 2691928.2201 | 1226050.2985
197 | 2691667.8651 | 1225770.6505 | 2691678.2464 | 1225754.2766 | 2691683.343 | 1225722.6885 | 2691682.2402 | 1225718.9723
198 | 2691664.3336 | 1225693.6873 | 2691671.4402 | 1225702.9913 | 2691681.152 | 1225715.3051 | 2691682.2402 | 1225718.9723
199 | 2691659.0219 | 1225686.7331 | 2691664.3336 | 1225693.6873
200 | 2691960.3789 | 1225570.8891 | 2691965.3138 | 1225567.0182 | 2691980.1743 | 1225563.5787 | 2691985.2348 | 1225563.0306
201 | 2691985.2348 | 1225563.0306 | 2691992.2986 | 1225562.2655
202 | 2691519.9697 | 1225601.3222 | 2691527.4667 | 1225605.3515 | 2691576.8326 | 1225631.8627 | 2691607.8416 | 1225646.15 | 2691632.0417 | 1225655.051 | 2691635.8855 | 1225662.4375 | 2691659.0219 | 1225686.7331
203 | 2691519.9697 | 1225601.3222 | 2691510.5766 | 1225596.7006
204 | 2691720.6799 | 1225382.7687 | 2691519.9697 | 1225601.3222
205 | 2691813.1005 | 1225368.6511 | 2691785.1589 | 1225370.2435 | 2691723.2954 | 1225382.1427 | 2691720.6799 | 1225382.7687
206 | 2691813.1005 | 1225368.6511 | 2691854.6512 | 1225367.6026 | 2691895.751 | 1225361.3882 | 2691910.3228 | 1225361.9358 | 2691920.1716 | 1225365.3903 | 2691926.4777 | 1225369.4572 | 2691949.2189 | 1225387.9214 | 2691973.0152 | 1225407.6558
207 | 2691510.5766 | 1225596.7006 | 2691475.2273 | 1225579.3079 | 2691453.3682 | 1225567.4167
208 | 2691448.3247 | 1225564.6731 | 2691453.3682 | 1225567.4167
209 | 2691317.3339 | 1225640.4097 | 2691320.5178 | 1225639.0309
210 | 2691320.5178 | 1225639.0309 | 2691329.1999 | 1225635.2713 | 2691335.1406 | 1225634.9956 | 2691340.5148 | 1225631.6201 | 2691345.055 | 1225625.7746 | 2691349.798 | 1225615.1177 | 2691361.6169 | 1225602.8461 | 2691365.2364 | 1225600.6779 | 2691368.6101 | 1225599.3932
211 | 2691373.8414 | 1225597.4013 | 2691368.6101 | 1225599.3932
212 | 2691373.8414 | 1225597.4013 | 2691374.6858 | 1225597.0798
213 | 2691415.0534 | 1225546.5826 | 2691392.7078 | 1225584.2103 | 2691389.6627 | 1225588.9669 | 2691386.4051 | 1225591.7633 | 2691380.1688 | 1225594.992 | 2691374.6858 | 1225597.0798
214 | 2691448.3247 | 1225564.6731 | 2691415.0534 | 1225546.5826
215 | 2691415.0534 | 1225546.5826 | 2691411.6022 | 1225544.7061 | 2691406.9282 | 1225542.1212
216 | 2691448.3247 | 1225564.6731 | 2691441.8771 | 1225578.6839 | 2691436.5867 | 1225593.982
217 | 2691406.9282 | 1225542.1212 | 2691389.6821 | 1225532.5834
218 | 2691436.2535 | 1225594.9454 | 2691436.5867 | 1225593.982
219 | 2691432.6592 | 1225618.3081 | 2691434.5715 | 1225607.0804 | 2691434.6329 | 1225599.6317 | 2691436.2535 | 1225594.9454
220 | 2691432.6592 | 1225618.3081 | 2691431.8548 | 1225623.0316
221 | 2691973.0152 | 1225407.6558 | 2691979.6721 | 1225413.1764 | 2692009.6142 | 1225426.3595 | 2692022.591 | 1225435.4109 | 2692032.4322 | 1225449.1394 | 2692038.1597 | 1225461.192 | 2692057.6418 | 1225504.0345 | 2692072.294 | 1225527.9277
222 | 2692076.359 | 1225534.5566 | 2692072.294 | 1225527.9277
223 | 2692076.359 | 1225534.5566 | 2692079.1998 | 1225538.6691
224 | 2692076.359 | 1225534.5566 | 2692064.3456 | 1225539.2074 | 2692062.1185 | 1225540.2081
225 | 2692079.1998 | 1225538.6691 | 2692080.497 | 1225540.5471 | 2692080.9213 | 1225541.7059
226 | 2692012.8681 | 1225557.7714 | 2692037.9684 | 1225549.9848 | 2692052.1221 | 1225544.7 | 2692062.1185 | 1225540.2081
227 | 2692088.7167 | 1225561.8499 | 2692087.5966 | 1225559.9372 | 2692080.9213 | 1225541.7059
228 | 2691992.2986 | 1225562.2655 | 2692001.644 | 1225561.2533 | 2692012.8681 | 1225557.7714
229 | 2692090.7629 | 1225565.3438 | 2692088.7167 | 1225561.8499
230 | 2692091.0029 | 1225565.7536 | 2692090.7629 | 1225565.3438
231 | 2692094.9854 | 1225571.8113 | 2692093.6683 | 1225570.3051 | 2692091.0029 | 1225565.7536
232 | 2692377.4244 | 1225484.92 | 2692377.6743 | 1225492.2624 | 2692382.7694 | 1225503.3008
233 | 2692377.4244 | 1225484.92 | 2692377.4244 | 1225484.92 | 2692395.6058 | 1225475.6513 | 2692395.7613 | 1225471.3817
234 | 2692398.0739 | 1225534.4532 | 2692385.8676 | 1225510.0132 | 2692382.7694 | 1225503.3008
235 | 2692395.9855 | 1225465.2233 | 2692395.7613 | 1225471.3817
236 | 2692398.0739 | 1225534.4532 | 2692414.6241 | 1225528.6616 | 2692420.9154 | 1225527.8059
237 | 2692398.0739 | 1225534.4532 | 2692399.9253 | 1225538.1587
238 | 2692395.9855 | 1225465.2233 | 2692396.148 | 1225460.7603 | 2692388.0526 | 1225440.6094 | 2692370.1484 | 1225435.439 | 2692362.9046 | 1225428.7363
239 | 2692420.9154 | 1225527.8059 | 2692425.2388 | 1225527.2178
240 | 2692399.9253 | 1225538.1587 | 2692409.7273 | 1225557.7771
241 | 2692425.2388 | 1225527.2178 | 2692446.2662 | 1225524.3577
242 | 2692415.4338 | 1225565.3556 | 2692412.295 | 1225562.9163 | 2692409.7273 | 1225557.7771
243 | 2692415.4338 | 1225565.3556 | 2692356.3054 | 1225611.6037 | 2692323.8586 | 1225638.2635 | 2692294.5166 | 1225672.0211
244 | 2692294.5166 | 1225672.0211 | 2692308.0251 | 1225672.6421 | 2692361.3764 | 1225669.2897 | 2692390.9002 | 1225662.4097 | 2692419.6764 | 1225652.4161 | 2692426.0964 | 1225649.6027 | 2692444.4423 | 1225641.3193
245 | 2692656.6193 | 1226930.9355 | 2692662.0477 | 1226929.6534
246 | 2692677.6509 | 1226916.7873 | 2692662.0477 | 1226929.6534
247 | 2692677.6509 | 1226916.7873 | 2692693.3108 | 1226927.5277
248 | 2692696.2428 | 1226939.8746 | 2692693.3108 | 1226927.5277
249 | 2692701.9861 | 1226970.2763 | 2692701.8181 | 1226963.3522 | 2692696.2428 | 1226939.8746

## bus_geodata
| x | y | coords
0 | 2693118.3952 | 1225321.6089
1 | 2692971.2388 | 1225569.9814
2 | 2692953.629 | 1225567.73
3 | 2693004.5007 | 1225664.6187
4 | 2693013.6443 | 1225663.5322
5 | 2693023.4209 | 1225662.8067
6 | 2693009.2423 | 1225685.1564
7 | 2692978.576 | 1225671.9569
8 | 2692980.7094 | 1225686.6399
9 | 2692964.3043 | 1225676.4494
10 | 2693036.2173 | 1225680.3524
11 | 2693034.0012 | 1225662.8052
12 | 2692994.6075 | 1225692.2588
13 | 2692983.3085 | 1225694.1687
14 | 2692947.4821 | 1225681.7448
15 | 2693044.279 | 1225680.2006
16 | 2693036.276 | 1225681.9322
17 | 2693071.867 | 1225667.7231
18 | 2692987.5076 | 1225693.8399
19 | 2692940.9927 | 1225668.3818
20 | 2692939.2841 | 1225683.8717
21 | 2693017.7443 | 1225732.4783
22 | 2693012.8055 | 1225734.1356
23 | 2693019.186 | 1225741.1291
24 | 2693012.3739 | 1225741.8565
25 | 2693007.2762 | 1225735.7392
26 | 2693044.2937 | 1225679.2668
27 | 2692901.8855 | 1225601.1872
28 | 2692874.3455 | 1225569.1182
29 | 2692910.707 | 1225614.4166
30 | 2692880.8046 | 1225606.2225
31 | 2692860.6284 | 1225554.857
32 | 2692919.8557 | 1225629.2371
33 | 2692849.4292 | 1225615.134
34 | 2692950.4004 | 1225738.0945
35 | 2692921.5016 | 1225684.53
36 | 2692955.4594 | 1225742.7791
37 | 2692910.8791 | 1225681.839
38 | 2692898.8237 | 1225679.0421
39 | 2692885.4166 | 1225676.5166
40 | 2692938.3113 | 1225662.9894
41 | 2692932.0152 | 1225650.8361
42 | 2692930.2708 | 1225647.7335
43 | 2692784.5398 | 1225665.0017
44 | 2692766.4174 | 1225661.2499
45 | 2692786.7804 | 1225655.997
46 | 2692755.7459 | 1225675.0171
47 | 2692740.1469 | 1225646.6524
48 | 2692803.2287 | 1225659.431
49 | 2692712.0909 | 1225648.828
50 | 2692743.0706 | 1225630.9361
51 | 2692828.0348 | 1225664.6019
52 | 2692807.4368 | 1225723.7779
53 | 2692811.9157 | 1225716.6094
54 | 2692800.0601 | 1225735.5844
55 | 2692705.1389 | 1225638.101
56 | 2692700.4194 | 1225661.0546
57 | 2692743.1667 | 1225630.4193
58 | 2692816.4927 | 1225707.911
59 | 2692838.323 | 1225666.7642
60 | 2692827.8164 | 1225724.9494
61 | 2692786.1375 | 1225787.602
62 | 2692685.8385 | 1225682.3699
63 | 2692671.8282 | 1225703.0837
64 | 2692658.1161 | 1225723.3178
65 | 2692660.4051 | 1225724.8211
66 | 2692633.9319 | 1225758.9769
67 | 2692700.9304 | 1225634.8564
68 | 2692688.342 | 1225669.7366
69 | 2692661.361 | 1225767.1214
70 | 2692707.3466 | 1225756.2076
71 | 2692621.3502 | 1225777.5282
72 | 2692636.3023 | 1225591.0072
73 | 2692905.1014 | 1225714.6566
74 | 2692882.8233 | 1225675.9867
75 | 2692857.8994 | 1225670.8944
76 | 2692854.7659 | 1225670.2318
77 | 2692861.168 | 1225734.4762
78 | 2692872.4182 | 1225736.8104
79 | 2692840.1476 | 1225729.491
80 | 2692889.5052 | 1225739.9808
81 | 2692859.0391 | 1225633.3024
82 | 2692842.4657 | 1225608.3601
83 | 2692859.1309 | 1225797.8554
84 | 2692852.2673 | 1225795.8978
85 | 2692878.883 | 1225800.4938
86 | 2692892.1774 | 1225798.4014
87 | 2692824.9693 | 1225818.1708
88 | 2692903.2399 | 1225796.2898
89 | 2692858.2459 | 1225831.2907
90 | 2692814.0106 | 1225883.5821
91 | 2692961.7397 | 1225851.743
92 | 2692810.7573 | 1225898.2698
93 | 2693009.3583 | 1225917.3595
94 | 2692826.0025 | 1225926.3297
95 | 2693122.2522 | 1226278.9543
96 | 2692646.2674 | 1225791.8594
97 | 2692661.4535 | 1225800.602
98 | 2692639.9618 | 1225810.8926
99 | 2692638.6193 | 1225814.9447
100 | 2692702.1317 | 1225763.4203
101 | 2692631.5489 | 1225839.7943
102 | 2692626.7973 | 1225852.2656
103 | 2692624.5685 | 1225857.1761
104 | 2692622.8483 | 1225860.9659
105 | 2692796.8567 | 1225585.0975
106 | 2692785.5182 | 1225583.8375
107 | 2692816.5245 | 1225583.543
108 | 2692783.8918 | 1225583.5624
109 | 2692838.5329 | 1225604.5344
110 | 2692826.2334 | 1225570.0844
111 | 2692772.9879 | 1225581.7185
112 | 2692826.6277 | 1225616.4968
113 | 2692827.5666 | 1225568.8196
114 | 2692823.9857 | 1225622.4338
115 | 2692832.3906 | 1225564.243
116 | 2692749.9072 | 1225608.5666
117 | 2692845.8925 | 1225539.5365
118 | 2692768.5821 | 1225409.0444
119 | 2692823.6254 | 1225624.8817
120 | 2692822.8745 | 1225546.8495
121 | 2692822.4947 | 1225632.5631
122 | 2692461.7835 | 1225633.4895
123 | 2692399.8175 | 1226102.0135
124 | 2692386.8641 | 1226096.441
125 | 2692368.0679 | 1226147.5934
126 | 2692437.1792 | 1226057.996
127 | 2692378.3489 | 1226092.7777
128 | 2692308.5827 | 1226234.5912
129 | 2692488.0691 | 1225983.5786
130 | 2692493.1421 | 1226188.4723
131 | 2692294.4688 | 1226251.0839
132 | 2692353.3227 | 1226079.7431
133 | 2692534.4153 | 1226016.1108
134 | 2692502.6479 | 1226196.0884
135 | 2692293.9173 | 1226251.864
136 | 2692284.094 | 1226243.8115
137 | 2692950.8768 | 1226320.2266
138 | 2692917.5861 | 1226378.6481
139 | 2692901.7016 | 1226397.7786
140 | 2692694.1873 | 1226268.0045
141 | 2692691.9894 | 1226267.1078
142 | 2692495.1231 | 1226206.3785
143 | 2692490.8306 | 1226212.2484
144 | 2692438.9957 | 1226267.5454
145 | 2692256.176 | 1226223.9073
146 | 2692251.7626 | 1226220.6798
147 | 2692267.201 | 1226231.9699
148 | 2692240.8716 | 1226207.2313
149 | 2692278.3536 | 1226239.7876
150 | 2692240.188 | 1226200.3288
151 | 2692271.9602 | 1226209.7344
152 | 2692267.247 | 1226203.8064
153 | 2692257.1681 | 1226191.13
154 | 2692284.9339 | 1226264.5697
155 | 2692280.828 | 1226270.3769
156 | 2692452.2657 | 1226399.0346
157 | 2692451.7139 | 1226404.6918
158 | 2692452.6099 | 1226395.5054
159 | 2692192.0097 | 1225668.7635
160 | 2692270.5477 | 1225671.3285
161 | 2692120.7678 | 1225666.1141
162 | 2692275.4467 | 1225671.4701
163 | 2692098.9986 | 1225576.4006
164 | 2692289.6216 | 1225671.8797
165 | 2692097.2321 | 1225574.3805
166 | 2692221.598 | 1226290.0934
167 | 2692159.3177 | 1226290.0471
168 | 2692242.483 | 1226286.9859
169 | 2692076.334 | 1226320.8581
170 | 2692266.5865 | 1226292.592
171 | 2692048.5157 | 1226336.2182
172 | 2692260.2737 | 1226302.3728
173 | 2691997.4301 | 1226343.6287
174 | 2692250.5883 | 1226173.8207
175 | 2692195.5026 | 1226078.7507
176 | 2692074.4356 | 1226077.0197
177 | 2692181.3403 | 1226056.0905
178 | 2692552.0961 | 1226517.749
179 | 2692528.4847 | 1226528.3358
180 | 2692561.5681 | 1226514.5961
181 | 2692397.5633 | 1226603.766
182 | 2692664.2727 | 1226639.3395
183 | 2692320.7733 | 1226686.2547
184 | 2692689.5853 | 1226654.4542
185 | 2692884.9248 | 1226464.3115
186 | 2692667.0613 | 1226901.2335
187 | 2692333.8074 | 1226681.5219
188 | 2692168.6887 | 1226023.9959
189 | 2691975.4958 | 1226044.4194
190 | 2691928.2202 | 1226050.2985
191 | 2691926.3329 | 1226050.2807
192 | 2691667.8651 | 1225770.6505
193 | 2691682.2402 | 1225718.9723
194 | 2691664.3336 | 1225693.6873
195 | 2691960.3789 | 1225570.8891
196 | 2691985.2348 | 1225563.0306
197 | 2691659.0219 | 1225686.7331
198 | 2691519.9697 | 1225601.3222
199 | 2691720.6799 | 1225382.7687
200 | 2691813.1005 | 1225368.6511
201 | 2691510.5766 | 1225596.7006
202 | 2691453.3682 | 1225567.4167
203 | 2691317.3339 | 1225640.4097
204 | 2691320.5178 | 1225639.0309
205 | 2691368.6101 | 1225599.3932
206 | 2691373.8414 | 1225597.4013
207 | 2691374.6858 | 1225597.0798
208 | 2691415.0534 | 1225546.5826
209 | 2691448.3247 | 1225564.6731
210 | 2691406.9282 | 1225542.1212
211 | 2691436.5867 | 1225593.982
212 | 2691389.6821 | 1225532.5834
213 | 2691436.2535 | 1225594.9454
214 | 2691432.6592 | 1225618.3081
215 | 2691431.8548 | 1225623.0316
216 | 2691973.0152 | 1225407.6558
217 | 2692072.294 | 1225527.9277
218 | 2692076.359 | 1225534.5566
219 | 2692079.1998 | 1225538.6691
220 | 2692062.1185 | 1225540.2081
221 | 2692080.9213 | 1225541.7059
222 | 2692012.8681 | 1225557.7714
223 | 2691992.2986 | 1225562.2655
224 | 2692088.7167 | 1225561.8499
225 | 2692090.7629 | 1225565.3438
226 | 2692091.0029 | 1225565.7536
227 | 2692094.9854 | 1225571.8113
228 | 2692377.4244 | 1225484.92
229 | 2692382.7694 | 1225503.3008
230 | 2692395.7613 | 1225471.3817
231 | 2692398.0739 | 1225534.4532
232 | 2692395.9855 | 1225465.2233
233 | 2692420.9154 | 1225527.8059
234 | 2692399.9253 | 1225538.1587
235 | 2692362.9046 | 1225428.7363
236 | 2692425.2388 | 1225527.2178
237 | 2692409.7273 | 1225557.7771
238 | 2692415.4338 | 1225565.3556
239 | 2692294.5166 | 1225672.0211
240 | 2692444.4423 | 1225641.3193
241 | 2692446.2662 | 1225524.3578
242 | 2692829.0477 | 1225926.822
243 | 2692885.9095 | 1226463.5775
244 | 2692656.6193 | 1226930.9355
245 | 2692662.0477 | 1226929.6534
246 | 2692677.6509 | 1226916.7873
247 | 2692693.3108 | 1226927.5277
248 | 2692696.2428 | 1226939.8746
249 | 2692701.9861 | 1226970.2763
250 | 2693003.1539 | 1225722.9991
251 | 2692743.6182 | 1225684.1663

## line_std_types
| c_nf_per_km | r_ohm_per_km | x_ohm_per_km | max_i_ka | type | q_mm2 | alpha | voltage_rating
NAYY 4x50 SE | 210 | 0.642 | 0.083 | 0.142 | cs | 50 | 0.00403 | LV
NAYY 4x120 SE | 264 | 0.225 | 0.08 | 0.242 | cs | 120 | 0.00403 | LV
NAYY 4x150 SE | 261 | 0.208 | 0.08 | 0.27 | cs | 150 | 0.00403 | LV
NA2XS2Y 1x95 RM/25 12/20 kV | 216 | 0.313 | 0.132 | 0.252 | cs | 95 | 0.00403 | MV
NA2XS2Y 1x185 RM/25 12/20 kV | 273 | 0.161 | 0.117 | 0.362 | cs | 185 | 0.00403 | MV
NA2XS2Y 1x240 RM/25 12/20 kV | 304 | 0.122 | 0.112 | 0.421 | cs | 240 | 0.00403 | MV
NA2XS2Y 1x95 RM/25 6/10 kV | 315 | 0.313 | 0.123 | 0.249 | cs | 95 | 0.00403 | MV
NA2XS2Y 1x185 RM/25 6/10 kV | 406 | 0.161 | 0.11 | 0.358 | cs | 185 | 0.00403 | MV
NA2XS2Y 1x240 RM/25 6/10 kV | 456 | 0.122 | 0.105 | 0.416 | cs | 240 | 0.00403 | MV
NA2XS2Y 1x150 RM/25 12/20 kV | 250 | 0.206 | 0.116 | 0.319 | cs | 150 | 0.00403 | MV
NA2XS2Y 1x120 RM/25 12/20 kV | 230 | 0.253 | 0.119 | 0.283 | cs | 120 | 0.00403 | MV
NA2XS2Y 1x70 RM/25 12/20 kV | 190 | 0.443 | 0.132 | 0.22 | cs | 70 | 0.00403 | MV
NA2XS2Y 1x150 RM/25 6/10 kV | 360 | 0.206 | 0.11 | 0.315 | cs | 150 | 0.00403 | MV
NA2XS2Y 1x120 RM/25 6/10 kV | 340 | 0.253 | 0.113 | 0.28 | cs | 120 | 0.00403 | MV
NA2XS2Y 1x70 RM/25 6/10 kV | 280 | 0.443 | 0.123 | 0.217 | cs | 70 | 0.00403 | MV
N2XS(FL)2Y 1x120 RM/35 64/110 kV | 112 | 0.153 | 0.166 | 0.366 | cs | 120 | 0.00393 | HV
N2XS(FL)2Y 1x185 RM/35 64/110 kV | 125 | 0.099 | 0.156 | 0.457 | cs | 185 | 0.00393 | HV
N2XS(FL)2Y 1x240 RM/35 64/110 kV | 135 | 0.075 | 0.149 | 0.526 | cs | 240 | 0.00393 | HV
N2XS(FL)2Y 1x300 RM/35 64/110 kV | 144 | 0.06 | 0.144 | 0.588 | cs | 300 | 0.00393 | HV
15-AL1/3-ST1A 0.4 | 11 | 1.8769 | 0.35 | 0.105 | ol | 16 | 0.00403 | LV
24-AL1/4-ST1A 0.4 | 11.25 | 1.2012 | 0.335 | 0.14 | ol | 24 | 0.00403 | LV
48-AL1/8-ST1A 0.4 | 12.2 | 0.5939 | 0.3 | 0.21 | ol | 48 | 0.00403 | LV
94-AL1/15-ST1A 0.4 | 13.2 | 0.306 | 0.29 | 0.35 | ol | 94 | 0.00403 | LV
34-AL1/6-ST1A 10.0 | 9.7 | 0.8342 | 0.36 | 0.17 | ol | 34 | 0.00403 | MV
48-AL1/8-ST1A 10.0 | 10.1 | 0.5939 | 0.35 | 0.21 | ol | 48 | 0.00403 | MV
70-AL1/11-ST1A 10.0 | 10.4 | 0.4132 | 0.339 | 0.29 | ol | 70 | 0.00403 | MV
94-AL1/15-ST1A 10.0 | 10.75 | 0.306 | 0.33 | 0.35 | ol | 94 | 0.00403 | MV
122-AL1/20-ST1A 10.0 | 11.1 | 0.2376 | 0.323 | 0.41 | ol | 122 | 0.00403 | MV
149-AL1/24-ST1A 10.0 | 11.25 | 0.194 | 0.315 | 0.47 | ol | 149 | 0.00403 | MV
34-AL1/6-ST1A 20.0 | 9.15 | 0.8342 | 0.382 | 0.17 | ol | 34 | 0.00403 | MV
48-AL1/8-ST1A 20.0 | 9.5 | 0.5939 | 0.372 | 0.21 | ol | 48 | 0.00403 | MV
70-AL1/11-ST1A 20.0 | 9.7 | 0.4132 | 0.36 | 0.29 | ol | 70 | 0.00403 | MV
94-AL1/15-ST1A 20.0 | 10 | 0.306 | 0.35 | 0.35 | ol | 94 | 0.00403 | MV
122-AL1/20-ST1A 20.0 | 10.3 | 0.2376 | 0.344 | 0.41 | ol | 122 | 0.00403 | MV
149-AL1/24-ST1A 20.0 | 10.5 | 0.194 | 0.337 | 0.47 | ol | 149 | 0.00403 | MV
184-AL1/30-ST1A 20.0 | 10.75 | 0.1571 | 0.33 | 0.535 | ol | 184 | 0.00403 | MV
243-AL1/39-ST1A 20.0 | 11 | 0.1188 | 0.32 | 0.645 | ol | 243 | 0.00403 | MV
48-AL1/8-ST1A 110.0 | 8 | 0.5939 | 0.46 | 0.21 | ol | 48 | 0.00403 | HV
70-AL1/11-ST1A 110.0 | 8.4 | 0.4132 | 0.45 | 0.29 | ol | 70 | 0.00403 | HV
94-AL1/15-ST1A 110.0 | 8.65 | 0.306 | 0.44 | 0.35 | ol | 94 | 0.00403 | HV
122-AL1/20-ST1A 110.0 | 8.5 | 0.2376 | 0.43 | 0.41 | ol | 122 | 0.00403 | HV
149-AL1/24-ST1A 110.0 | 8.75 | 0.194 | 0.41 | 0.47 | ol | 149 | 0.00403 | HV
184-AL1/30-ST1A 110.0 | 8.8 | 0.1571 | 0.4 | 0.535 | ol | 184 | 0.00403 | HV
243-AL1/39-ST1A 110.0 | 9 | 0.1188 | 0.39 | 0.645 | ol | 243 | 0.00403 | HV
305-AL1/39-ST1A 110.0 | 9.2 | 0.0949 | 0.38 | 0.74 | ol | 305 | 0.00403 | HV
490-AL1/64-ST1A 110.0 | 9.75 | 0.059 | 0.37 | 0.96 | ol | 490 | 0.00403 | HV
679-AL1/86-ST1A 110.0 | 9.95 | 0.042 | 0.36 | 1.15 | ol | 679 | 0.00403 | HV
490-AL1/64-ST1A 220.0 | 10 | 0.059 | 0.285 | 0.96 | ol | 490 | 0.00403 | HV
679-AL1/86-ST1A 220.0 | 11.7 | 0.042 | 0.275 | 1.15 | ol | 679 | 0.00403 | HV
490-AL1/64-ST1A 380.0 | 11 | 0.059 | 0.253 | 0.96 | ol | 490 | 0.00403 | HV
679-AL1/86-ST1A 380.0 | 14.6 | 0.042 | 0.25 | 1.15 | ol | 679 | 0.00403 | HV

## trafo_std_types
| i0_percent | pfe_kw | vkr_percent | sn_mva | vn_lv_kv | vn_hv_kv | vk_percent | shift_degree | vector_group | tap_side | tap_neutral | tap_min | tap_max | tap_step_degree | tap_step_percent | tap_phase_shifter
160 MVA 380/110 kV | 0.06 | 60 | 0.25 | 160 | 110 | 380 | 12.2 | 0 | Yy0 | hv | 0 | -9 | 9 | 0 | 1.5 | FALSE
100 MVA 220/110 kV | 0.06 | 55 | 0.26 | 100 | 110 | 220 | 12 | 0 | Yy0 | hv | 0 | -9 | 9 | 0 | 1.5 | FALSE
63 MVA 110/20 kV | 0.04 | 22 | 0.32 | 63 | 20 | 110 | 18 | 150 | YNd5 | hv | 0 | -9 | 9 | 0 | 1.5 | FALSE
40 MVA 110/20 kV | 0.05 | 18 | 0.34 | 40 | 20 | 110 | 16.2 | 150 | YNd5 | hv | 0 | -9 | 9 | 0 | 1.5 | FALSE
25 MVA 110/20 kV | 0.07 | 14 | 0.41 | 25 | 20 | 110 | 12 | 150 | YNd5 | hv | 0 | -9 | 9 | 0 | 1.5 | FALSE
63 MVA 110/10 kV | 0.04 | 22 | 0.32 | 63 | 10 | 110 | 18 | 150 | YNd5 | hv | 0 | -9 | 9 | 0 | 1.5 | FALSE
40 MVA 110/10 kV | 0.05 | 18 | 0.34 | 40 | 10 | 110 | 16.2 | 150 | YNd5 | hv | 0 | -9 | 9 | 0 | 1.5 | FALSE
25 MVA 110/10 kV | 0.07 | 14 | 0.41 | 25 | 10 | 110 | 12 | 150 | YNd5 | hv | 0 | -9 | 9 | 0 | 1.5 | FALSE
0.25 MVA 20/0.4 kV | 0.32 | 0.8 | 1.44 | 0.25 | 0.4 | 20 | 6 | 150 | Yzn5 | hv | 0 | -2 | 2 | 0 | 2.5 | FALSE
0.4 MVA 20/0.4 kV | 0.3375 | 1.35 | 1.425 | 0.4 | 0.4 | 20 | 6 | 150 | Dyn5 | hv | 0 | -2 | 2 | 0 | 2.5 | FALSE
0.63 MVA 20/0.4 kV | 0.2619 | 1.65 | 1.206 | 0.63 | 0.4 | 20 | 6 | 150 | Dyn5 | hv | 0 | -2 | 2 | 0 | 2.5 | FALSE
0.25 MVA 10/0.4 kV | 0.24 | 0.6 | 1.2 | 0.25 | 0.4 | 10 | 4 | 150 | Dyn5 | hv | 0 | -2 | 2 | 0 | 2.5 | FALSE
0.4 MVA 10/0.4 kV | 0.2375 | 0.95 | 1.325 | 0.4 | 0.4 | 10 | 4 | 150 | Dyn5 | hv | 0 | -2 | 2 | 0 | 2.5 | FALSE
0.63 MVA 10/0.4 kV | 0.1873 | 1.18 | 1.0794 | 0.63 | 0.4 | 10 | 4 | 150 | Dyn5 | hv | 0 | -2 | 2 | 0 | 2.5 | FALSE

## trafo3w_std_types
| sn_hv_mva | sn_mv_mva | sn_lv_mva | vn_hv_kv | vn_mv_kv | vn_lv_kv | vk_hv_percent | vk_mv_percent | vk_lv_percent | vkr_hv_percent | vkr_mv_percent | vkr_lv_percent | pfe_kw | i0_percent | shift_mv_degree | shift_lv_degree | vector_group | tap_side | tap_neutral | tap_min | tap_max | tap_step_percent
63/25/38 MVA 110/20/10 kV | 63 | 25 | 38 | 110 | 20 | 10 | 10.4 | 10.4 | 10.4 | 0.28 | 0.32 | 0.35 | 35 | 0.89 | 0 | 0 | YN0yn0yn0 | hv | 0 | -10 | 10 | 1.2
63/25/38 MVA 110/10/10 kV | 63 | 25 | 38 | 110 | 10 | 10 | 10.4 | 10.4 | 10.4 | 0.28 | 0.32 | 0.35 | 35 | 0.89 | 0 | 0 | YN0yn0yn0 | hv | 0 | -10 | 10 | 1.2

## fuse_std_types
| fuse_type | i_rated_a | t_avg | t_min | t_total | x_avg | x_min | x_total
HV 100A | HV 100A | 100 | 0 | [10.0, 3.64, 0.854, 0.281, 0.1, 0.0531, 0.022, 0.01] | [10.0, 4.267, 1.21, 0.403, 0.1, 0.058, 0.022, 0.01] | 0 | [300.0, 350.0, 450.0, 550.0, 700.0, 850.0, 1200.0, 1752.0] | [600.0, 700.0, 900.0, 1150.0, 1665.0, 2000.0, 3000.0, 4313.0]
HV 10A | HV 10A | 10 | 0 | [10.0, 1675.0, 0.344, 0.156, 0.1, 0.0417, 0.0171, 0.01] | [10.0, 1.3, 0.3, 0.155, 0.1, 0.0555, 0.023, 0.01] | 0 | [30.0, 32.0, 35.0, 37.0, 39.0, 50.0, 70.0, 88.0] | [60.0, 70.0, 80.0, 87.0, 94.0, 110.0, 150.0, 216.0]
HV 125A | HV 125A | 125 | 0 | [10.0, 1.82, 0.344, 0.1, 0.0467, 0.0269, 0.01] | [10.0, 2.478, 0.426, 0.1, 0.0427, 0.0211, 0.01] | 0 | [375.0, 500.0, 700.0, 925.0, 1200.0, 1500.0, 2341.0] | [750.0, 1000.0, 1500.0, 2200.0, 3000.0, 4000.0, 5765.0]
HV 160A | HV 160A | 160 | 0 | [10.0, 4.15, 1.03, 0.198, 0.1, 0.051, 0.0172, 0.01] | [10.0, 2.3, 0.734, 0.274, 0.1, 0.046, 0.0177, 0.01] | 0 | [480.0, 550.0, 700.0, 1000.0, 1260.0, 1600.0, 2500.0, 3227.0] | [960.0, 1300.0, 1700.0, 2200.0, 2996.0, 4000.0, 6000.0, 7946.0]
HV 16A | HV 16A | 16 | 0 | [10.0, 0.352, 0.164, 0.1, 0.0649, 0.0342, 0.01] | [10.0, 2.34, 0.722, 0.181, 0.1, 0.055, 0.0296, 0.01] | 0 | [48.0, 60.0, 65.0, 71.0, 80.0, 100.0, 162.0] | [96.0, 110.0, 125.0, 150.0, 168.0, 200.0, 250.0, 398.0]
HV 200A | HV 200A | 200 | 0 | [10.0, 4.267, 1.21, 0.403, 0.1, 0.058, 0.022, 0.01] | [10.0, 3.73, 1.654, 0.328, 0.1, 0.0531, 0.019, 0.01] | 0 | [600.0, 700.0, 900.0, 1150.0, 1665.0, 2000.0, 3000.0, 4313.0] | [1200.0, 1500.0, 1800.0, 2700.0, 3960.0, 5000.0, 7500.0, 10620.0]
HV 20A | HV 20A | 20 | 0 | [10.0, 1.3, 0.3, 0.155, 0.1, 0.0555, 0.023, 0.01] | [10.0, 1.3, 0.161, 0.1, 0.0611, 0.0399, 0.0141, 0.01] | 0 | [60.0, 70.0, 80.0, 87.0, 94.0, 110.0, 150.0, 216.0] | [120.0, 150.0, 200.0, 223.0, 260.0, 300.0, 450.0, 532.0]
HV 25A | HV 25A | 25 | 0 | [10.0, 2.512, 0.833, 0.299, 0.1, 0.0372, 0.0223, 0.01] | [10.0, 3.125, 0.597, 0.198, 0.1, 0.0378, 0.022, 0.01] | 0 | [75.0, 82.0, 90.0, 100.0, 124.0, 170.0, 200.0, 289.0] | [150.0, 170.0, 210.0, 250.0, 294.0, 400.0, 500.0, 711.0]
HV 31.5A | HV 31.5A | 31.5 | 0 | [10.0, 2.34, 0.722, 0.181, 0.1, 0.055, 0.0296, 0.01] | [10.0, 2.84, 0.368, 0.164, 0.1, 0.0621, 0.0378, 0.0195, 0.01] | 0 | [95.0, 110.0, 125.0, 150.0, 165.0, 200.0, 250.0, 390.0] | [189.0, 220.0, 300.0, 350.0, 393.0, 450.0, 530.0, 700.0, 960.0]
HV 40A | HV 40A | 40 | 0 | [10.0, 1.3, 0.161, 0.1, 0.0611, 0.0399, 0.0141, 0.01] | [10.0, 2.05, 0.369, 0.198, 0.1, 0.051, 0.0298, 0.01] | 0 | [120.0, 150.0, 200.0, 223.0, 260.0, 300.0, 450.0, 532.0] | [240.0, 300.0, 400.0, 450.0, 530.0, 650.0, 800.0, 1311.0]
HV 50A | HV 50A | 50 | 0 | [10.0, 3.215, 0.597, 0.198, 0.1, 0.0378, 0.022, 0.01] | [10.0, 3.64, 0.854, 0.281, 0.1, 0.0531, 0.022, 0.01] | 0 | [150.0, 170.0, 210.0, 250.0, 294.0, 400.0, 500.0, 711.0] | [300.0, 350.0, 450.0, 550.0, 700.0, 850.0, 1200.0, 1752.0]
HV 6.3A | HV 6.3A | 6.3 | 0 | [10.0, 1.39, 0.344, 0.168, 0.1, 0.056, 0.0263, 0.01] | [10.0, 1.711, 0.516, 0.198, 0.1, 0.0634, 0.0303, 0.01] | 0 | [19.0, 19.5, 20.4, 20.8, 22.0, 25.0, 32.0, 48.0] | [38.0, 40.0, 43.0, 48.0, 53.0, 60.0, 75.0, 118.0]
HV 63A | HV 63A | 63 | 0 | [10.0, 2.84, 0.368, 0.164, 0.1, 0.0621, 0.0378, 0.0195, 0.01] | [10.0, 1.82, 0.344, 0.1, 0.0467, 0.0269, 0.01] | 0 | [189.0, 220.0, 300.0, 350.0, 393.0, 450.0, 530.0, 700.0, 961.0] | [378.0, 500.0, 700.0, 934.0, 1200.0, 1500.0, 2366.0]
HV 80A | HV 80A | 80 | 0 | [10.0, 2.05, 0.369, 0.198, 0.1, 0.051, 0.0298, 0.01] | [10.0, 4.15, 1.03, 0.198, 0.1, 0.051, 0.0172, 0.01] | 0 | [240.0, 300.0, 400.0, 450.0, 530.0, 650.0, 800.0, 1311.0] | [480.0, 550.0, 700.0, 1000.0, 1260.0, 1600.0, 2500.0, 3227.0]
Siemens NH-1-100 | Siemens NH-1-100 | 100 | [5400.0, 2000.0, 400.0, 20.0, 1.0, 0.2, 0.012, 0.004] | 0 | 0 | [150.0, 190.0, 250.0, 430.0, 900.0, 1250.0, 2700.0, 3600.0] | 0 | 0
Siemens NH-1-125 | Siemens NH-1-125 | 125 | [4800.0, 120.0, 7.0, 0.1, 0.004] | 0 | 0 | [180.0, 400.0, 740.0, 2000.0, 4250.0] | 0 | 0
Siemens NH-1-16 | Siemens NH-1-16 | 16 | [4000.0, 400.0, 2.0, 0.1, 0.04, 0.01] | 0 | 0 | [26.0, 35.0, 75.0, 150.0, 200.0, 300.0] | 0 | 0
Siemens NH-1-160 | Siemens NH-1-160 | 160 | [4800.0, 120.0, 7.0, 0.1, 0.004] | 0 | 0 | [210.0, 500.0, 900.0, 2300.0, 5000.0] | 0 | 0
Siemens NH-1-25 | Siemens NH-1-25 | 25 | [4000.0, 1000.0, 10.0, 0.2, 0.02, 0.01] | 0 | 0 | [40.0, 50.0, 100.0, 210.0, 400.0, 500.0] | 0 | 0
Siemens NH-1-50 | Siemens NH-1-50 | 50 | [4000.0, 40.0, 4.0, 1.0, 0.02, 0.01] | 0 | 0 | [86.0, 200.0, 300.0, 400.0, 1000.0, 1280.0] | 0 | 0
Siemens NH-1-63 | Siemens NH-1-63 | 63 | [4000.0, 100.0, 10.0, 2.0, 0.04, 0.01] | 0 | 0 | [100.0, 200.0, 300.0, 400.0, 1000.0, 1500.0] | 0 | 0
Siemens NH-1-80 | Siemens NH-1-80 | 80 | [4800.0, 120.0, 7.0, 0.1, 0.01] | 0 | 0 | [150.58, 250.0, 450.0, 1150.0, 2470.0] | 0 | 0
Siemens NH-2-1000 | Siemens NH-2-1000 | 1000 | [4800.0, 120.0, 7.0, 0.1, 0.004] | 0 | 0 | [1900.0, 3500.0, 8400.0, 24000.0, 52000.0] | 0 | 0
Siemens NH-2-200 | Siemens NH-2-200 | 200 | [4800.0, 120.0, 7.0, 0.1, 0.004] | 0 | 0 | [280.0, 650.0, 1200.0, 3000.0, 7000.0] | 0 | 0
Siemens NH-2-224 | Siemens NH-2-224 | 224 | [4800.0, 120.0, 7.0, 0.2, 0.04, 0.004] | 0 | 0 | [400.0, 750.0, 1453.0, 3025.0, 4315.0, 7600.0] | 0 | 0
Siemens NH-2-250 | Siemens NH-2-250 | 250 | [4800.0, 120.0, 7.0, 0.1, 0.004] | 0 | 0 | [450.0, 800.0, 1650.0, 4000.0, 8500.0] | 0 | 0
Siemens NH-2-315 | Siemens NH-2-315 | 315 | [4800.0, 120.0, 7.0, 0.1, 0.004] | 0 | 0 | [550.0, 920.0, 1900.0, 5000.0, 11000.0] | 0 | 0
Siemens NH-2-355 | Siemens NH-2-355 | 355 | [4800.0, 120.0, 6.0, 0.1, 0.004] | 0 | 0 | [650.0, 1116.27, 2350.0, 5840.0, 12790.0] | 0 | 0
Siemens NH-2-400 | Siemens NH-2-400 | 400 | [4800.0, 120.0, 7.0, 0.1, 0.004] | 0 | 0 | [720.0, 1350.0, 2800.0, 6500.0, 15000.0] | 0 | 0
Siemens NH-2-425 | Siemens NH-2-425 | 425 | [4800.0, 120.0, 7.0, 0.1, 0.004] | 0 | 0 | [850.0, 1500.0, 3050.0, 7500.0, 16500.0] | 0 | 0
Siemens NH-2-630 | Siemens NH-2-630 | 630 | [4800.0, 120.0, 7.0, 0.1, 0.004] | 0 | 0 | [1200.0, 2000.0, 4800.0, 12000.0, 26000.0] | 0 | 0

## dtypes
| element | column | dtype
0 | bus | name | object
1 | bus | vn_kv | float64
2 | bus | type | object
3 | bus | zone | object
4 | bus | in_service | bool
5 | load | name | object
6 | load | bus | uint32
7 | load | p_mw | float64
8 | load | q_mvar | float64
9 | load | const_z_percent | float64
10 | load | const_i_percent | float64
11 | load | sn_mva | float64
12 | load | scaling | float64
13 | load | in_service | bool
14 | load | type | object
15 | ext_grid | name | object
16 | ext_grid | bus | uint32
17 | ext_grid | vm_pu | float64
18 | ext_grid | va_degree | float64
19 | ext_grid | slack_weight | float64
20 | ext_grid | in_service | bool
21 | line | name | object
22 | line | std_type | object
23 | line | from_bus | uint32
24 | line | to_bus | uint32
25 | line | length_km | float64
26 | line | r_ohm_per_km | float64
27 | line | x_ohm_per_km | float64
28 | line | c_nf_per_km | float64
29 | line | g_us_per_km | float64
30 | line | max_i_ka | float64
31 | line | df | float64
32 | line | parallel | uint32
33 | line | type | object
34 | line | in_service | bool
35 | trafo | name | object
36 | trafo | std_type | object
37 | trafo | hv_bus | uint32
38 | trafo | lv_bus | uint32
39 | trafo | sn_mva | float64
40 | trafo | vn_hv_kv | float64
41 | trafo | vn_lv_kv | float64
42 | trafo | vk_percent | float64
43 | trafo | vkr_percent | float64
44 | trafo | pfe_kw | float64
45 | trafo | i0_percent | float64
46 | trafo | shift_degree | float64
47 | trafo | tap_side | object
48 | trafo | tap_neutral | int32
49 | trafo | tap_min | int32
50 | trafo | tap_max | int32
51 | trafo | tap_step_percent | float64
52 | trafo | tap_step_degree | float64
53 | trafo | tap_pos | int32
54 | trafo | tap_phase_shifter | bool
55 | trafo | parallel | uint32
56 | trafo | df | float64
57 | trafo | in_service | bool
58 | line_geodata | coords | object
59 | bus_geodata | x | float64
60 | bus_geodata | y | float64
61 | bus_geodata | coords | object

## parameters
| version | format_version | converged | OPF_converged | name | f_hz | sn_mva
0 | 2.14.6 | 2.14.0 | FALSE | FALSE |  | 50 | 1