## bus
| name | vn_kv | type | zone | in_service
0 | bus_LV_293-37_0_6_node_0 | 0.4 | n |  | TRUE
1 | bus_LV_293-37_0_6_node_1 | 0.4 | n |  | TRUE
2 | bus_LV_293-37_0_6_node_2 | 0.4 | n |  | TRUE
3 | bus_LV_293-37_0_6_node_3 | 0.4 | n |  | TRUE
4 | bus_LV_293-37_0_6_node_4 | 0.4 | n |  | TRUE
5 | bus_LV_293-37_0_6_node_5 | 0.4 | n |  | TRUE
6 | bus_LV_293-37_0_6_node_11 | 0.4 | n |  | TRUE
7 | bus_LV_293-37_0_6_node_8 | 0.4 | n |  | TRUE
8 | bus_LV_293-37_0_6_node_113 | 0.4 | n |  | TRUE
9 | bus_LV_293-37_0_6_node_12 | 0.4 | n |  | TRUE
10 | bus_LV_293-37_0_6_node_6 | 0.4 | n |  | TRUE
11 | bus_LV_293-37_0_6_node_115 | 0.4 | n |  | TRUE
12 | bus_LV_293-37_0_6_node_111 | 0.4 | n |  | TRUE
13 | bus_LV_293-37_0_6_node_7 | 0.4 | n |  | TRUE
14 | bus_LV_293-37_0_6_node_9 | 0.4 | n |  | TRUE
15 | bus_LV_293-37_0_6_node_10 | 0.4 | n |  | TRUE
16 | bus_LV_293-37_0_6_node_15 | 0.4 | n |  | TRUE
17 | bus_LV_293-37_0_6_node_13 | 0.4 | n |  | TRUE
18 | bus_LV_293-37_0_6_node_14 | 0.4 | n |  | TRUE
19 | bus_LV_293-37_0_6_node_18 | 0.4 | n |  | TRUE
20 | bus_LV_293-37_0_6_node_17 | 0.4 | n |  | TRUE
21 | bus_LV_293-37_0_6_node_27 | 0.4 | n |  | TRUE
22 | bus_LV_293-37_0_6_node_25 | 0.4 | n |  | TRUE
23 | bus_LV_293-37_0_6_node_19 | 0.4 | n |  | TRUE
24 | bus_LV_293-37_0_6_node_21 | 0.4 | n |  | TRUE
25 | bus_LV_293-37_0_6_node_20 | 0.4 | n |  | TRUE
26 | bus_LV_293-37_0_6_node_22 | 0.4 | n |  | TRUE
27 | bus_LV_293-37_0_6_node_23 | 0.4 | n |  | TRUE
28 | bus_LV_293-37_0_6_node_24 | 0.4 | n |  | TRUE
29 | bus_LV_293-37_0_6_node_63 | 0.4 | n |  | TRUE
30 | bus_LV_293-37_0_6_node_64 | 0.4 | n |  | TRUE
31 | bus_LV_293-37_0_6_node_62 | 0.4 | n |  | TRUE
32 | bus_LV_293-37_0_6_node_190 | 0.4 | n |  | TRUE
33 | bus_LV_293-37_0_6_node_65 | 0.4 | n |  | TRUE
34 | bus_LV_293-37_0_6_node_155 | 0.4 | n |  | TRUE
35 | bus_LV_293-37_0_6_node_44 | 0.4 | n |  | TRUE
36 | bus_LV_293-37_0_6_node_42 | 0.4 | n |  | TRUE
37 | bus_LV_293-37_0_6_node_68 | 0.4 | n |  | TRUE
38 | bus_LV_293-37_0_6_node_61 | 0.4 | n |  | TRUE
39 | bus_LV_293-37_0_6_node_191 | 0.4 | n |  | TRUE
40 | bus_LV_293-37_0_6_node_26 | 0.4 | n |  | TRUE
41 | bus_LV_293-37_0_6_node_28 | 0.4 | n |  | TRUE
42 | bus_LV_293-37_0_6_node_95 | 0.4 | n |  | TRUE
43 | bus_LV_293-37_0_6_node_94 | 0.4 | n |  | TRUE
44 | bus_LV_293-37_0_6_node_124 | 0.4 | n |  | TRUE
45 | bus_LV_293-37_0_6_node_88 | 0.4 | n |  | TRUE
46 | bus_LV_293-37_0_6_node_87 | 0.4 | n |  | TRUE
47 | bus_LV_293-37_0_6_node_93 | 0.4 | n |  | TRUE
48 | bus_LV_293-37_0_6_node_29 | 0.4 | n |  | TRUE
49 | bus_LV_293-37_0_6_node_30 | 0.4 | n |  | TRUE
50 | bus_LV_293-37_0_6_node_31 | 0.4 | n |  | TRUE
51 | bus_LV_293-37_0_6_node_32 | 0.4 | n |  | TRUE
52 | bus_LV_293-37_0_6_node_33 | 0.4 | n |  | TRUE
53 | bus_LV_293-37_0_6_node_34 | 0.4 | n |  | TRUE
54 | bus_LV_293-37_0_6_node_39 | 0.4 | n |  | TRUE
55 | bus_LV_293-37_0_6_node_38 | 0.4 | n |  | TRUE
56 | bus_LV_293-37_0_6_node_35 | 0.4 | n |  | TRUE
57 | bus_LV_293-37_0_6_node_52 | 0.4 | n |  | TRUE
58 | bus_LV_293-37_0_6_node_40 | 0.4 | n |  | TRUE
59 | bus_LV_293-37_0_6_node_41 | 0.4 | n |  | TRUE
60 | bus_LV_293-37_0_6_node_54 | 0.4 | n |  | TRUE
61 | bus_LV_293-37_0_6_node_36 | 0.4 | n |  | TRUE
62 | bus_LV_293-37_0_6_node_53 | 0.4 | n |  | TRUE
63 | bus_LV_293-37_0_6_node_37 | 0.4 | n |  | TRUE
64 | bus_LV_293-37_0_6_node_45 | 0.4 | n |  | TRUE
65 | bus_LV_293-37_0_6_node_46 | 0.4 | n |  | TRUE
66 | bus_LV_293-37_0_6_node_55 | 0.4 | n |  | TRUE
67 | bus_LV_293-37_0_6_node_43 | 0.4 | n |  | TRUE
68 | bus_LV_293-37_0_6_node_48 | 0.4 | n |  | TRUE
69 | bus_LV_293-37_0_6_node_49 | 0.4 | n |  | TRUE
70 | bus_LV_293-37_0_6_node_47 | 0.4 | n |  | TRUE
71 | bus_LV_293-37_0_6_node_143 | 0.4 | n |  | TRUE
72 | bus_LV_293-37_0_6_node_140 | 0.4 | n |  | TRUE
73 | bus_LV_293-37_0_6_node_50 | 0.4 | n |  | TRUE
74 | bus_LV_293-37_0_6_node_51 | 0.4 | n |  | TRUE
75 | bus_LV_293-37_0_6_node_150 | 0.4 | n |  | TRUE
76 | bus_LV_293-37_0_6_node_151 | 0.4 | n |  | TRUE
77 | bus_LV_293-37_0_6_node_149 | 0.4 | n |  | TRUE
78 | bus_LV_293-37_0_6_node_152 | 0.4 | n |  | TRUE
79 | bus_LV_293-37_0_6_node_154 | 0.4 | n |  | TRUE
80 | bus_LV_293-37_0_6_node_106 | 0.4 | n |  | TRUE
81 | bus_LV_293-37_0_6_node_100 | 0.4 | n |  | TRUE
82 | bus_LV_293-37_0_6_node_103 | 0.4 | n |  | TRUE
83 | bus_LV_293-37_0_6_node_98 | 0.4 | n |  | TRUE
84 | bus_LV_293-37_0_6_node_104 | 0.4 | n |  | TRUE
85 | bus_LV_293-37_0_6_node_56 | 0.4 | n |  | TRUE
86 | bus_LV_293-37_0_6_node_57 | 0.4 | n |  | TRUE
87 | bus_LV_293-37_0_6_node_58 | 0.4 | n |  | TRUE
88 | bus_LV_293-37_0_6_node_59 | 0.4 | n |  | TRUE
89 | bus_LV_293-37_0_6_node_60 | 0.4 | n |  | TRUE
90 | bus_LV_293-37_0_6_node_66 | 0.4 | n |  | TRUE
91 | bus_LV_293-37_0_6_node_70 | 0.4 | n |  | TRUE
92 | bus_LV_293-37_0_6_node_73 | 0.4 | n |  | TRUE
93 | bus_LV_293-37_0_6_node_105 | 0.4 | n |  | TRUE
94 | bus_LV_293-37_0_6_node_67 | 0.4 | n |  | TRUE
95 | bus_LV_293-37_0_6_node_69 | 0.4 | n |  | TRUE
96 | bus_LV_293-37_0_6_node_181 | 0.4 | n |  | TRUE
97 | bus_LV_293-37_0_6_node_153 | 0.4 | n |  | TRUE
98 | bus_LV_293-37_0_6_node_182 | 0.4 | n |  | TRUE
99 | bus_LV_293-37_0_6_node_183 | 0.4 | n |  | TRUE
100 | bus_LV_293-37_0_6_node_71 | 0.4 | n |  | TRUE
101 | bus_LV_293-37_0_6_node_72 | 0.4 | n |  | TRUE
102 | bus_LV_293-37_0_6_node_74 | 0.4 | n |  | TRUE
103 | bus_LV_293-37_0_6_node_75 | 0.4 | n |  | TRUE
104 | bus_LV_293-37_0_6_node_79 | 0.4 | n |  | TRUE
105 | bus_LV_293-37_0_6_node_81 | 0.4 | n |  | TRUE
106 | bus_LV_293-37_0_6_node_82 | 0.4 | n |  | TRUE
107 | bus_LV_293-37_0_6_node_76 | 0.4 | n |  | TRUE
108 | bus_LV_293-37_0_6_node_77 | 0.4 | n |  | TRUE
109 | bus_LV_293-37_0_6_node_78 | 0.4 | n |  | TRUE
110 | bus_LV_293-37_0_6_node_80 | 0.4 | n |  | TRUE
111 | bus_LV_293-37_0_6_node_89 | 0.4 | n |  | TRUE
112 | bus_LV_293-37_0_6_node_90 | 0.4 | n |  | TRUE
113 | bus_LV_293-37_0_6_node_83 | 0.4 | n |  | TRUE
114 | bus_LV_293-37_0_6_node_84 | 0.4 | n |  | TRUE
115 | bus_LV_293-37_0_6_node_85 | 0.4 | n |  | TRUE
116 | bus_LV_293-37_0_6_node_86 | 0.4 | n |  | TRUE
117 | bus_LV_293-37_0_6_node_107 | 0.4 | n |  | TRUE
118 | bus_LV_293-37_0_6_node_108 | 0.4 | n |  | TRUE
119 | bus_LV_293-37_0_6_node_91 | 0.4 | n |  | TRUE
120 | bus_LV_293-37_0_6_node_92 | 0.4 | n |  | TRUE
121 | bus_LV_293-37_0_6_node_101 | 0.4 | n |  | TRUE
122 | bus_LV_293-37_0_6_node_99 | 0.4 | n |  | TRUE
123 | bus_LV_293-37_0_6_node_126 | 0.4 | n |  | TRUE
124 | bus_LV_293-37_0_6_node_122 | 0.4 | n |  | TRUE
125 | bus_LV_293-37_0_6_node_96 | 0.4 | n |  | TRUE
126 | bus_LV_293-37_0_6_node_97 | 0.4 | n |  | TRUE
127 | bus_LV_293-37_0_6_node_102 | 0.4 | n |  | TRUE
128 | bus_LV_293-37_0_6_node_136 | 0.4 | n |  | TRUE
129 | bus_LV_293-37_0_6_node_135 | 0.4 | n |  | TRUE
130 | bus_LV_293-37_0_6_node_109 | 0.4 | n |  | TRUE
131 | bus_LV_293-37_0_6_node_114 | 0.4 | n |  | TRUE
132 | bus_LV_293-37_0_6_node_180 | 0.4 | n |  | TRUE
133 | bus_LV_293-37_0_6_node_110 | 0.4 | n |  | TRUE
134 | bus_LV_293-37_0_6_node_112 | 0.4 | n |  | TRUE
135 | bus_LV_293-37_0_6_node_116 | 0.4 | n |  | TRUE
136 | bus_LV_293-37_0_6_node_117 | 0.4 | n |  | TRUE
137 | bus_LV_293-37_0_6_node_118 | 0.4 | n |  | TRUE
138 | bus_LV_293-37_0_6_node_119 | 0.4 | n |  | TRUE
139 | bus_LV_293-37_0_6_node_120 | 0.4 | n |  | TRUE
140 | bus_LV_293-37_0_6_node_127 | 0.4 | n |  | TRUE
141 | bus_LV_293-37_0_6_node_192 | 0.4 | n |  | TRUE
142 | bus_LV_293-37_0_6_node_156 | 0.4 | n |  | TRUE
143 | bus_LV_293-37_0_6_node_128 | 0.4 | n |  | TRUE
144 | bus_LV_293-37_0_6_node_131 | 0.4 | n |  | TRUE
145 | bus_LV_293-37_0_6_node_125 | 0.4 | n |  | TRUE
146 | bus_LV_293-37_0_6_node_121 | 0.4 | n |  | TRUE
147 | bus_LV_293-37_0_6_node_123 | 0.4 | n |  | TRUE
148 | bus_LV_293-37_0_6_node_193 | 0.4 | n |  | TRUE
149 | bus_LV_293-37_0_6_node_194 | 0.4 | n |  | TRUE
150 | bus_LV_293-37_0_6_node_129 | 0.4 | n |  | TRUE
151 | bus_LV_293-37_0_6_node_130 | 0.4 | n |  | TRUE
152 | bus_LV_293-37_0_6_node_132 | 0.4 | n |  | TRUE
153 | bus_LV_293-37_0_6_node_134 | 0.4 | n |  | TRUE
154 | bus_LV_293-37_0_6_node_133 | 0.4 | n |  | TRUE
155 | bus_LV_293-37_0_6_node_141 | 0.4 | n |  | TRUE
156 | bus_LV_293-37_0_6_node_142 | 0.4 | n |  | TRUE
157 | bus_LV_293-37_0_6_node_138 | 0.4 | n |  | TRUE
158 | bus_LV_293-37_0_6_node_159 | 0.4 | n |  | TRUE
159 | bus_LV_293-37_0_6_node_137 | 0.4 | n |  | TRUE
160 | bus_LV_293-37_0_6_node_139 | 0.4 | n |  | TRUE
161 | bus_LV_293-37_0_6_node_144 | 0.4 | n |  | TRUE
162 | bus_LV_293-37_0_6_node_145 | 0.4 | n |  | TRUE
163 | bus_LV_293-37_0_6_node_158 | 0.4 | n |  | TRUE
164 | bus_LV_293-37_0_6_node_146 | 0.4 | n |  | TRUE
165 | bus_LV_293-37_0_6_node_147 | 0.4 | n |  | TRUE
166 | bus_LV_293-37_0_6_node_148 | 0.4 | n |  | TRUE
167 | bus_LV_293-37_0_6_node_196 | 0.4 | n |  | TRUE
168 | bus_LV_293-37_0_6_node_195 | 0.4 | n |  | TRUE
169 | bus_LV_293-37_0_6_node_184 | 0.4 | n |  | TRUE
170 | bus_LV_293-37_0_6_node_160 | 0.4 | n |  | TRUE
171 | bus_LV_293-37_0_6_node_161 | 0.4 | n |  | TRUE
172 | bus_LV_293-37_0_6_node_162 | 0.4 | n |  | TRUE
173 | bus_LV_293-37_0_6_node_163 | 0.4 | n |  | TRUE
174 | bus_LV_293-37_0_6_node_164 | 0.4 | n |  | TRUE
175 | bus_LV_293-37_0_6_node_165 | 0.4 | n |  | TRUE
176 | bus_LV_293-37_0_6_node_167 | 0.4 | n |  | TRUE
177 | bus_LV_293-37_0_6_node_166 | 0.4 | n |  | TRUE
178 | bus_LV_293-37_0_6_node_168 | 0.4 | n |  | TRUE
179 | bus_LV_293-37_0_6_node_173 | 0.4 | n |  | TRUE
180 | bus_LV_293-37_0_6_node_171 | 0.4 | n |  | TRUE
181 | bus_LV_293-37_0_6_node_172 | 0.4 | n |  | TRUE
182 | bus_LV_293-37_0_6_node_174 | 0.4 | n |  | TRUE
183 | bus_LV_293-37_0_6_node_175 | 0.4 | n |  | TRUE
184 | bus_LV_293-37_0_6_node_176 | 0.4 | n |  | TRUE
185 | bus_LV_293-37_0_6_node_177 | 0.4 | n |  | TRUE
186 | bus_LV_293-37_0_6_node_178 | 0.4 | n |  | TRUE
187 | bus_LV_293-37_0_6_node_179 | 0.4 | n |  | TRUE
188 | bus_LV_293-37_0_6_node_187 | 0.4 | n |  | TRUE
189 | bus_LV_293-37_0_6_node_189 | 0.4 | n |  | TRUE
190 | bus_LV_293-37_0_6_node_188 | 0.4 | n |  | TRUE
191 | bus_LV_293-37_0_6_node_169 | 0.4 | n |  | TRUE
192 | bus_LV_293-37_0_6_node_170 | 0.4 | n |  | TRUE
193 | bus_LV_293-37_0_6_node_186 | 0.4 | n |  | TRUE
194 | bus_LV_293-37_0_6_node_185 | 0.4 | n |  | TRUE
195 | bus_LV_293-37_0_6_node_198 | 0.4 | n |  | TRUE
196 | bus_MV_578_0_node_72 | 20 | n |  | TRUE

## load
| name | bus | p_mw | q_mvar | const_z_percent | const_i_percent | sn_mva | scaling | in_service | type
0 | LV_293-37_0_6_load_0 | 0 | 0.001562 | 0.00039148 | 0 | 0 |  | 1 | TRUE | wye
1 | LV_293-37_0_6_load_1 | 1 | 0.0017104 | 0.00042867 | 0 | 0 |  | 1 | TRUE | wye
2 | LV_293-37_0_6_load_3 | 3 | 0.0016762 | 0.00042011 | 0 | 0 |  | 1 | TRUE | wye
3 | LV_293-37_0_6_load_4 | 4 | 0.0056431 | 0.0014143 | 0 | 0 |  | 1 | TRUE | wye
4 | LV_293-37_0_6_load_5 | 5 | 0.0041534 | 0.0010409 | 0 | 0 |  | 1 | TRUE | wye
5 | LV_293-37_0_6_load_11 | 6 | 0.0027806 | 0.00069688 | 0 | 0 |  | 1 | TRUE | wye
6 | LV_293-37_0_6_load_12 | 9 | 0.0017445 | 0.00043721 | 0 | 0 |  | 1 | TRUE | wye
7 | LV_293-37_0_6_load_6 | 10 | 0.0015907 | 0.00039865 | 0 | 0 |  | 1 | TRUE | wye
8 | LV_293-37_0_6_load_115 | 11 | 0.002657 | 0.0006659 | 0 | 0 |  | 1 | TRUE | wye
9 | LV_293-37_0_6_load_111 | 12 | 0.0040026 | 0.0010031 | 0 | 0 |  | 1 | TRUE | wye
10 | LV_293-37_0_6_load_7 | 13 | 0.001651 | 0.00041378 | 0 | 0 |  | 1 | TRUE | wye
11 | LV_293-37_0_6_load_9 | 14 | 0.001666 | 0.00041753 | 0 | 0 |  | 1 | TRUE | wye
12 | LV_293-37_0_6_load_10 | 15 | 0.0017538 | 0.00043954 | 0 | 0 |  | 1 | TRUE | wye
13 | LV_293-37_0_6_load_15 | 16 | 0.00035102 | 8.7973e-05 | 0 | 0 |  | 1 | TRUE | wye
14 | LV_293-37_0_6_load_13 | 17 | 0.0012419 | 0.00031125 | 0 | 0 |  | 1 | TRUE | wye
15 | LV_293-37_0_6_load_14 | 18 | 0.0023243 | 0.00058252 | 0 | 0 |  | 1 | TRUE | wye
16 | LV_293-37_0_6_load_18 | 19 | 0.00017823 | 4.4668e-05 | 0 | 0 |  | 1 | TRUE | wye
17 | LV_293-37_0_6_load_27 | 21 | 0.0036638 | 0.00091824 | 0 | 0 |  | 1 | TRUE | wye
18 | LV_293-37_0_6_load_25 | 22 | 0.0019241 | 0.00048223 | 0 | 0 |  | 1 | TRUE | wye
19 | LV_293-37_0_6_load_19 | 23 | 0.0065134 | 0.0016324 | 0 | 0 |  | 1 | TRUE | wye
20 | LV_293-37_0_6_load_20 | 25 | 0.0065328 | 0.0016373 | 0 | 0 |  | 1 | TRUE | wye
21 | LV_293-37_0_6_load_24 | 28 | 0.00094537 | 0.00023693 | 0 | 0 |  | 1 | TRUE | wye
22 | LV_293-37_0_6_load_63 | 29 | 0.0036426 | 0.00091293 | 0 | 0 |  | 1 | TRUE | wye
23 | LV_293-37_0_6_load_64 | 30 | 0.0022594 | 0.00056626 | 0 | 0 |  | 1 | TRUE | wye
24 | LV_293-37_0_6_load_190 | 32 | 0.0060498 | 0.0015162 | 0 | 0 |  | 1 | TRUE | wye
25 | LV_293-37_0_6_load_65 | 33 | 0.0065874 | 0.0016509 | 0 | 0 |  | 1 | TRUE | wye
26 | LV_293-37_0_6_load_155 | 34 | 0.0020792 | 0.00052109 | 0 | 0 |  | 1 | TRUE | wye
27 | LV_293-37_0_6_load_44 | 35 | 0.0031612 | 0.00079228 | 0 | 0 |  | 1 | TRUE | wye
28 | LV_293-37_0_6_load_61 | 38 | 0.023936 | 0.0059988 | 0 | 0 |  | 1 | TRUE | wye
29 | LV_293-37_0_6_load_191 | 39 | 0.00097315 | 0.00024389 | 0 | 0 |  | 1 | TRUE | wye
30 | LV_293-37_0_6_load_26 | 40 | 0.0032099 | 0.00080447 | 0 | 0 |  | 1 | TRUE | wye
31 | LV_293-37_0_6_load_94 | 43 | 0.0024612 | 0.00061685 | 0 | 0 |  | 1 | TRUE | wye
32 | LV_293-37_0_6_load_88 | 45 | 0.0036192 | 0.00090707 | 0 | 0 |  | 1 | TRUE | wye
33 | LV_293-37_0_6_load_87 | 46 | 0.0019926 | 0.0004994 | 0 | 0 |  | 1 | TRUE | wye
34 | LV_293-37_0_6_load_93 | 47 | 0.0018618 | 0.0004666 | 0 | 0 |  | 1 | TRUE | wye
35 | LV_293-37_0_6_load_29 | 48 | 0.0053655 | 0.0013447 | 0 | 0 |  | 1 | TRUE | wye
36 | LV_293-37_0_6_load_30 | 49 | 0.0040801 | 0.0010226 | 0 | 0 |  | 1 | TRUE | wye
37 | LV_293-37_0_6_load_32 | 51 | 0.0058962 | 0.0014777 | 0 | 0 |  | 1 | TRUE | wye
38 | LV_293-37_0_6_load_34 | 53 | 0.0029355 | 0.00073571 | 0 | 0 |  | 1 | TRUE | wye
39 | LV_293-37_0_6_load_38 | 55 | 0.0028435 | 0.00071265 | 0 | 0 |  | 1 | TRUE | wye
40 | LV_293-37_0_6_load_35 | 56 | 0.0051906 | 0.0013009 | 0 | 0 |  | 1 | TRUE | wye
41 | LV_293-37_0_6_load_52 | 57 | 0.0013702 | 0.0003434 | 0 | 0 |  | 1 | TRUE | wye
42 | LV_293-37_0_6_load_40 | 58 | 0.007 | 0.0017544 | 0 | 0 |  | 1 | TRUE | wye
43 | LV_293-37_0_6_load_41 | 59 | 0.0039981 | 0.001002 | 0 | 0 |  | 1 | TRUE | wye
44 | LV_293-37_0_6_load_54 | 60 | 0.0046987 | 0.0011776 | 0 | 0 |  | 1 | TRUE | wye
45 | LV_293-37_0_6_load_36 | 61 | 0.0044171 | 0.001107 | 0 | 0 |  | 1 | TRUE | wye
46 | LV_293-37_0_6_load_53 | 62 | 0.00068634 | 0.00017201 | 0 | 0 |  | 1 | TRUE | wye
47 | LV_293-37_0_6_load_37 | 63 | 0.0051552 | 0.001292 | 0 | 0 |  | 1 | TRUE | wye
48 | LV_293-37_0_6_load_45 | 64 | 0.005582 | 0.001399 | 0 | 0 |  | 1 | TRUE | wye
49 | LV_293-37_0_6_load_46 | 65 | 0.004902 | 0.0012286 | 0 | 0 |  | 1 | TRUE | wye
50 | LV_293-37_0_6_load_43 | 67 | 0.004898 | 0.0012276 | 0 | 0 |  | 1 | TRUE | wye
51 | LV_293-37_0_6_load_48 | 68 | 0.0056762 | 0.0014226 | 0 | 0 |  | 1 | TRUE | wye
52 | LV_293-37_0_6_load_47 | 70 | 0.0045771 | 0.0011471 | 0 | 0 |  | 1 | TRUE | wye
53 | LV_293-37_0_6_load_143 | 71 | 0.0048033 | 0.0012038 | 0 | 0 |  | 1 | TRUE | wye
54 | LV_293-37_0_6_load_140 | 72 | 0.0068498 | 0.0017167 | 0 | 0 |  | 1 | TRUE | wye
55 | LV_293-37_0_6_load_50 | 73 | 0.0047894 | 0.0012003 | 0 | 0 |  | 1 | TRUE | wye
56 | LV_293-37_0_6_load_51 | 74 | 0.0013417 | 0.00033626 | 0 | 0 |  | 1 | TRUE | wye
57 | LV_293-37_0_6_load_150 | 75 | 0.0051474 | 0.0012901 | 0 | 0 |  | 1 | TRUE | wye
58 | LV_293-37_0_6_load_149 | 77 | 0.0061257 | 0.0015352 | 0 | 0 |  | 1 | TRUE | wye
59 | LV_293-37_0_6_load_152 | 78 | 0.003573 | 0.00089547 | 0 | 0 |  | 1 | TRUE | wye
60 | LV_293-37_0_6_load_154 | 79 | 0.0018022 | 0.00045168 | 0 | 0 |  | 1 | TRUE | wye
61 | LV_293-37_0_6_load_106 | 80 | 0.0051897 | 0.0013007 | 0 | 0 |  | 1 | TRUE | wye
62 | LV_293-37_0_6_load_100 | 81 | 0.0046453 | 0.0011642 | 0 | 0 |  | 1 | TRUE | wye
63 | LV_293-37_0_6_load_103 | 82 | 0.0023946 | 0.00060015 | 0 | 0 |  | 1 | TRUE | wye
64 | LV_293-37_0_6_load_98 | 83 | 0.0040942 | 0.0010261 | 0 | 0 |  | 1 | TRUE | wye
65 | LV_293-37_0_6_load_104 | 84 | 0.0021378 | 0.00053579 | 0 | 0 |  | 1 | TRUE | wye
66 | LV_293-37_0_6_load_56 | 85 | 0.005327 | 0.0013351 | 0 | 0 |  | 1 | TRUE | wye
67 | LV_293-37_0_6_load_57 | 86 | 0.0042088 | 0.0010548 | 0 | 0 |  | 1 | TRUE | wye
68 | LV_293-37_0_6_load_58 | 87 | 0.0048499 | 0.0012155 | 0 | 0 |  | 1 | TRUE | wye
69 | LV_293-37_0_6_load_66 | 90 | 0.0026302 | 0.00065918 | 0 | 0 |  | 1 | TRUE | wye
70 | LV_293-37_0_6_load_70 | 91 | 0.0050239 | 0.0012591 | 0 | 0 |  | 1 | TRUE | wye
71 | LV_293-37_0_6_load_73 | 92 | 0.0037152 | 0.00093111 | 0 | 0 |  | 1 | TRUE | wye
72 | LV_293-37_0_6_load_67 | 94 | 0.0011984 | 0.00030035 | 0 | 0 |  | 1 | TRUE | wye
73 | LV_293-37_0_6_load_69 | 95 | 0.00094904 | 0.00023785 | 0 | 0 |  | 1 | TRUE | wye
74 | LV_293-37_0_6_load_181 | 96 | 0.0021897 | 0.00054879 | 0 | 0 |  | 1 | TRUE | wye
75 | LV_293-37_0_6_load_153 | 97 | 0.00057858 | 0.00014501 | 0 | 0 |  | 1 | TRUE | wye
76 | LV_293-37_0_6_load_182 | 98 | 0.0040596 | 0.0010174 | 0 | 0 |  | 1 | TRUE | wye
77 | LV_293-37_0_6_load_71 | 100 | 0.0014953 | 0.00037477 | 0 | 0 |  | 1 | TRUE | wye
78 | LV_293-37_0_6_load_72 | 101 | 0.0015355 | 0.00038483 | 0 | 0 |  | 1 | TRUE | wye
79 | LV_293-37_0_6_load_75 | 103 | 0.001844 | 0.00046214 | 0 | 0 |  | 1 | TRUE | wye
80 | LV_293-37_0_6_load_79 | 104 | 0.0042291 | 0.0010599 | 0 | 0 |  | 1 | TRUE | wye
81 | LV_293-37_0_6_load_81 | 105 | 0.0010842 | 0.00027172 | 0 | 0 |  | 1 | TRUE | wye
82 | LV_293-37_0_6_load_82 | 106 | 0.0021517 | 0.00053926 | 0 | 0 |  | 1 | TRUE | wye
83 | LV_293-37_0_6_load_76 | 107 | 0.0018894 | 0.00047354 | 0 | 0 |  | 1 | TRUE | wye
84 | LV_293-37_0_6_load_77 | 108 | 0.0038782 | 0.00097197 | 0 | 0 |  | 1 | TRUE | wye
85 | LV_293-37_0_6_load_78 | 109 | 0.0013015 | 0.00032618 | 0 | 0 |  | 1 | TRUE | wye
86 | LV_293-37_0_6_load_80 | 110 | 0.0011571 | 0.00028999 | 0 | 0 |  | 1 | TRUE | wye
87 | LV_293-37_0_6_load_89 | 111 | 0.0032654 | 0.00081838 | 0 | 0 |  | 1 | TRUE | wye
88 | LV_293-37_0_6_load_90 | 112 | 0.0016178 | 0.00040545 | 0 | 0 |  | 1 | TRUE | wye
89 | LV_293-37_0_6_load_83 | 113 | 0.0021545 | 0.00053998 | 0 | 0 |  | 1 | TRUE | wye
90 | LV_293-37_0_6_load_85 | 115 | 0.0019106 | 0.00047883 | 0 | 0 |  | 1 | TRUE | wye
91 | LV_293-37_0_6_load_86 | 116 | 0.0032046 | 0.00080315 | 0 | 0 |  | 1 | TRUE | wye
92 | LV_293-37_0_6_load_107 | 117 | 0.0032828 | 0.00082276 | 0 | 0 |  | 1 | TRUE | wye
93 | LV_293-37_0_6_load_108 | 118 | 0.0023943 | 0.00060007 | 0 | 0 |  | 1 | TRUE | wye
94 | LV_293-37_0_6_load_91 | 119 | 0.0033186 | 0.00083173 | 0 | 0 |  | 1 | TRUE | wye
95 | LV_293-37_0_6_load_92 | 120 | 0.0045512 | 0.0011406 | 0 | 0 |  | 1 | TRUE | wye
96 | LV_293-37_0_6_load_101 | 121 | 0.0024863 | 0.00062314 | 0 | 0 |  | 1 | TRUE | wye
97 | LV_293-37_0_6_load_126 | 123 | 0.0012668 | 0.0003175 | 0 | 0 |  | 1 | TRUE | wye
98 | LV_293-37_0_6_load_122 | 124 | 0.0024427 | 0.0006122 | 0 | 0 |  | 1 | TRUE | wye
99 | LV_293-37_0_6_load_96 | 125 | 0.0029815 | 0.00074725 | 0 | 0 |  | 1 | TRUE | wye
100 | LV_293-37_0_6_load_97 | 126 | 0.0039124 | 0.00098055 | 0 | 0 |  | 1 | TRUE | wye
101 | LV_293-37_0_6_load_102 | 127 | 0.0044851 | 0.0011241 | 0 | 0 |  | 1 | TRUE | wye
102 | LV_293-37_0_6_load_136 | 128 | 0.0050793 | 0.001273 | 0 | 0 |  | 1 | TRUE | wye
103 | LV_293-37_0_6_load_135 | 129 | 0.0025071 | 0.00062833 | 0 | 0 |  | 1 | TRUE | wye
104 | LV_293-37_0_6_load_109 | 130 | 0.0040406 | 0.0010127 | 0 | 0 |  | 1 | TRUE | wye
105 | LV_293-37_0_6_load_114 | 131 | 0.0023377 | 0.00058588 | 0 | 0 |  | 1 | TRUE | wye
106 | LV_293-37_0_6_load_180 | 132 | 0.0024602 | 0.00061658 | 0 | 0 |  | 1 | TRUE | wye
107 | LV_293-37_0_6_load_110 | 133 | 0.0031852 | 0.0007983 | 0 | 0 |  | 1 | TRUE | wye
108 | LV_293-37_0_6_load_112 | 134 | 0.007862 | 0.0019704 | 0 | 0 |  | 1 | TRUE | wye
109 | LV_293-37_0_6_load_116 | 135 | 0.0014715 | 0.00036879 | 0 | 0 |  | 1 | TRUE | wye
110 | LV_293-37_0_6_load_117 | 136 | 0.0018581 | 0.00046569 | 0 | 0 |  | 1 | TRUE | wye
111 | LV_293-37_0_6_load_118 | 137 | 0.00078207 | 0.000196 | 0 | 0 |  | 1 | TRUE | wye
112 | LV_293-37_0_6_load_120 | 139 | 0.00090515 | 0.00022685 | 0 | 0 |  | 1 | TRUE | wye
113 | LV_293-37_0_6_load_127 | 140 | 0.0024119 | 0.00060449 | 0 | 0 |  | 1 | TRUE | wye
114 | LV_293-37_0_6_load_192 | 141 | 0.00097712 | 0.00024489 | 0 | 0 |  | 1 | TRUE | wye
115 | LV_293-37_0_6_load_156 | 142 | 0.0014512 | 0.00036371 | 0 | 0 |  | 1 | TRUE | wye
116 | LV_293-37_0_6_load_128 | 143 | 0.0010568 | 0.00026485 | 0 | 0 |  | 1 | TRUE | wye
117 | LV_293-37_0_6_load_125 | 145 | 0.00093718 | 0.00023488 | 0 | 0 |  | 1 | TRUE | wye
118 | LV_293-37_0_6_load_121 | 146 | 0.0016714 | 0.0004189 | 0 | 0 |  | 1 | TRUE | wye
119 | LV_293-37_0_6_load_123 | 147 | 0.00098997 | 0.00024811 | 0 | 0 |  | 1 | TRUE | wye
120 | LV_293-37_0_6_load_193 | 148 | 0.0012475 | 0.00031265 | 0 | 0 |  | 1 | TRUE | wye
121 | LV_293-37_0_6_load_194 | 149 | 0.00044079 | 0.00011047 | 0 | 0 |  | 1 | TRUE | wye
122 | LV_293-37_0_6_load_129 | 150 | 0.0014899 | 0.00037342 | 0 | 0 |  | 1 | TRUE | wye
123 | LV_293-37_0_6_load_130 | 151 | 0.0014567 | 0.00036509 | 0 | 0 |  | 1 | TRUE | wye
124 | LV_293-37_0_6_load_132 | 152 | 0.0019743 | 0.00049482 | 0 | 0 |  | 1 | TRUE | wye
125 | LV_293-37_0_6_load_134 | 153 | 0.0048141 | 0.0012065 | 0 | 0 |  | 1 | TRUE | wye
126 | LV_293-37_0_6_load_141 | 155 | 0.020325 | 0.0050938 | 0 | 0 |  | 1 | TRUE | wye
127 | LV_293-37_0_6_load_142 | 156 | 0.001149 | 0.00028798 | 0 | 0 |  | 1 | TRUE | wye
128 | LV_293-37_0_6_load_138 | 157 | 0.0084487 | 0.0021174 | 0 | 0 |  | 1 | TRUE | wye
129 | LV_293-37_0_6_load_159 | 158 | 0.0014038 | 0.00035184 | 0 | 0 |  | 1 | TRUE | wye
130 | LV_293-37_0_6_load_137 | 159 | 0.0053409 | 0.0013385 | 0 | 0 |  | 1 | TRUE | wye
131 | LV_293-37_0_6_load_139 | 160 | 0.012966 | 0.0032497 | 0 | 0 |  | 1 | TRUE | wye
132 | LV_293-37_0_6_load_144 | 161 | 0.01007 | 0.0025237 | 0 | 0 |  | 1 | TRUE | wye
133 | LV_293-37_0_6_load_145 | 162 | 0.011086 | 0.0027784 | 0 | 0 |  | 1 | TRUE | wye
134 | LV_293-37_0_6_load_158 | 163 | 0.0014298 | 0.00035835 | 0 | 0 |  | 1 | TRUE | wye
135 | LV_293-37_0_6_load_146 | 164 | 0.0058597 | 0.0014686 | 0 | 0 |  | 1 | TRUE | wye
136 | LV_293-37_0_6_load_196 | 167 | 0.0047884 | 0.0012001 | 0 | 0 |  | 1 | TRUE | wye
137 | LV_293-37_0_6_load_195 | 168 | 0.0014606 | 0.00036606 | 0 | 0 |  | 1 | TRUE | wye
138 | LV_293-37_0_6_load_184 | 169 | 0.00075659 | 0.00018962 | 0 | 0 |  | 1 | TRUE | wye
139 | LV_293-37_0_6_load_160 | 170 | 0.00084205 | 0.00021104 | 0 | 0 |  | 1 | TRUE | wye
140 | LV_293-37_0_6_load_161 | 171 | 0.00040188 | 0.00010072 | 0 | 0 |  | 1 | TRUE | wye
141 | LV_293-37_0_6_load_162 | 172 | 0.0011433 | 0.00028654 | 0 | 0 |  | 1 | TRUE | wye
142 | LV_293-37_0_6_load_164 | 174 | 0.00085291 | 0.00021376 | 0 | 0 |  | 1 | TRUE | wye
143 | LV_293-37_0_6_load_165 | 175 | 0.00085181 | 0.00021348 | 0 | 0 |  | 1 | TRUE | wye
144 | LV_293-37_0_6_load_167 | 176 | 0.0007185 | 0.00018007 | 0 | 0 |  | 1 | TRUE | wye
145 | LV_293-37_0_6_load_168 | 178 | 0.00024888 | 6.2376e-05 | 0 | 0 |  | 1 | TRUE | wye
146 | LV_293-37_0_6_load_171 | 180 | 0.0023375 | 0.00058584 | 0 | 0 |  | 1 | TRUE | wye
147 | LV_293-37_0_6_load_172 | 181 | 0.0010022 | 0.00025117 | 0 | 0 |  | 1 | TRUE | wye
148 | LV_293-37_0_6_load_174 | 182 | 0.0032517 | 0.00081495 | 0 | 0 |  | 1 | TRUE | wye
149 | LV_293-37_0_6_load_175 | 183 | 0.0038335 | 0.00096076 | 0 | 0 |  | 1 | TRUE | wye
150 | LV_293-37_0_6_load_176 | 184 | 0.0012848 | 0.000322 | 0 | 0 |  | 1 | TRUE | wye
151 | LV_293-37_0_6_load_177 | 185 | 0.0012569 | 0.000315 | 0 | 0 |  | 1 | TRUE | wye
152 | LV_293-37_0_6_load_187 | 188 | 0.001928 | 0.00048319 | 0 | 0 |  | 1 | TRUE | wye
153 | LV_293-37_0_6_load_189 | 189 | 0.00048778 | 0.00012225 | 0 | 0 |  | 1 | TRUE | wye
154 | LV_293-37_0_6_load_188 | 190 | 0.0013968 | 0.00035007 | 0 | 0 |  | 1 | TRUE | wye
155 | LV_293-37_0_6_load_169 | 191 | 0.0013923 | 0.00034895 | 0 | 0 |  | 1 | TRUE | wye
156 | LV_293-37_0_6_load_170 | 192 | 0.00046097 | 0.00011553 | 0 | 0 |  | 1 | TRUE | wye
157 | LV_293-37_0_6_load_185 | 194 | 0.00053811 | 0.00013486 | 0 | 0 |  | 1 | TRUE | wye
158 | LV_293-37_0_6_load_198 | 195 | 0.081677 | 0.02047 | 0 | 0 |  | 1 | TRUE | wye

## ext_grid
| name | bus | vm_pu | va_degree | slack_weight | in_service
0 |  | 125 | 1 | 0 | 1 | TRUE

## line
| name | std_type | from_bus | to_bus | length_km | r_ohm_per_km | x_ohm_per_km | c_nf_per_km | g_us_per_km | max_i_ka | df | parallel | type | in_service
0 | LV_293-37_0_6_line_0 |  | 0 | 1 | 0.016208 | 0.125 | 0.08 | 261 | 0 | 0.364 | 1 | 1 | cs | TRUE
1 | LV_293-37_0_6_line_1 |  | 0 | 2 | 0.0096988 | 0.125 | 0.08 | 261 | 0 | 0.364 | 1 | 1 | cs | TRUE
2 | LV_293-37_0_6_line_2 |  | 1 | 3 | 0.016308 | 0.125 | 0.08 | 261 | 0 | 0.364 | 1 | 1 | cs | TRUE
3 | LV_293-37_0_6_line_3 |  | 2 | 4 | 0.019279 | 0.125 | 0.08 | 261 | 0 | 0.364 | 1 | 1 | cs | TRUE
4 | LV_293-37_0_6_line_4 |  | 2 | 5 | 0.013477 | 0.125 | 0.08 | 261 | 0 | 0.364 | 1 | 1 | cs | TRUE
5 | LV_293-37_0_6_line_5 |  | 3 | 6 | 0.0099358 | 0.125 | 0.08 | 261 | 0 | 0.364 | 1 | 2 | cs | TRUE
6 | LV_293-37_0_6_line_6 |  | 4 | 7 | 0.0080267 | 0.125 | 0.08 | 261 | 0 | 0.364 | 1 | 1 | cs | TRUE
7 | LV_293-37_0_6_line_7 |  | 5 | 8 | 0.040415 | 0.125 | 0.08 | 261 | 0 | 0.364 | 1 | 1 | cs | TRUE
8 | LV_293-37_0_6_line_8 |  | 6 | 9 | 0.0059428 | 0.125 | 0.08 | 261 | 0 | 0.364 | 1 | 2 | cs | TRUE
9 | LV_293-37_0_6_line_9 |  | 7 | 10 | 0.010346 | 0.125 | 0.08 | 261 | 0 | 0.364 | 1 | 1 | cs | TRUE
10 | LV_293-37_0_6_line_10 |  | 8 | 11 | 0.016206 | 0.125 | 0.08 | 261 | 0 | 0.364 | 1 | 1 | cs | TRUE
11 | LV_293-37_0_6_line_11 |  | 8 | 12 | 0.024203 | 0.125 | 0.08 | 261 | 0 | 0.364 | 1 | 1 | cs | TRUE
12 | LV_293-37_0_6_line_12 |  | 9 | 17 | 0.014065 | 0.125 | 0.08 | 261 | 0 | 0.364 | 1 | 5 | cs | TRUE
13 | LV_293-37_0_6_line_13 |  | 10 | 13 | 0.015757 | 0.125 | 0.08 | 261 | 0 | 0.364 | 1 | 1 | cs | TRUE
14 | LV_293-37_0_6_line_14 |  | 11 | 132 | 0.017241 | 0.125 | 0.08 | 261 | 0 | 0.364 | 1 | 1 | cs | TRUE
15 | LV_293-37_0_6_line_15 |  | 12 | 133 | 0.0011209 | 0.125 | 0.08 | 261 | 0 | 0.364 | 1 | 1 | cs | TRUE
16 | LV_293-37_0_6_line_16 |  | 13 | 14 | 0.016221 | 0.125 | 0.08 | 261 | 0 | 0.364 | 1 | 1 | cs | TRUE
17 | LV_293-37_0_6_line_17 |  | 14 | 15 | 0.015917 | 0.125 | 0.08 | 261 | 0 | 0.364 | 1 | 1 | cs | TRUE
18 | LV_293-37_0_6_line_18 |  | 15 | 16 | 0.019169 | 0.125 | 0.08 | 261 | 0 | 0.364 | 1 | 1 | cs | TRUE
19 | LV_293-37_0_6_line_19 |  | 17 | 18 | 0.0037864 | 0.125 | 0.08 | 261 | 0 | 0.364 | 1 | 5 | cs | TRUE
20 | LV_293-37_0_6_line_20 |  | 18 | 19 | 0.0053498 | 0.125 | 0.08 | 261 | 0 | 0.364 | 1 | 5 | cs | TRUE
21 | LV_293-37_0_6_line_21 |  | 19 | 20 | 0.01578 | 0.125 | 0.08 | 261 | 0 | 0.364 | 1 | 5 | cs | TRUE
22 | LV_293-37_0_6_line_22 |  | 20 | 21 | 0.015842 | 0.125 | 0.08 | 261 | 0 | 0.364 | 1 | 5 | cs | TRUE
23 | LV_293-37_0_6_line_23 |  | 21 | 22 | 0.015229 | 0.125 | 0.08 | 261 | 0 | 0.364 | 1 | 5 | cs | TRUE
24 | LV_293-37_0_6_line_24 |  | 22 | 40 | 0.0068049 | 0.125 | 0.08 | 261 | 0 | 0.364 | 1 | 5 | cs | TRUE
25 | LV_293-37_0_6_line_25 |  | 23 | 24 | 0.020151 | 0.125 | 0.08 | 261 | 0 | 0.364 | 1 | 1 | cs | TRUE
26 | LV_293-37_0_6_line_26 |  | 24 | 27 | 0.017446 | 0.125 | 0.08 | 261 | 0 | 0.364 | 1 | 5 | cs | TRUE
27 | LV_293-37_0_6_line_27 |  | 24 | 28 | 0.016684 | 0.125 | 0.08 | 261 | 0 | 0.364 | 1 | 5 | cs | TRUE
28 | LV_293-37_0_6_line_28 |  | 25 | 26 | 0.0045361 | 0.125 | 0.08 | 261 | 0 | 0.364 | 1 | 1 | cs | TRUE
29 | LV_293-37_0_6_line_29 |  | 26 | 29 | 0.027812 | 0.125 | 0.08 | 261 | 0 | 0.364 | 1 | 1 | cs | TRUE
30 | LV_293-37_0_6_line_30 |  | 26 | 30 | 0.019513 | 0.125 | 0.08 | 261 | 0 | 0.364 | 1 | 1 | cs | TRUE
31 | LV_293-37_0_6_line_31 |  | 27 | 31 | 0.065168 | 0.125 | 0.08 | 261 | 0 | 0.364 | 1 | 5 | cs | TRUE
32 | LV_293-37_0_6_line_32 |  | 28 | 32 | 0.0081537 | 0.125 | 0.08 | 261 | 0 | 0.364 | 1 | 5 | cs | TRUE
33 | LV_293-37_0_6_line_33 |  | 29 | 33 | 0.0068924 | 0.125 | 0.08 | 261 | 0 | 0.364 | 1 | 1 | cs | TRUE
34 | LV_293-37_0_6_line_34 |  | 30 | 34 | 0.02701 | 0.125 | 0.08 | 261 | 0 | 0.364 | 1 | 1 | cs | TRUE
35 | LV_293-37_0_6_line_35 |  | 31 | 37 | 0.066982 | 0.125 | 0.08 | 261 | 0 | 0.364 | 1 | 5 | cs | TRUE
36 | LV_293-37_0_6_line_36 |  | 31 | 38 | 0.078714 | 0.125 | 0.08 | 261 | 0 | 0.364 | 1 | 1 | cs | TRUE
37 | LV_293-37_0_6_line_37 |  | 32 | 39 | 0.016152 | 0.125 | 0.08 | 261 | 0 | 0.364 | 1 | 5 | cs | TRUE
38 | LV_293-37_0_6_line_38 |  | 33 | 90 | 0.026101 | 0.125 | 0.08 | 261 | 0 | 0.364 | 1 | 1 | cs | TRUE
39 | LV_293-37_0_6_line_39 |  | 34 | 79 | 0.00054038 | 0.125 | 0.08 | 261 | 0 | 0.364 | 1 | 1 | cs | TRUE
40 | LV_293-37_0_6_line_40 |  | 35 | 36 | 0.021807 | 0.125 | 0.08 | 261 | 0 | 0.364 | 1 | 1 | cs | TRUE
41 | LV_293-37_0_6_line_41 |  | 36 | 67 | 0.029738 | 0.125 | 0.08 | 261 | 0 | 0.364 | 1 | 1 | cs | TRUE
42 | LV_293-37_0_6_line_42 |  | 36 | 58 | 0.017939 | 0.125 | 0.08 | 261 | 0 | 0.364 | 1 | 1 | cs | TRUE
43 | LV_293-37_0_6_line_43 |  | 37 | 94 | 0.013721 | 0.125 | 0.08 | 261 | 0 | 0.364 | 1 | 5 | cs | TRUE
44 | LV_293-37_0_6_line_44 |  | 39 | 59 | 0.021218 | 0.125 | 0.08 | 261 | 0 | 0.364 | 1 | 5 | cs | TRUE
45 | LV_293-37_0_6_line_45 |  | 40 | 41 | 0.021329 | 0.125 | 0.08 | 261 | 0 | 0.364 | 1 | 5 | cs | TRUE
46 | LV_293-37_0_6_line_46 |  | 41 | 42 | 0.039945 | 0.125 | 0.08 | 261 | 0 | 0.364 | 1 | 2 | cs | TRUE
47 | LV_293-37_0_6_line_47 |  | 41 | 43 | 0.026947 | 0.125 | 0.08 | 261 | 0 | 0.364 | 1 | 5 | cs | TRUE
48 | LV_293-37_0_6_line_48 |  | 42 | 44 | 0.015205 | 0.125 | 0.08 | 261 | 0 | 0.364 | 1 | 1 | cs | TRUE
49 | LV_293-37_0_6_line_49 |  | 43 | 47 | 0.0023536 | 0.125 | 0.08 | 261 | 0 | 0.364 | 1 | 5 | cs | TRUE
50 | LV_293-37_0_6_line_50 |  | 44 | 123 | 0.021206 | 0.125 | 0.08 | 261 | 0 | 0.364 | 1 | 1 | cs | TRUE
51 | LV_293-37_0_6_line_51 |  | 44 | 124 | 0.021484 | 0.125 | 0.08 | 261 | 0 | 0.364 | 1 | 1 | cs | TRUE
52 | LV_293-37_0_6_line_52 |  | 45 | 46 | 0.0016865 | 0.125 | 0.08 | 261 | 0 | 0.364 | 1 | 1 | cs | TRUE
53 | LV_293-37_0_6_line_53 |  | 46 | 115 | 0.025031 | 0.125 | 0.08 | 261 | 0 | 0.364 | 1 | 1 | cs | TRUE
54 | LV_293-37_0_6_line_54 |  | 47 | 120 | 0.018294 | 0.125 | 0.08 | 261 | 0 | 0.364 | 1 | 5 | cs | TRUE
55 | LV_293-37_0_6_line_55 |  | 48 | 49 | 0.026076 | 0.125 | 0.08 | 261 | 0 | 0.364 | 1 | 5 | cs | TRUE
56 | LV_293-37_0_6_line_56 |  | 48 | 50 | 0.018931 | 0.125 | 0.08 | 261 | 0 | 0.364 | 1 | 5 | cs | TRUE
57 | LV_293-37_0_6_line_57 |  | 49 | 51 | 0.0076633 | 0.125 | 0.08 | 261 | 0 | 0.364 | 1 | 5 | cs | TRUE
58 | LV_293-37_0_6_line_58 |  | 50 | 52 | 0.015332 | 0.125 | 0.08 | 261 | 0 | 0.364 | 1 | 5 | cs | TRUE
59 | LV_293-37_0_6_line_59 |  | 50 | 53 | 0.014357 | 0.125 | 0.08 | 261 | 0 | 0.364 | 1 | 1 | cs | TRUE
60 | LV_293-37_0_6_line_60 |  | 51 | 54 | 0.019872 | 0.125 | 0.08 | 261 | 0 | 0.364 | 1 | 5 | cs | TRUE
61 | LV_293-37_0_6_line_61 |  | 52 | 55 | 0.017763 | 0.125 | 0.08 | 261 | 0 | 0.364 | 1 | 5 | cs | TRUE
62 | LV_293-37_0_6_line_62 |  | 52 | 56 | 0.021619 | 0.125 | 0.08 | 261 | 0 | 0.364 | 1 | 1 | cs | TRUE
63 | LV_293-37_0_6_line_63 |  | 53 | 57 | 0.0080081 | 0.125 | 0.08 | 261 | 0 | 0.364 | 1 | 1 | cs | TRUE
64 | LV_293-37_0_6_line_64 |  | 54 | 58 | 0.0094689 | 0.125 | 0.08 | 261 | 0 | 0.364 | 1 | 1 | cs | TRUE
65 | LV_293-37_0_6_line_65 |  | 54 | 59 | 0.013407 | 0.125 | 0.08 | 261 | 0 | 0.364 | 1 | 5 | cs | TRUE
66 | LV_293-37_0_6_line_66 |  | 55 | 60 | 8.2289e-05 | 0.125 | 0.08 | 261 | 0 | 0.364 | 1 | 5 | cs | TRUE
67 | LV_293-37_0_6_line_67 |  | 56 | 61 | 0.029926 | 0.125 | 0.08 | 261 | 0 | 0.364 | 1 | 1 | cs | TRUE
68 | LV_293-37_0_6_line_68 |  | 57 | 62 | 0.023701 | 0.125 | 0.08 | 261 | 0 | 0.364 | 1 | 1 | cs | TRUE
69 | LV_293-37_0_6_line_69 |  | 60 | 66 | 0.036037 | 0.125 | 0.08 | 261 | 0 | 0.364 | 1 | 5 | cs | TRUE
70 | LV_293-37_0_6_line_70 |  | 61 | 63 | 0.0049759 | 0.125 | 0.08 | 261 | 0 | 0.364 | 1 | 1 | cs | TRUE
71 | LV_293-37_0_6_line_71 |  | 62 | 79 | 0.001602 | 0.125 | 0.08 | 261 | 0 | 0.364 | 1 | 1 | cs | TRUE
72 | LV_293-37_0_6_line_72 |  | 63 | 64 | 0.0097125 | 0.125 | 0.08 | 261 | 0 | 0.364 | 1 | 1 | cs | TRUE
73 | LV_293-37_0_6_line_73 |  | 64 | 65 | 0.004735 | 0.125 | 0.08 | 261 | 0 | 0.364 | 1 | 1 | cs | TRUE
74 | LV_293-37_0_6_line_74 |  | 65 | 70 | 0.020368 | 0.125 | 0.08 | 261 | 0 | 0.364 | 1 | 1 | cs | TRUE
75 | LV_293-37_0_6_line_75 |  | 66 | 80 | 0.00533 | 0.125 | 0.08 | 261 | 0 | 0.364 | 1 | 1 | cs | TRUE
76 | LV_293-37_0_6_line_76 |  | 66 | 81 | 0.021984 | 0.125 | 0.08 | 261 | 0 | 0.364 | 1 | 5 | cs | TRUE
77 | LV_293-37_0_6_line_77 |  | 66 | 82 | 0.040027 | 0.125 | 0.08 | 261 | 0 | 0.364 | 1 | 5 | cs | TRUE
78 | LV_293-37_0_6_line_78 |  | 67 | 68 | 0.0096188 | 0.125 | 0.08 | 261 | 0 | 0.364 | 1 | 1 | cs | TRUE
79 | LV_293-37_0_6_line_79 |  | 68 | 69 | 0.012873 | 0.125 | 0.08 | 261 | 0 | 0.364 | 1 | 1 | cs | TRUE
80 | LV_293-37_0_6_line_80 |  | 69 | 73 | 0.023803 | 0.125 | 0.08 | 261 | 0 | 0.364 | 1 | 1 | cs | TRUE
81 | LV_293-37_0_6_line_81 |  | 69 | 74 | 0.034452 | 0.125 | 0.08 | 261 | 0 | 0.364 | 1 | 1 | cs | TRUE
82 | LV_293-37_0_6_line_82 |  | 70 | 71 | 0.0041686 | 0.125 | 0.08 | 261 | 0 | 0.364 | 1 | 1 | cs | TRUE
83 | LV_293-37_0_6_line_83 |  | 71 | 72 | 0.025964 | 0.125 | 0.08 | 261 | 0 | 0.364 | 1 | 1 | cs | TRUE
84 | LV_293-37_0_6_line_84 |  | 72 | 160 | 0.0061924 | 0.125 | 0.08 | 261 | 0 | 0.364 | 1 | 1 | cs | TRUE
85 | LV_293-37_0_6_line_85 |  | 73 | 75 | 0.011746 | 0.125 | 0.08 | 261 | 0 | 0.364 | 1 | 1 | cs | TRUE
86 | LV_293-37_0_6_line_86 |  | 74 | 76 | 0.074051 | 0.125 | 0.08 | 261 | 0 | 0.364 | 1 | 1 | cs | TRUE
87 | LV_293-37_0_6_line_87 |  | 75 | 77 | 0.034157 | 0.125 | 0.08 | 261 | 0 | 0.364 | 1 | 1 | cs | TRUE
88 | LV_293-37_0_6_line_88 |  | 76 | 78 | 0.011722 | 0.125 | 0.08 | 261 | 0 | 0.364 | 1 | 1 | cs | TRUE
89 | LV_293-37_0_6_line_89 |  | 77 | 165 | 0.029183 | 0.125 | 0.08 | 261 | 0 | 0.364 | 1 | 1 | cs | TRUE
90 | LV_293-37_0_6_line_90 |  | 78 | 97 | 0.052245 | 0.125 | 0.08 | 261 | 0 | 0.364 | 1 | 1 | cs | TRUE
91 | LV_293-37_0_6_line_91 |  | 81 | 83 | 0.0093064 | 0.125 | 0.08 | 261 | 0 | 0.364 | 1 | 5 | cs | TRUE
92 | LV_293-37_0_6_line_92 |  | 82 | 84 | 0.028422 | 0.125 | 0.08 | 261 | 0 | 0.364 | 1 | 5 | cs | TRUE
93 | LV_293-37_0_6_line_93 |  | 83 | 125 | 0.024336 | 0.125 | 0.08 | 261 | 0 | 0.364 | 1 | 5 | cs | TRUE
94 | LV_293-37_0_6_line_94 |  | 84 | 93 | 0.017094 | 0.125 | 0.08 | 261 | 0 | 0.364 | 1 | 5 | cs | TRUE
95 | LV_293-37_0_6_line_95 |  | 85 | 86 | 0.010002 | 0.125 | 0.08 | 261 | 0 | 0.364 | 1 | 1 | cs | TRUE
96 | LV_293-37_0_6_line_96 |  | 85 | 87 | 0.032278 | 0.125 | 0.08 | 261 | 0 | 0.364 | 1 | 1 | cs | TRUE
97 | LV_293-37_0_6_line_97 |  | 86 | 88 | 0.029782 | 0.125 | 0.08 | 261 | 0 | 0.364 | 1 | 1 | cs | TRUE
98 | LV_293-37_0_6_line_98 |  | 88 | 89 | 0.045704 | 0.125 | 0.08 | 261 | 0 | 0.364 | 1 | 1 | cs | TRUE
99 | LV_293-37_0_6_line_99 |  | 89 | 90 | 0.030827 | 0.125 | 0.08 | 261 | 0 | 0.364 | 1 | 1 | cs | TRUE
100 | LV_293-37_0_6_line_100 |  | 89 | 91 | 0.03321 | 0.125 | 0.08 | 261 | 0 | 0.364 | 1 | 1 | cs | TRUE
101 | LV_293-37_0_6_line_101 |  | 92 | 93 | 0.009291 | 0.125 | 0.08 | 261 | 0 | 0.364 | 1 | 1 | cs | TRUE
102 | LV_293-37_0_6_line_102 |  | 93 | 104 | 0.018605 | 0.125 | 0.08 | 261 | 0 | 0.364 | 1 | 5 | cs | TRUE
103 | LV_293-37_0_6_line_103 |  | 94 | 95 | 0.057637 | 0.125 | 0.08 | 261 | 0 | 0.364 | 1 | 5 | cs | TRUE
104 | LV_293-37_0_6_line_104 |  | 95 | 96 | 0.19866 | 0.125 | 0.08 | 261 | 0 | 0.364 | 1 | 3 | cs | TRUE
105 | LV_293-37_0_6_line_105 |  | 96 | 98 | 0.029934 | 0.125 | 0.08 | 261 | 0 | 0.364 | 1 | 3 | cs | TRUE
106 | LV_293-37_0_6_line_106 |  | 98 | 99 | 0.024275 | 0.125 | 0.08 | 261 | 0 | 0.364 | 1 | 1 | cs | TRUE
107 | LV_293-37_0_6_line_107 |  | 99 | 169 | 0.039302 | 0.125 | 0.08 | 261 | 0 | 0.364 | 1 | 1 | cs | TRUE
108 | LV_293-37_0_6_line_108 |  | 100 | 101 | 0.035085 | 0.125 | 0.08 | 261 | 0 | 0.364 | 1 | 1 | cs | TRUE
109 | LV_293-37_0_6_line_109 |  | 101 | 102 | 0.019189 | 0.125 | 0.08 | 261 | 0 | 0.364 | 1 | 1 | cs | TRUE
110 | LV_293-37_0_6_line_110 |  | 102 | 103 | 0.028551 | 0.125 | 0.08 | 261 | 0 | 0.364 | 1 | 1 | cs | TRUE
111 | LV_293-37_0_6_line_111 |  | 103 | 105 | 0.010537 | 0.125 | 0.08 | 261 | 0 | 0.364 | 1 | 1 | cs | TRUE
112 | LV_293-37_0_6_line_112 |  | 104 | 108 | 0.042358 | 0.125 | 0.08 | 261 | 0 | 0.364 | 1 | 5 | cs | TRUE
113 | LV_293-37_0_6_line_113 |  | 105 | 106 | 0.0080773 | 0.125 | 0.08 | 261 | 0 | 0.364 | 1 | 1 | cs | TRUE
114 | LV_293-37_0_6_line_114 |  | 106 | 113 | 0.0052146 | 0.125 | 0.08 | 261 | 0 | 0.364 | 1 | 1 | cs | TRUE
115 | LV_293-37_0_6_line_115 |  | 107 | 108 | 0.023393 | 0.125 | 0.08 | 261 | 0 | 0.364 | 1 | 5 | cs | TRUE
116 | LV_293-37_0_6_line_116 |  | 107 | 109 | 0.015274 | 0.125 | 0.08 | 261 | 0 | 0.364 | 1 | 5 | cs | TRUE
117 | LV_293-37_0_6_line_117 |  | 109 | 110 | 0.015685 | 0.125 | 0.08 | 261 | 0 | 0.364 | 1 | 5 | cs | TRUE
118 | LV_293-37_0_6_line_118 |  | 110 | 111 | 0.011208 | 0.125 | 0.08 | 261 | 0 | 0.364 | 1 | 5 | cs | TRUE
119 | LV_293-37_0_6_line_119 |  | 111 | 112 | 0.02402 | 0.125 | 0.08 | 261 | 0 | 0.364 | 1 | 5 | cs | TRUE
120 | LV_293-37_0_6_line_120 |  | 112 | 119 | 0.0029299 | 0.125 | 0.08 | 261 | 0 | 0.364 | 1 | 5 | cs | TRUE
121 | LV_293-37_0_6_line_121 |  | 113 | 114 | 0.013552 | 0.125 | 0.08 | 261 | 0 | 0.364 | 1 | 1 | cs | TRUE
122 | LV_293-37_0_6_line_122 |  | 114 | 115 | 0.010801 | 0.125 | 0.08 | 261 | 0 | 0.364 | 1 | 1 | cs | TRUE
123 | LV_293-37_0_6_line_123 |  | 114 | 116 | 0.025843 | 0.125 | 0.08 | 261 | 0 | 0.364 | 1 | 1 | cs | TRUE
124 | LV_293-37_0_6_line_124 |  | 116 | 117 | 0.022631 | 0.125 | 0.08 | 261 | 0 | 0.364 | 1 | 1 | cs | TRUE
125 | LV_293-37_0_6_line_125 |  | 117 | 118 | 0.025527 | 0.125 | 0.08 | 261 | 0 | 0.364 | 1 | 1 | cs | TRUE
126 | LV_293-37_0_6_line_126 |  | 118 | 130 | 0.0098215 | 0.125 | 0.08 | 261 | 0 | 0.364 | 1 | 1 | cs | TRUE
127 | LV_293-37_0_6_line_127 |  | 119 | 120 | 0.022782 | 0.125 | 0.08 | 261 | 0 | 0.364 | 1 | 5 | cs | TRUE
128 | LV_293-37_0_6_line_128 |  | 121 | 122 | 0.016677 | 0.125 | 0.08 | 261 | 0 | 0.364 | 1 | 1 | cs | TRUE
129 | LV_293-37_0_6_line_129 |  | 122 | 127 | 0.023307 | 0.125 | 0.08 | 261 | 0 | 0.364 | 1 | 1 | cs | TRUE
130 | LV_293-37_0_6_line_130 |  | 122 | 126 | 0.0015337 | 0.125 | 0.08 | 261 | 0 | 0.364 | 1 | 1 | cs | TRUE
131 | LV_293-37_0_6_line_131 |  | 123 | 148 | 0.014373 | 0.125 | 0.08 | 261 | 0 | 0.364 | 1 | 1 | cs | TRUE
132 | LV_293-37_0_6_line_132 |  | 124 | 146 | 0.024384 | 0.125 | 0.08 | 261 | 0 | 0.364 | 1 | 1 | cs | TRUE
133 | LV_293-37_0_6_line_133 |  | 125 | 126 | 0.030595 | 0.125 | 0.08 | 261 | 0 | 0.364 | 1 | 1 | cs | TRUE
134 | LV_293-37_0_6_line_134 |  | 127 | 128 | 0.013572 | 0.125 | 0.08 | 261 | 0 | 0.364 | 1 | 1 | cs | TRUE
135 | LV_293-37_0_6_line_135 |  | 128 | 129 | 0.01167 | 0.125 | 0.08 | 261 | 0 | 0.364 | 1 | 1 | cs | TRUE
136 | LV_293-37_0_6_line_136 |  | 129 | 153 | 0.02327 | 0.125 | 0.08 | 261 | 0 | 0.364 | 1 | 1 | cs | TRUE
137 | LV_293-37_0_6_line_137 |  | 130 | 131 | 0.010206 | 0.125 | 0.08 | 261 | 0 | 0.364 | 1 | 1 | cs | TRUE
138 | LV_293-37_0_6_line_138 |  | 131 | 132 | 0.0098206 | 0.125 | 0.08 | 261 | 0 | 0.364 | 1 | 1 | cs | TRUE
139 | LV_293-37_0_6_line_139 |  | 133 | 134 | 0.021606 | 0.125 | 0.08 | 261 | 0 | 0.364 | 1 | 1 | cs | TRUE
140 | LV_293-37_0_6_line_140 |  | 135 | 136 | 0.0038811 | 0.125 | 0.08 | 261 | 0 | 0.364 | 1 | 1 | cs | TRUE
141 | LV_293-37_0_6_line_141 |  | 135 | 137 | 0.017049 | 0.125 | 0.08 | 261 | 0 | 0.364 | 1 | 1 | cs | TRUE
142 | LV_293-37_0_6_line_142 |  | 136 | 138 | 0.012609 | 0.125 | 0.08 | 261 | 0 | 0.364 | 1 | 1 | cs | TRUE
143 | LV_293-37_0_6_line_143 |  | 137 | 139 | 0.00048983 | 0.125 | 0.08 | 261 | 0 | 0.364 | 1 | 1 | cs | TRUE
144 | LV_293-37_0_6_line_144 |  | 138 | 140 | 0.028429 | 0.125 | 0.08 | 261 | 0 | 0.364 | 1 | 1 | cs | TRUE
145 | LV_293-37_0_6_line_145 |  | 139 | 141 | 0.0093798 | 0.125 | 0.08 | 261 | 0 | 0.364 | 1 | 1 | cs | TRUE
146 | LV_293-37_0_6_line_146 |  | 140 | 142 | 0.031222 | 0.125 | 0.08 | 261 | 0 | 0.364 | 1 | 1 | cs | TRUE
147 | LV_293-37_0_6_line_147 |  | 141 | 145 | 0.0034791 | 0.125 | 0.08 | 261 | 0 | 0.364 | 1 | 1 | cs | TRUE
148 | LV_293-37_0_6_line_148 |  | 143 | 144 | 0.0018338 | 0.125 | 0.08 | 261 | 0 | 0.364 | 1 | 1 | cs | TRUE
149 | LV_293-37_0_6_line_149 |  | 144 | 150 | 0.022901 | 0.125 | 0.08 | 261 | 0 | 0.364 | 1 | 1 | cs | TRUE
150 | LV_293-37_0_6_line_150 |  | 145 | 147 | 0.0034829 | 0.125 | 0.08 | 261 | 0 | 0.364 | 1 | 1 | cs | TRUE
151 | LV_293-37_0_6_line_151 |  | 146 | 147 | 0.007658 | 0.125 | 0.08 | 261 | 0 | 0.364 | 1 | 1 | cs | TRUE
152 | LV_293-37_0_6_line_152 |  | 148 | 149 | 0.013571 | 0.125 | 0.08 | 261 | 0 | 0.364 | 1 | 1 | cs | TRUE
153 | LV_293-37_0_6_line_153 |  | 149 | 195 | 0.050933 | 0.125 | 0.08 | 261 | 0 | 0.364 | 1 | 1 | cs | TRUE
154 | LV_293-37_0_6_line_154 |  | 150 | 151 | 0.0047063 | 0.125 | 0.08 | 261 | 0 | 0.364 | 1 | 1 | cs | TRUE
155 | LV_293-37_0_6_line_155 |  | 151 | 152 | 0.018147 | 0.125 | 0.08 | 261 | 0 | 0.364 | 1 | 1 | cs | TRUE
156 | LV_293-37_0_6_line_156 |  | 152 | 153 | 0.014523 | 0.125 | 0.08 | 261 | 0 | 0.364 | 1 | 1 | cs | TRUE
157 | LV_293-37_0_6_line_157 |  | 154 | 155 | 0.029736 | 0.125 | 0.08 | 261 | 0 | 0.364 | 1 | 1 | cs | TRUE
158 | LV_293-37_0_6_line_158 |  | 154 | 156 | 0.027004 | 0.125 | 0.08 | 261 | 0 | 0.364 | 1 | 1 | cs | TRUE
159 | LV_293-37_0_6_line_159 |  | 154 | 157 | 0.017976 | 0.125 | 0.08 | 261 | 0 | 0.364 | 1 | 1 | cs | TRUE
160 | LV_293-37_0_6_line_160 |  | 156 | 158 | 0.02966 | 0.125 | 0.08 | 261 | 0 | 0.364 | 1 | 1 | cs | TRUE
161 | LV_293-37_0_6_line_161 |  | 157 | 159 | 0.02377 | 0.125 | 0.08 | 261 | 0 | 0.364 | 1 | 1 | cs | TRUE
162 | LV_293-37_0_6_line_162 |  | 158 | 163 | 0.024374 | 0.125 | 0.08 | 261 | 0 | 0.364 | 1 | 1 | cs | TRUE
163 | LV_293-37_0_6_line_163 |  | 159 | 160 | 0.0090358 | 0.125 | 0.08 | 261 | 0 | 0.364 | 1 | 1 | cs | TRUE
164 | LV_293-37_0_6_line_164 |  | 161 | 162 | 0.03362 | 0.125 | 0.08 | 261 | 0 | 0.364 | 1 | 1 | cs | TRUE
165 | LV_293-37_0_6_line_165 |  | 162 | 164 | 0.028146 | 0.125 | 0.08 | 261 | 0 | 0.364 | 1 | 1 | cs | TRUE
166 | LV_293-37_0_6_line_166 |  | 164 | 165 | 0.017939 | 0.125 | 0.08 | 261 | 0 | 0.364 | 1 | 1 | cs | TRUE
167 | LV_293-37_0_6_line_167 |  | 165 | 166 | 0.007612 | 0.125 | 0.08 | 261 | 0 | 0.364 | 1 | 1 | cs | TRUE
168 | LV_293-37_0_6_line_168 |  | 166 | 167 | 0.0071571 | 0.125 | 0.08 | 261 | 0 | 0.364 | 1 | 1 | cs | TRUE
169 | LV_293-37_0_6_line_169 |  | 166 | 168 | 0.012081 | 0.125 | 0.08 | 261 | 0 | 0.364 | 1 | 1 | cs | TRUE
170 | LV_293-37_0_6_line_170 |  | 169 | 194 | 0.0032178 | 0.125 | 0.08 | 261 | 0 | 0.364 | 1 | 1 | cs | TRUE
171 | LV_293-37_0_6_line_171 |  | 170 | 171 | 0.015338 | 0.125 | 0.08 | 261 | 0 | 0.364 | 1 | 1 | cs | TRUE
172 | LV_293-37_0_6_line_172 |  | 170 | 172 | 0.02272 | 0.125 | 0.08 | 261 | 0 | 0.364 | 1 | 1 | cs | TRUE
173 | LV_293-37_0_6_line_173 |  | 171 | 173 | 0.0065368 | 0.125 | 0.08 | 261 | 0 | 0.364 | 1 | 1 | cs | TRUE
174 | LV_293-37_0_6_line_174 |  | 172 | 174 | 0.0022569 | 0.125 | 0.08 | 261 | 0 | 0.364 | 1 | 1 | cs | TRUE
175 | LV_293-37_0_6_line_175 |  | 173 | 175 | 0.012117 | 0.125 | 0.08 | 261 | 0 | 0.364 | 1 | 1 | cs | TRUE
176 | LV_293-37_0_6_line_176 |  | 174 | 176 | 0.013869 | 0.125 | 0.08 | 261 | 0 | 0.364 | 1 | 1 | cs | TRUE
177 | LV_293-37_0_6_line_177 |  | 175 | 177 | 0.074605 | 0.125 | 0.08 | 261 | 0 | 0.364 | 1 | 1 | cs | TRUE
178 | LV_293-37_0_6_line_178 |  | 176 | 178 | 0.037857 | 0.125 | 0.08 | 261 | 0 | 0.364 | 1 | 1 | cs | TRUE
179 | LV_293-37_0_6_line_179 |  | 177 | 179 | 0.10255 | 0.125 | 0.08 | 261 | 0 | 0.364 | 1 | 1 | cs | TRUE
180 | LV_293-37_0_6_line_180 |  | 178 | 191 | 0.00058675 | 0.125 | 0.08 | 261 | 0 | 0.364 | 1 | 1 | cs | TRUE
181 | LV_293-37_0_6_line_181 |  | 179 | 182 | 0.020019 | 0.125 | 0.08 | 261 | 0 | 0.364 | 1 | 1 | cs | TRUE
182 | LV_293-37_0_6_line_182 |  | 179 | 183 | 0.013418 | 0.125 | 0.08 | 261 | 0 | 0.364 | 1 | 1 | cs | TRUE
183 | LV_293-37_0_6_line_183 |  | 179 | 181 | 0.020564 | 0.125 | 0.08 | 261 | 0 | 0.364 | 1 | 1 | cs | TRUE
184 | LV_293-37_0_6_line_184 |  | 180 | 181 | 0.020855 | 0.125 | 0.08 | 261 | 0 | 0.364 | 1 | 1 | cs | TRUE
185 | LV_293-37_0_6_line_185 |  | 182 | 184 | 0.041018 | 0.125 | 0.08 | 261 | 0 | 0.364 | 1 | 1 | cs | TRUE
186 | LV_293-37_0_6_line_186 |  | 183 | 185 | 0.059029 | 0.125 | 0.08 | 261 | 0 | 0.364 | 1 | 1 | cs | TRUE
187 | LV_293-37_0_6_line_187 |  | 185 | 186 | 0.086881 | 0.125 | 0.08 | 261 | 0 | 0.364 | 1 | 1 | cs | TRUE
188 | LV_293-37_0_6_line_188 |  | 186 | 187 | 0.014372 | 0.125 | 0.08 | 261 | 0 | 0.364 | 1 | 1 | cs | TRUE
189 | LV_293-37_0_6_line_189 |  | 187 | 188 | 0.058347 | 0.125 | 0.08 | 261 | 0 | 0.364 | 1 | 1 | cs | TRUE
190 | LV_293-37_0_6_line_190 |  | 188 | 190 | 0.0024578 | 0.125 | 0.08 | 261 | 0 | 0.364 | 1 | 1 | cs | TRUE
191 | LV_293-37_0_6_line_191 |  | 189 | 190 | 0.42706 | 0.125 | 0.08 | 261 | 0 | 0.364 | 1 | 1 | cs | TRUE
192 | LV_293-37_0_6_line_192 |  | 191 | 192 | 0.024789 | 0.125 | 0.08 | 261 | 0 | 0.364 | 1 | 1 | cs | TRUE
193 | LV_293-37_0_6_line_193 |  | 192 | 193 | 0.15973 | 0.125 | 0.08 | 261 | 0 | 0.364 | 1 | 1 | cs | TRUE
194 | LV_293-37_0_6_line_194 |  | 193 | 194 | 0.044977 | 0.125 | 0.08 | 261 | 0 | 0.364 | 1 | 1 | cs | TRUE

## trafo
| name | std_type | hv_bus | lv_bus | sn_mva | vn_hv_kv | vn_lv_kv | vk_percent | vkr_percent | pfe_kw | i0_percent | shift_degree | tap_side | tap_neutral | tap_min | tap_max | tap_step_percent | tap_step_degree | tap_pos | tap_phase_shifter | parallel | df | in_service
0 | LV_293-37_0_6_trafo_96 | 0.63 MVA 20/0.4 kV | 196 | 125 | 0.63 | 20 | 0.4 | 6 | 1.206 | 1.65 | 0.2619 | 150 | hv | 0 | -2 | 2 | 2.5 | 0 | 0 | FALSE | 1 | 1 | TRUE

## line_geodata
| x0 | y0 | x1 | y1 | x2 | y2 | x3 | y3 | x4 | y4 | x5 | y5 | x6 | y6 | x7 | y7 | x8 | y8
0 | 2693925.7399 | 1230566.0145 | 2693919.2469 | 1230551.164
1 | 2693929.6254 | 1230574.9011 | 2693925.7399 | 1230566.0145
2 | 2693919.2469 | 1230551.164 | 2693912.7138 | 1230536.2217
3 | 2693929.6254 | 1230574.9011 | 2693947.4352 | 1230567.5205
4 | 2693929.6254 | 1230574.9011 | 2693926.7336 | 1230583.873 | 2693924.4985 | 1230587.2512
5 | 2693912.7138 | 1230536.2217 | 2693908.7335 | 1230527.118
6 | 2693954.8504 | 1230564.4476 | 2693947.4352 | 1230567.5205
7 | 2693889.02 | 1230606.5938 | 2693915.5258 | 1230591.7794 | 2693924.4985 | 1230587.2512
8 | 2693906.3527 | 1230521.6729 | 2693908.7335 | 1230527.118
9 | 2693954.8504 | 1230564.4476 | 2693950.7354 | 1230554.955
10 | 2693889.02 | 1230606.5938 | 2693874.8701 | 1230614.4946
11 | 2693889.02 | 1230606.5938 | 2693878.9479 | 1230584.5864
12 | 2693900.718 | 1230508.7855 | 2693906.3527 | 1230521.6729
13 | 2693950.7354 | 1230554.955 | 2693944.4682 | 1230540.4979
14 | 2693874.8701 | 1230614.4946 | 2693859.8166 | 1230622.9001 | 2693859.8166 | 1230622.9001
15 | 2693878.4815 | 1230583.5672 | 2693878.9479 | 1230584.5864
16 | 2693944.4682 | 1230540.4979 | 2693938.0166 | 1230525.6152
17 | 2693938.0166 | 1230525.6152 | 2693931.6858 | 1230511.0114
18 | 2693931.6858 | 1230511.0114 | 2693924.0617 | 1230493.4242
19 | 2693899.2012 | 1230505.3162 | 2693900.718 | 1230508.7855
20 | 2693899.2012 | 1230505.3162 | 2693897.058 | 1230500.4145
21 | 2693890.7366 | 1230485.9563 | 2693897.058 | 1230500.4145
22 | 2693890.7366 | 1230485.9563 | 2693876.0815 | 1230491.9739
23 | 2693861.2304 | 1230494.4792 | 2693864.849 | 1230494.6984 | 2693873.3438 | 1230493.098 | 2693876.0815 | 1230491.9739
24 | 2693861.2304 | 1230494.4792 | 2693858.6429 | 1230494.3224 | 2693855.0649 | 1230493.5098 | 2693854.5525 | 1230493.3284
25 | 2693555.2495 | 1230391.2567 | 2693561.8834 | 1230410.2844
26 | 2693555.2495 | 1230391.2567 | 2693552.3865 | 1230383.0391 | 2693547.8375 | 1230375.5622
27 | 2693555.2495 | 1230391.2567 | 2693561.348 | 1230389.8072 | 2693566.6516 | 1230390.7357 | 2693571.4033 | 1230389.082
28 | 2693577.2265 | 1230454.2922 | 2693575.7332 | 1230450.0089
29 | 2693577.2265 | 1230454.2922 | 2693585.908 | 1230480.7142
30 | 2693577.2265 | 1230454.2922 | 2693587.9522 | 1230452.9378 | 2693595.6904 | 1230448.9574
31 | 2693496.091 | 1230414.3541 | 2693512.1016 | 1230401.1519 | 2693539.7318 | 1230377.9475 | 2693547.8375 | 1230375.5622
32 | 2693571.4033 | 1230389.082 | 2693579.104 | 1230386.402
33 | 2693585.908 | 1230480.7142 | 2693588.0595 | 1230487.2622
34 | 2693595.6904 | 1230448.9574 | 2693619.7089 | 1230436.6028
35 | 2693496.091 | 1230414.3541 | 2693430.0226 | 1230403.3301
36 | 2693496.091 | 1230414.3541 | 2693499.5657 | 1230492.9914
37 | 2693592.9746 | 1230378.5423 | 2693585.8781 | 1230384.0445 | 2693579.104 | 1230386.402
38 | 2693596.2069 | 1230512.0589 | 2693588.0595 | 1230487.2622
39 | 2693619.7089 | 1230436.6028 | 2693620.1895 | 1230436.3556
40 | 2693602.0907 | 1230333.986 | 2693584.7815 | 1230347.2507
41 | 2693602.0907 | 1230333.986 | 2693608.3471 | 1230328.7696 | 2693619.3563 | 1230312.32 | 2693619.7173 | 1230310.5578
42 | 2693602.0907 | 1230333.986 | 2693605.9426 | 1230339.0614 | 2693610.2977 | 1230344.4115 | 2693613.1313 | 1230348.1225
43 | 2693430.0226 | 1230403.3301 | 2693418.8236 | 1230411.2577
44 | 2693592.9746 | 1230378.5423 | 2693603.2645 | 1230370.564 | 2693608.869 | 1230364.581
45 | 2693834.3424 | 1230486.5222 | 2693842.9662 | 1230489.2269 | 2693854.5525 | 1230493.3284
46 | 2693838.3742 | 1230447.0797 | 2693838.9539 | 1230450.1911 | 2693839.0447 | 1230453.0724 | 2693838.8771 | 1230457.9288 | 2693838.629 | 1230461.6497 | 2693838.328 | 1230465.8369 | 2693837.7242 | 1230470.9755 | 2693836.9245 | 1230476.5224 | 2693834.3424 | 1230486.5222
47 | 2693834.3424 | 1230486.5222 | 2693809.736 | 1230475.5372
48 | 2693851.4102 | 1230439.5133 | 2693846.0454 | 1230443.9096 | 2693838.3742 | 1230447.0797
49 | 2693807.4382 | 1230475.0278 | 2693809.736 | 1230475.5372
50 | 2693851.4102 | 1230439.5133 | 2693872.6016 | 1230438.7319
51 | 2693851.4102 | 1230439.5133 | 2693856.9141 | 1230418.7458
52 | 2693816.2282 | 1230528.6602 | 2693817.2891 | 1230527.3492
53 | 2693799.4102 | 1230547.1588 | 2693809.5242 | 1230536.9447 | 2693816.2282 | 1230528.6602
54 | 2693807.4382 | 1230475.0278 | 2693802.6624 | 1230473.969 | 2693795.185 | 1230473.9844 | 2693789.5325 | 1230475.7593
55 | 2693650.9768 | 1230398.5859 | 2693635.5228 | 1230377.5824
56 | 2693662.1961 | 1230413.8341 | 2693650.9768 | 1230398.5859
57 | 2693630.9377 | 1230371.4425 | 2693632.6547 | 1230373.6845 | 2693635.5228 | 1230377.5824
58 | 2693674.3738 | 1230404.4747 | 2693662.1961 | 1230413.8341
59 | 2693662.1961 | 1230413.8341 | 2693649.6258 | 1230420.7692
60 | 2693618.8553 | 1230355.6654 | 2693630.9377 | 1230371.4425
61 | 2693674.3738 | 1230404.4747 | 2693680.8362 | 1230410.7032 | 2693686.3354 | 1230417.558
62 | 2693674.3738 | 1230404.4747 | 2693689.3837 | 1230388.9154
63 | 2693649.6258 | 1230420.7692 | 2693642.614 | 1230424.6376
64 | 2693618.8553 | 1230355.6654 | 2693615.9092 | 1230351.7607 | 2693613.1313 | 1230348.1225
65 | 2693618.8553 | 1230355.6654 | 2693611.3937 | 1230361.8858 | 2693608.869 | 1230364.581
66 | 2693686.3354 | 1230417.558 | 2693686.3869 | 1230417.6222
67 | 2693689.3837 | 1230388.9154 | 2693707.5292 | 1230370.1057 | 2693709.387 | 1230366.8014
68 | 2693621.614 | 1230435.6228 | 2693637.7031 | 1230427.347 | 2693642.614 | 1230424.6376
69 | 2693708.8433 | 1230445.7919 | 2693705.1357 | 1230441.6638 | 2693688.4071 | 1230420.1403 | 2693686.3869 | 1230417.6222
70 | 2693711.8257 | 1230362.464 | 2693709.387 | 1230366.8014
71 | 2693621.614 | 1230435.6228 | 2693620.1895 | 1230436.3556
72 | 2693711.8257 | 1230362.464 | 2693716.5857 | 1230353.998
73 | 2693716.5857 | 1230353.998 | 2693718.9063 | 1230349.8706
74 | 2693728.8887 | 1230332.1163 | 2693718.9063 | 1230349.8706
75 | 2693708.8433 | 1230445.7919 | 2693712.4094 | 1230449.762
76 | 2693708.8433 | 1230445.7919 | 2693725.3913 | 1230434.5668 | 2693727.1736 | 1230433.6854
77 | 2693708.8433 | 1230445.7919 | 2693705.5667 | 1230448.9203 | 2693693.345 | 1230460.5917 | 2693679.8489 | 1230473.3865
78 | 2693619.7173 | 1230310.5578 | 2693621.6477 | 1230301.1346
79 | 2693624.2312 | 1230288.5241 | 2693621.6477 | 1230301.1346
80 | 2693624.2312 | 1230288.5241 | 2693632.9644 | 1230266.3806
81 | 2693624.2312 | 1230288.5241 | 2693619.5659 | 1230287.9502 | 2693607.7808 | 1230287.7646 | 2693589.9066 | 1230289.5714
82 | 2693728.8887 | 1230332.1163 | 2693730.9317 | 1230328.4827
83 | 2693730.9317 | 1230328.4827 | 2693743.6563 | 1230305.8511
84 | 2693748.4987 | 1230301.9914 | 2693743.6563 | 1230305.8511 | 2693743.6563 | 1230305.8511
85 | 2693637.274 | 1230255.4536 | 2693632.9644 | 1230266.3806
86 | 2693518.7052 | 1230309.8346 | 2693553.5428 | 1230299.4751 | 2693588.6517 | 1230289.6982 | 2693589.9066 | 1230289.5714
87 | 2693649.8061 | 1230223.6782 | 2693637.274 | 1230255.4536
88 | 2693518.7052 | 1230309.8346 | 2693515.0903 | 1230320.9858
89 | 2693666.6377 | 1230200.2729 | 2693661.2953 | 1230207.0936 | 2693652.734 | 1230216.2543 | 2693649.8061 | 1230223.6782
90 | 2693464.7073 | 1230333.2803 | 2693482.016 | 1230330.9952 | 2693493.8316 | 1230328.7571 | 2693505.6677 | 1230325.6965 | 2693515.0903 | 1230320.9858
91 | 2693735.5157 | 1230429.5602 | 2693727.1736 | 1230433.6854
92 | 2693659.2226 | 1230492.941 | 2693679.8489 | 1230473.3865
93 | 2693757.9454 | 1230420.2766 | 2693754.8311 | 1230421.0767 | 2693745.5254 | 1230424.6103 | 2693735.5157 | 1230429.5602
94 | 2693646.8174 | 1230504.7016 | 2693659.2226 | 1230492.941
95 | 2693563.5561 | 1230548.0003 | 2693564.1287 | 1230550.9778 | 2693566.5228 | 1230553.8509 | 2693568.5664 | 1230553.4828 | 2693568.6045 | 1230554.6355
96 | 2693582.2906 | 1230533.4399 | 2693574.6049 | 1230531.2952 | 2693566.0313 | 1230533.5841 | 2693562.2521 | 1230541.219 | 2693563.5561 | 1230548.0003
97 | 2693580.7332 | 1230578.4588 | 2693569.1154 | 1230570.0922 | 2693568.6045 | 1230554.6355
98 | 2693580.7332 | 1230578.4588 | 2693602.0889 | 1230549.096 | 2693606.8534 | 1230540.9541
99 | 2693606.8534 | 1230540.9541 | 2693602.2319 | 1230530.3959 | 2693596.2069 | 1230512.0589
100 | 2693606.8534 | 1230540.9541 | 2693638.7425 | 1230550.2282
101 | 2693646.8174 | 1230504.7016 | 2693639.9359 | 1230510.944
102 | 2693646.8174 | 1230504.7016 | 2693659.3527 | 1230518.4496
103 | 2693418.8236 | 1230411.2577 | 2693369.5301 | 1230381.3881
104 | 2693369.5301 | 1230381.3881 | 2693296.7671 | 1230196.5301
105 | 2693296.7671 | 1230196.5301 | 2693303.1401 | 1230184.559 | 2693310.0117 | 1230169.6982
106 | 2693320.0016 | 1230147.5748 | 2693313.8134 | 1230161.4765 | 2693310.0117 | 1230169.6982
107 | 2693320.0016 | 1230147.5748 | 2693336.52 | 1230149.8134 | 2693352.3579 | 1230150.0399 | 2693359.0755 | 1230149.029
108 | 2693698.0613 | 1230577.4269 | 2693729.2281 | 1230593.5381
109 | 2693746.2745 | 1230602.3499 | 2693729.2281 | 1230593.5381
110 | 2693746.2745 | 1230602.3499 | 2693753.6891 | 1230592.3818 | 2693765.1854 | 1230581.0714
111 | 2693772.6934 | 1230573.6781 | 2693769.1174 | 1230577.2031 | 2693765.1854 | 1230581.0714
112 | 2693659.3527 | 1230518.4496 | 2693663.6249 | 1230523.1351 | 2693668.8384 | 1230527.3647 | 2693674.0914 | 1230531.973 | 2693679.633 | 1230534.6066 | 2693687.0171 | 1230536.6577 | 2693693.7738 | 1230537.6649 | 2693695.459 | 1230537.6721
113 | 2693778.4457 | 1230568.0078 | 2693772.6934 | 1230573.6781
114 | 2693778.4457 | 1230568.0078 | 2693782.1595 | 1230564.3471
115 | 2693718.2566 | 1230533.4254 | 2693718.2566 | 1230533.4254 | 2693710.5877 | 1230535.9842 | 2693702.4851 | 1230537.7022 | 2693695.459 | 1230537.6721
116 | 2693718.2566 | 1230533.4254 | 2693725.5333 | 1230528.3587 | 2693730.3854 | 1230524.1739
117 | 2693742.2634 | 1230513.9297 | 2693730.3854 | 1230524.1739
118 | 2693742.2634 | 1230513.9297 | 2693750.7511 | 1230506.6095
119 | 2693768.9407 | 1230490.9218 | 2693750.7511 | 1230506.6095
120 | 2693768.9407 | 1230490.9218 | 2693771.1594 | 1230489.0083
121 | 2693791.8105 | 1230554.8337 | 2693782.1595 | 1230564.3471
122 | 2693791.8105 | 1230554.8337 | 2693799.4102 | 1230547.1588
123 | 2693791.8105 | 1230554.8337 | 2693810.9362 | 1230572.2133
124 | 2693810.9362 | 1230572.2133 | 2693815.5824 | 1230576.4353 | 2693823.5057 | 1230590.7409
125 | 2693823.5057 | 1230590.7409 | 2693835.8738 | 1230613.0714
126 | 2693840.6324 | 1230621.6631 | 2693840.6324 | 1230621.6631 | 2693835.8738 | 1230613.0714
127 | 2693771.1594 | 1230489.0083 | 2693780.2154 | 1230481.1979 | 2693788.3406 | 1230476.1335 | 2693789.5325 | 1230475.7593
128 | 2693789.5755 | 1230415.1647 | 2693800.0604 | 1230415.6415 | 2693806.1663 | 1230416.6052
129 | 2693789.5755 | 1230415.1647 | 2693785.2447 | 1230392.2637
130 | 2693789.5755 | 1230415.1647 | 2693788.0446 | 1230415.258
131 | 2693872.6016 | 1230438.7319 | 2693881.1772 | 1230438.4157 | 2693886.245 | 1230435.6123
132 | 2693863.1608 | 1230395.1756 | 2693856.9141 | 1230418.7458
133 | 2693757.9454 | 1230420.2766 | 2693765.3509 | 1230418.3739 | 2693773.385 | 1230416.6883 | 2693780.3015 | 1230415.73 | 2693788.0446 | 1230415.258
134 | 2693785.2447 | 1230392.2637 | 2693784.5202 | 1230388.4325 | 2693783.4284 | 1230379.3643 | 2693783.5144 | 1230378.8323
135 | 2693785.948 | 1230367.4524 | 2693784.797 | 1230370.8909 | 2693783.5144 | 1230378.8323
136 | 2693785.948 | 1230367.4524 | 2693787.2776 | 1230363.4802 | 2693790.9543 | 1230356.1218 | 2693797.2501 | 1230347.279
137 | 2693850.2445 | 1230625.095 | 2693840.6324 | 1230621.6631
138 | 2693850.2445 | 1230625.095 | 2693850.2445 | 1230625.095 | 2693859.8166 | 1230622.9001
139 | 2693869.4903 | 1230563.9214 | 2693878.4815 | 1230583.5672
140 | 2693873.8023 | 1230355.0229 | 2693874.7965 | 1230351.2714
141 | 2693869.4346 | 1230371.5032 | 2693873.8023 | 1230355.0229
142 | 2693878.0267 | 1230339.0834 | 2693874.7965 | 1230351.2714
143 | 2693869.3091 | 1230371.9767 | 2693869.4346 | 1230371.5032
144 | 2693878.0267 | 1230339.0834 | 2693885.5993 | 1230311.6811
145 | 2693869.3091 | 1230371.9767 | 2693866.9062 | 1230381.0435
146 | 2693885.5993 | 1230311.6811 | 2693893.9159 | 1230281.5868
147 | 2693866.0149 | 1230384.4064 | 2693866.9062 | 1230381.0435
148 | 2693832.2102 | 1230298.1754 | 2693833.5781 | 1230299.3967
149 | 2693832.2102 | 1230298.1754 | 2693818.9277 | 1230316.8315
150 | 2693865.1226 | 1230387.7731 | 2693866.0149 | 1230384.4064
151 | 2693865.1226 | 1230387.7731 | 2693863.1608 | 1230395.1756
152 | 2693898.1205 | 1230429.0431 | 2693886.245 | 1230435.6123
153 | 2693898.1205 | 1230429.0431 | 2693942.301 | 1230403.7004
154 | 2693818.9277 | 1230316.8315 | 2693816.1981 | 1230320.6654
155 | 2693805.6731 | 1230335.4485 | 2693816.1981 | 1230320.6654
156 | 2693805.6731 | 1230335.4485 | 2693797.2501 | 1230347.279
157 | 2693788.2096 | 1230270.3391 | 2693769.9459 | 1230246.8725
158 | 2693788.2096 | 1230270.3391 | 2693812.0482 | 1230257.6534
159 | 2693788.2096 | 1230270.3391 | 2693774.1526 | 1230281.5435
160 | 2693838.2317 | 1230243.72 | 2693812.0482 | 1230257.6534
161 | 2693755.5646 | 1230296.3594 | 2693774.1526 | 1230281.5435
162 | 2693859.7484 | 1230232.27 | 2693838.2317 | 1230243.72
163 | 2693755.5646 | 1230296.3594 | 2693748.4987 | 1230301.9914
164 | 2693741.307 | 1230211.82 | 2693728.1402 | 1230199.2633 | 2693712.7169 | 1230199.5165
165 | 2693712.7169 | 1230199.5165 | 2693684.5745 | 1230199.9784
166 | 2693666.6377 | 1230200.2729 | 2693684.5745 | 1230199.9784
167 | 2693664.7691 | 1230192.8937 | 2693666.6377 | 1230200.2729
168 | 2693664.7691 | 1230192.8937 | 2693658.4195 | 1230189.5913
169 | 2693664.7691 | 1230192.8937 | 2693671.0011 | 1230182.5444
170 | 2693362.2574 | 1230148.5502 | 2693359.0755 | 1230149.029
171 | 2693636.6791 | 1230093.6787 | 2693637.574 | 1230093.672 | 2693644.0915 | 1230094.9867 | 2693651.5086 | 1230097.383
172 | 2693636.6791 | 1230093.6787 | 2693630.876 | 1230093.7222 | 2693614.422 | 1230097.6499
173 | 2693658.0247 | 1230096.863 | 2693651.5086 | 1230097.383
174 | 2693614.422 | 1230097.6499 | 2693612.2268 | 1230098.1739
175 | 2693658.0247 | 1230096.863 | 2693662.5159 | 1230094.065 | 2693666.9433 | 1230088.8708
176 | 2693612.2268 | 1230098.1739 | 2693606.4497 | 1230099.553 | 2693598.5275 | 1230099.8841
177 | 2693731.0071 | 1230067.4361 | 2693717.6896 | 1230062.0668 | 2693710.0308 | 1230061.5457 | 2693694.6209 | 1230065.8727 | 2693684.7524 | 1230070.4761 | 2693676.5719 | 1230077.5746 | 2693666.9433 | 1230088.8708
178 | 2693598.5275 | 1230099.8841 | 2693598.5275 | 1230099.8841 | 2693587.6115 | 1230097.8886 | 2693574.4747 | 1230091.6219 | 2693569.9577 | 1230088.3596 | 2693565.5241 | 1230083.4255
179 | 2693731.0071 | 1230067.4361 | 2693780.9005 | 1229977.8472
180 | 2693565.5241 | 1230083.4255 | 2693565.1319 | 1230082.989
181 | 2693780.9005 | 1229977.8472 | 2693789.5326 | 1229959.7847
182 | 2693780.9005 | 1229977.8472 | 2693769.2582 | 1229971.1758
183 | 2693780.9005 | 1229977.8472 | 2693786.999 | 1229978.8329 | 2693801.3634 | 1229978.038
184 | 2693821.6674 | 1229974.924 | 2693817.1712 | 1229977.1631 | 2693801.3634 | 1229978.038
185 | 2693789.5326 | 1229959.7847 | 2693790.9371 | 1229956.8459 | 2693807.7595 | 1229923.0396
186 | 2693724.2681 | 1229934.6632 | 2693735.865 | 1229950.6065 | 2693741.1135 | 1229955.048 | 2693769.2582 | 1229971.1758
187 | 2693724.2681 | 1229934.6632 | 2693671.6714 | 1229865.5119
188 | 2693671.6714 | 1229865.5119 | 2693659.9848 | 1229873.9228
189 | 2693659.9848 | 1229873.9228 | 2693635.0218 | 1229847.3996 | 2693619.1619 | 1229832.2624
190 | 2693617.3839 | 1229830.5655 | 2693619.1619 | 1229832.2624
191 | 2693617.3839 | 1229830.5655 | 2693743.1897 | 1229422.4588
192 | 2693565.1319 | 1230082.989 | 2693558.9009 | 1230076.0546 | 2693547.6021 | 1230065.4933
193 | 2693547.6021 | 1230065.4933 | 2693398.398 | 1230122.5208
194 | 2693398.398 | 1230122.5208 | 2693387.2599 | 1230133.2091 | 2693375.938 | 1230141.6151 | 2693363.9995 | 1230148.288 | 2693362.2574 | 1230148.5502

## bus_geodata
| x | y | coords
0 | 2693925.7399 | 1230566.0145
1 | 2693919.2469 | 1230551.164
2 | 2693929.6254 | 1230574.9011
3 | 2693912.7138 | 1230536.2217
4 | 2693947.4352 | 1230567.5205
5 | 2693924.4985 | 1230587.2512
6 | 2693908.7335 | 1230527.118
7 | 2693954.8504 | 1230564.4476
8 | 2693889.02 | 1230606.5938
9 | 2693906.3527 | 1230521.6729
10 | 2693950.7354 | 1230554.955
11 | 2693874.8701 | 1230614.4946
12 | 2693878.9479 | 1230584.5864
13 | 2693944.4682 | 1230540.4979
14 | 2693938.0166 | 1230525.6152
15 | 2693931.6858 | 1230511.0114
16 | 2693924.0617 | 1230493.4242
17 | 2693900.718 | 1230508.7855
18 | 2693899.2012 | 1230505.3162
19 | 2693897.058 | 1230500.4145
20 | 2693890.7366 | 1230485.9563
21 | 2693876.0815 | 1230491.9739
22 | 2693861.2304 | 1230494.4792
23 | 2693561.8834 | 1230410.2844
24 | 2693555.2495 | 1230391.2567
25 | 2693575.7332 | 1230450.0089
26 | 2693577.2265 | 1230454.2922
27 | 2693547.8375 | 1230375.5622
28 | 2693571.4033 | 1230389.082
29 | 2693585.908 | 1230480.7142
30 | 2693595.6904 | 1230448.9574
31 | 2693496.091 | 1230414.3541
32 | 2693579.104 | 1230386.402
33 | 2693588.0595 | 1230487.2622
34 | 2693619.7089 | 1230436.6028
35 | 2693584.7815 | 1230347.2507
36 | 2693602.0907 | 1230333.986
37 | 2693430.0226 | 1230403.3301
38 | 2693499.5657 | 1230492.9914
39 | 2693592.9746 | 1230378.5423
40 | 2693854.5525 | 1230493.3284
41 | 2693834.3424 | 1230486.5222
42 | 2693838.3742 | 1230447.0797
43 | 2693809.736 | 1230475.5372
44 | 2693851.4102 | 1230439.5133
45 | 2693817.2891 | 1230527.3492
46 | 2693816.2282 | 1230528.6602
47 | 2693807.4382 | 1230475.0278
48 | 2693650.9768 | 1230398.5859
49 | 2693635.5228 | 1230377.5824
50 | 2693662.1961 | 1230413.8341
51 | 2693630.9377 | 1230371.4425
52 | 2693674.3738 | 1230404.4747
53 | 2693649.6258 | 1230420.7692
54 | 2693618.8553 | 1230355.6654
55 | 2693686.3354 | 1230417.558
56 | 2693689.3837 | 1230388.9154
57 | 2693642.614 | 1230424.6376
58 | 2693613.1313 | 1230348.1225
59 | 2693608.869 | 1230364.581
60 | 2693686.3869 | 1230417.6222
61 | 2693709.387 | 1230366.8014
62 | 2693621.614 | 1230435.6228
63 | 2693711.8257 | 1230362.464
64 | 2693716.5857 | 1230353.998
65 | 2693718.9063 | 1230349.8706
66 | 2693708.8433 | 1230445.7919
67 | 2693619.7173 | 1230310.5578
68 | 2693621.6477 | 1230301.1346
69 | 2693624.2312 | 1230288.5241
70 | 2693728.8887 | 1230332.1163
71 | 2693730.9317 | 1230328.4827
72 | 2693743.6563 | 1230305.8511
73 | 2693632.9644 | 1230266.3806
74 | 2693589.9066 | 1230289.5714
75 | 2693637.274 | 1230255.4536
76 | 2693518.7052 | 1230309.8346
77 | 2693649.8061 | 1230223.6782
78 | 2693515.0903 | 1230320.9858
79 | 2693620.1895 | 1230436.3556
80 | 2693712.4094 | 1230449.762
81 | 2693727.1736 | 1230433.6854
82 | 2693679.8489 | 1230473.3865
83 | 2693735.5157 | 1230429.5602
84 | 2693659.2226 | 1230492.941
85 | 2693563.5561 | 1230548.0003
86 | 2693568.6045 | 1230554.6355
87 | 2693582.2906 | 1230533.4399
88 | 2693580.7332 | 1230578.4588
89 | 2693606.8534 | 1230540.9541
90 | 2693596.2069 | 1230512.0589
91 | 2693638.7425 | 1230550.2282
92 | 2693639.9359 | 1230510.944
93 | 2693646.8174 | 1230504.7016
94 | 2693418.8236 | 1230411.2577
95 | 2693369.5301 | 1230381.3881
96 | 2693296.7671 | 1230196.5301
97 | 2693464.7073 | 1230333.2803
98 | 2693310.0117 | 1230169.6982
99 | 2693320.0016 | 1230147.5748
100 | 2693698.0613 | 1230577.427
101 | 2693729.2281 | 1230593.5381
102 | 2693746.2745 | 1230602.3499
103 | 2693765.1854 | 1230581.0714
104 | 2693659.3527 | 1230518.4496
105 | 2693772.6934 | 1230573.6781
106 | 2693778.4457 | 1230568.0078
107 | 2693718.2566 | 1230533.4254
108 | 2693695.459 | 1230537.6721
109 | 2693730.3854 | 1230524.1739
110 | 2693742.2634 | 1230513.9297
111 | 2693750.7511 | 1230506.6095
112 | 2693768.9407 | 1230490.9218
113 | 2693782.1595 | 1230564.3471
114 | 2693791.8105 | 1230554.8337
115 | 2693799.4102 | 1230547.1588
116 | 2693810.9362 | 1230572.2133
117 | 2693823.5057 | 1230590.7409
118 | 2693835.8738 | 1230613.0714
119 | 2693771.1594 | 1230489.0083
120 | 2693789.5325 | 1230475.7593
121 | 2693806.1663 | 1230416.6052
122 | 2693789.5755 | 1230415.1647
123 | 2693872.6016 | 1230438.7319
124 | 2693856.9141 | 1230418.7458
125 | 2693757.9454 | 1230420.2766
126 | 2693788.0446 | 1230415.258
127 | 2693785.2447 | 1230392.2637
128 | 2693783.5144 | 1230378.8323
129 | 2693785.948 | 1230367.4524
130 | 2693840.6324 | 1230621.6631
131 | 2693850.2445 | 1230625.095
132 | 2693859.8166 | 1230622.9001
133 | 2693878.4815 | 1230583.5672
134 | 2693869.4903 | 1230563.9214
135 | 2693873.8023 | 1230355.0229
136 | 2693874.7965 | 1230351.2714
137 | 2693869.4346 | 1230371.5032
138 | 2693878.0267 | 1230339.0834
139 | 2693869.3091 | 1230371.9767
140 | 2693885.5993 | 1230311.6811
141 | 2693866.9062 | 1230381.0435
142 | 2693893.9159 | 1230281.5868
143 | 2693833.5781 | 1230299.3967
144 | 2693832.2102 | 1230298.1754
145 | 2693866.0149 | 1230384.4064
146 | 2693863.1608 | 1230395.1756
147 | 2693865.1226 | 1230387.7731
148 | 2693886.245 | 1230435.6123
149 | 2693898.1205 | 1230429.0431
150 | 2693818.9277 | 1230316.8315
151 | 2693816.1981 | 1230320.6654
152 | 2693805.6731 | 1230335.4485
153 | 2693797.2501 | 1230347.279
154 | 2693788.2096 | 1230270.3391
155 | 2693769.9459 | 1230246.8725
156 | 2693812.0482 | 1230257.6534
157 | 2693774.1526 | 1230281.5435
158 | 2693838.2317 | 1230243.72
159 | 2693755.5646 | 1230296.3594
160 | 2693748.4987 | 1230301.9914
161 | 2693741.307 | 1230211.82
162 | 2693712.7169 | 1230199.5165
163 | 2693859.7484 | 1230232.27
164 | 2693684.5745 | 1230199.9784
165 | 2693666.6377 | 1230200.2729
166 | 2693664.7691 | 1230192.8937
167 | 2693658.4195 | 1230189.5913
168 | 2693671.0011 | 1230182.5444
169 | 2693359.0755 | 1230149.029
170 | 2693636.6791 | 1230093.6787
171 | 2693651.5086 | 1230097.383
172 | 2693614.422 | 1230097.6499
173 | 2693658.0247 | 1230096.863
174 | 2693612.2268 | 1230098.1739
175 | 2693666.9433 | 1230088.8708
176 | 2693598.5275 | 1230099.8841
177 | 2693731.0072 | 1230067.4361
178 | 2693565.5241 | 1230083.4255
179 | 2693780.9005 | 1229977.8472
180 | 2693821.6674 | 1229974.924
181 | 2693801.3634 | 1229978.038
182 | 2693789.5326 | 1229959.7847
183 | 2693769.2582 | 1229971.1758
184 | 2693807.7595 | 1229923.0396
185 | 2693724.2681 | 1229934.6632
186 | 2693671.6714 | 1229865.5119
187 | 2693659.9848 | 1229873.9228
188 | 2693619.1619 | 1229832.2624
189 | 2693743.1897 | 1229422.4588
190 | 2693617.3839 | 1229830.5655
191 | 2693565.1319 | 1230082.989
192 | 2693547.6021 | 1230065.4933
193 | 2693398.398 | 1230122.5208
194 | 2693362.2574 | 1230148.5502
195 | 2693942.301 | 1230403.7004
196 | 2693789.5755 | 1230415.1647

## line_std_types
| c_nf_per_km | r_ohm_per_km | x_ohm_per_km | max_i_ka | type | q_mm2 | alpha | voltage_rating
NAYY 4x50 SE | 210 | 0.642 | 0.083 | 0.142 | cs | 50 | 0.00403 | LV
NAYY 4x120 SE | 264 | 0.225 | 0.08 | 0.242 | cs | 120 | 0.00403 | LV
NAYY 4x150 SE | 261 | 0.208 | 0.08 | 0.27 | cs | 150 | 0.00403 | LV
NA2XS2Y 1x95 RM/25 12/20 kV | 216 | 0.313 | 0.132 | 0.252 | cs | 95 | 0.00403 | MV
NA2XS2Y 1x185 RM/25 12/20 kV | 273 | 0.161 | 0.117 | 0.362 | cs | 185 | 0.00403 | MV
NA2XS2Y 1x240 RM/25 12/20 kV | 304 | 0.122 | 0.112 | 0.421 | cs | 240 | 0.00403 | MV
NA2XS2Y 1x95 RM/25 6/10 kV | 315 | 0.313 | 0.123 | 0.249 | cs | 95 | 0.00403 | MV
NA2XS2Y 1x185 RM/25 6/10 kV | 406 | 0.161 | 0.11 | 0.358 | cs | 185 | 0.00403 | MV
NA2XS2Y 1x240 RM/25 6/10 kV | 456 | 0.122 | 0.105 | 0.416 | cs | 240 | 0.00403 | MV
NA2XS2Y 1x150 RM/25 12/20 kV | 250 | 0.206 | 0.116 | 0.319 | cs | 150 | 0.00403 | MV
NA2XS2Y 1x120 RM/25 12/20 kV | 230 | 0.253 | 0.119 | 0.283 | cs | 120 | 0.00403 | MV
NA2XS2Y 1x70 RM/25 12/20 kV | 190 | 0.443 | 0.132 | 0.22 | cs | 70 | 0.00403 | MV
NA2XS2Y 1x150 RM/25 6/10 kV | 360 | 0.206 | 0.11 | 0.315 | cs | 150 | 0.00403 | MV
NA2XS2Y 1x120 RM/25 6/10 kV | 340 | 0.253 | 0.113 | 0.28 | cs | 120 | 0.00403 | MV
NA2XS2Y 1x70 RM/25 6/10 kV | 280 | 0.443 | 0.123 | 0.217 | cs | 70 | 0.00403 | MV
N2XS(FL)2Y 1x120 RM/35 64/110 kV | 112 | 0.153 | 0.166 | 0.366 | cs | 120 | 0.00393 | HV
N2XS(FL)2Y 1x185 RM/35 64/110 kV | 125 | 0.099 | 0.156 | 0.457 | cs | 185 | 0.00393 | HV
N2XS(FL)2Y 1x240 RM/35 64/110 kV | 135 | 0.075 | 0.149 | 0.526 | cs | 240 | 0.00393 | HV
N2XS(FL)2Y 1x300 RM/35 64/110 kV | 144 | 0.06 | 0.144 | 0.588 | cs | 300 | 0.00393 | HV
15-AL1/3-ST1A 0.4 | 11 | 1.8769 | 0.35 | 0.105 | ol | 16 | 0.00403 | LV
24-AL1/4-ST1A 0.4 | 11.25 | 1.2012 | 0.335 | 0.14 | ol | 24 | 0.00403 | LV
48-AL1/8-ST1A 0.4 | 12.2 | 0.5939 | 0.3 | 0.21 | ol | 48 | 0.00403 | LV
94-AL1/15-ST1A 0.4 | 13.2 | 0.306 | 0.29 | 0.35 | ol | 94 | 0.00403 | LV
34-AL1/6-ST1A 10.0 | 9.7 | 0.8342 | 0.36 | 0.17 | ol | 34 | 0.00403 | MV
48-AL1/8-ST1A 10.0 | 10.1 | 0.5939 | 0.35 | 0.21 | ol | 48 | 0.00403 | MV
70-AL1/11-ST1A 10.0 | 10.4 | 0.4132 | 0.339 | 0.29 | ol | 70 | 0.00403 | MV
94-AL1/15-ST1A 10.0 | 10.75 | 0.306 | 0.33 | 0.35 | ol | 94 | 0.00403 | MV
122-AL1/20-ST1A 10.0 | 11.1 | 0.2376 | 0.323 | 0.41 | ol | 122 | 0.00403 | MV
149-AL1/24-ST1A 10.0 | 11.25 | 0.194 | 0.315 | 0.47 | ol | 149 | 0.00403 | MV
34-AL1/6-ST1A 20.0 | 9.15 | 0.8342 | 0.382 | 0.17 | ol | 34 | 0.00403 | MV
48-AL1/8-ST1A 20.0 | 9.5 | 0.5939 | 0.372 | 0.21 | ol | 48 | 0.00403 | MV
70-AL1/11-ST1A 20.0 | 9.7 | 0.4132 | 0.36 | 0.29 | ol | 70 | 0.00403 | MV
94-AL1/15-ST1A 20.0 | 10 | 0.306 | 0.35 | 0.35 | ol | 94 | 0.00403 | MV
122-AL1/20-ST1A 20.0 | 10.3 | 0.2376 | 0.344 | 0.41 | ol | 122 | 0.00403 | MV
149-AL1/24-ST1A 20.0 | 10.5 | 0.194 | 0.337 | 0.47 | ol | 149 | 0.00403 | MV
184-AL1/30-ST1A 20.0 | 10.75 | 0.1571 | 0.33 | 0.535 | ol | 184 | 0.00403 | MV
243-AL1/39-ST1A 20.0 | 11 | 0.1188 | 0.32 | 0.645 | ol | 243 | 0.00403 | MV
48-AL1/8-ST1A 110.0 | 8 | 0.5939 | 0.46 | 0.21 | ol | 48 | 0.00403 | HV
70-AL1/11-ST1A 110.0 | 8.4 | 0.4132 | 0.45 | 0.29 | ol | 70 | 0.00403 | HV
94-AL1/15-ST1A 110.0 | 8.65 | 0.306 | 0.44 | 0.35 | ol | 94 | 0.00403 | HV
122-AL1/20-ST1A 110.0 | 8.5 | 0.2376 | 0.43 | 0.41 | ol | 122 | 0.00403 | HV
149-AL1/24-ST1A 110.0 | 8.75 | 0.194 | 0.41 | 0.47 | ol | 149 | 0.00403 | HV
184-AL1/30-ST1A 110.0 | 8.8 | 0.1571 | 0.4 | 0.535 | ol | 184 | 0.00403 | HV
243-AL1/39-ST1A 110.0 | 9 | 0.1188 | 0.39 | 0.645 | ol | 243 | 0.00403 | HV
305-AL1/39-ST1A 110.0 | 9.2 | 0.0949 | 0.38 | 0.74 | ol | 305 | 0.00403 | HV
490-AL1/64-ST1A 110.0 | 9.75 | 0.059 | 0.37 | 0.96 | ol | 490 | 0.00403 | HV
679-AL1/86-ST1A 110.0 | 9.95 | 0.042 | 0.36 | 1.15 | ol | 679 | 0.00403 | HV
490-AL1/64-ST1A 220.0 | 10 | 0.059 | 0.285 | 0.96 | ol | 490 | 0.00403 | HV
679-AL1/86-ST1A 220.0 | 11.7 | 0.042 | 0.275 | 1.15 | ol | 679 | 0.00403 | HV
490-AL1/64-ST1A 380.0 | 11 | 0.059 | 0.253 | 0.96 | ol | 490 | 0.00403 | HV
679-AL1/86-ST1A 380.0 | 14.6 | 0.042 | 0.25 | 1.15 | ol | 679 | 0.00403 | HV

## trafo_std_types
| i0_percent | pfe_kw | vkr_percent | sn_mva | vn_lv_kv | vn_hv_kv | vk_percent | shift_degree | vector_group | tap_side | tap_neutral | tap_min | tap_max | tap_step_degree | tap_step_percent | tap_phase_shifter
160 MVA 380/110 kV | 0.06 | 60 | 0.25 | 160 | 110 | 380 | 12.2 | 0 | Yy0 | hv | 0 | -9 | 9 | 0 | 1.5 | FALSE
100 MVA 220/110 kV | 0.06 | 55 | 0.26 | 100 | 110 | 220 | 12 | 0 | Yy0 | hv | 0 | -9 | 9 | 0 | 1.5 | FALSE
63 MVA 110/20 kV | 0.04 | 22 | 0.32 | 63 | 20 | 110 | 18 | 150 | YNd5 | hv | 0 | -9 | 9 | 0 | 1.5 | FALSE
40 MVA 110/20 kV | 0.05 | 18 | 0.34 | 40 | 20 | 110 | 16.2 | 150 | YNd5 | hv | 0 | -9 | 9 | 0 | 1.5 | FALSE
25 MVA 110/20 kV | 0.07 | 14 | 0.41 | 25 | 20 | 110 | 12 | 150 | YNd5 | hv | 0 | -9 | 9 | 0 | 1.5 | FALSE
63 MVA 110/10 kV | 0.04 | 22 | 0.32 | 63 | 10 | 110 | 18 | 150 | YNd5 | hv | 0 | -9 | 9 | 0 | 1.5 | FALSE
40 MVA 110/10 kV | 0.05 | 18 | 0.34 | 40 | 10 | 110 | 16.2 | 150 | YNd5 | hv | 0 | -9 | 9 | 0 | 1.5 | FALSE
25 MVA 110/10 kV | 0.07 | 14 | 0.41 | 25 | 10 | 110 | 12 | 150 | YNd5 | hv | 0 | -9 | 9 | 0 | 1.5 | FALSE
0.25 MVA 20/0.4 kV | 0.32 | 0.8 | 1.44 | 0.25 | 0.4 | 20 | 6 | 150 | Yzn5 | hv | 0 | -2 | 2 | 0 | 2.5 | FALSE
0.4 MVA 20/0.4 kV | 0.3375 | 1.35 | 1.425 | 0.4 | 0.4 | 20 | 6 | 150 | Dyn5 | hv | 0 | -2 | 2 | 0 | 2.5 | FALSE
0.63 MVA 20/0.4 kV | 0.2619 | 1.65 | 1.206 | 0.63 | 0.4 | 20 | 6 | 150 | Dyn5 | hv | 0 | -2 | 2 | 0 | 2.5 | FALSE
0.25 MVA 10/0.4 kV | 0.24 | 0.6 | 1.2 | 0.25 | 0.4 | 10 | 4 | 150 | Dyn5 | hv | 0 | -2 | 2 | 0 | 2.5 | FALSE
0.4 MVA 10/0.4 kV | 0.2375 | 0.95 | 1.325 | 0.4 | 0.4 | 10 | 4 | 150 | Dyn5 | hv | 0 | -2 | 2 | 0 | 2.5 | FALSE
0.63 MVA 10/0.4 kV | 0.1873 | 1.18 | 1.0794 | 0.63 | 0.4 | 10 | 4 | 150 | Dyn5 | hv | 0 | -2 | 2 | 0 | 2.5 | FALSE

## trafo3w_std_types
| sn_hv_mva | sn_mv_mva | sn_lv_mva | vn_hv_kv | vn_mv_kv | vn_lv_kv | vk_hv_percent | vk_mv_percent | vk_lv_percent | vkr_hv_percent | vkr_mv_percent | vkr_lv_percent | pfe_kw | i0_percent | shift_mv_degree | shift_lv_degree | vector_group | tap_side | tap_neutral | tap_min | tap_max | tap_step_percent
63/25/38 MVA 110/20/10 kV | 63 | 25 | 38 | 110 | 20 | 10 | 10.4 | 10.4 | 10.4 | 0.28 | 0.32 | 0.35 | 35 | 0.89 | 0 | 0 | YN0yn0yn0 | hv | 0 | -10 | 10 | 1.2
63/25/38 MVA 110/10/10 kV | 63 | 25 | 38 | 110 | 10 | 10 | 10.4 | 10.4 | 10.4 | 0.28 | 0.32 | 0.35 | 35 | 0.89 | 0 | 0 | YN0yn0yn0 | hv | 0 | -10 | 10 | 1.2

## fuse_std_types
| fuse_type | i_rated_a | t_avg | t_min | t_total | x_avg | x_min | x_total
HV 100A | HV 100A | 100 | 0 | [10.0, 3.64, 0.854, 0.281, 0.1, 0.0531, 0.022, 0.01] | [10.0, 4.267, 1.21, 0.403, 0.1, 0.058, 0.022, 0.01] | 0 | [300.0, 350.0, 450.0, 550.0, 700.0, 850.0, 1200.0, 1752.0] | [600.0, 700.0, 900.0, 1150.0, 1665.0, 2000.0, 3000.0, 4313.0]
HV 10A | HV 10A | 10 | 0 | [10.0, 1675.0, 0.344, 0.156, 0.1, 0.0417, 0.0171, 0.01] | [10.0, 1.3, 0.3, 0.155, 0.1, 0.0555, 0.023, 0.01] | 0 | [30.0, 32.0, 35.0, 37.0, 39.0, 50.0, 70.0, 88.0] | [60.0, 70.0, 80.0, 87.0, 94.0, 110.0, 150.0, 216.0]
HV 125A | HV 125A | 125 | 0 | [10.0, 1.82, 0.344, 0.1, 0.0467, 0.0269, 0.01] | [10.0, 2.478, 0.426, 0.1, 0.0427, 0.0211, 0.01] | 0 | [375.0, 500.0, 700.0, 925.0, 1200.0, 1500.0, 2341.0] | [750.0, 1000.0, 1500.0, 2200.0, 3000.0, 4000.0, 5765.0]
HV 160A | HV 160A | 160 | 0 | [10.0, 4.15, 1.03, 0.198, 0.1, 0.051, 0.0172, 0.01] | [10.0, 2.3, 0.734, 0.274, 0.1, 0.046, 0.0177, 0.01] | 0 | [480.0, 550.0, 700.0, 1000.0, 1260.0, 1600.0, 2500.0, 3227.0] | [960.0, 1300.0, 1700.0, 2200.0, 2996.0, 4000.0, 6000.0, 7946.0]
HV 16A | HV 16A | 16 | 0 | [10.0, 0.352, 0.164, 0.1, 0.0649, 0.0342, 0.01] | [10.0, 2.34, 0.722, 0.181, 0.1, 0.055, 0.0296, 0.01] | 0 | [48.0, 60.0, 65.0, 71.0, 80.0, 100.0, 162.0] | [96.0, 110.0, 125.0, 150.0, 168.0, 200.0, 250.0, 398.0]
HV 200A | HV 200A | 200 | 0 | [10.0, 4.267, 1.21, 0.403, 0.1, 0.058, 0.022, 0.01] | [10.0, 3.73, 1.654, 0.328, 0.1, 0.0531, 0.019, 0.01] | 0 | [600.0, 700.0, 900.0, 1150.0, 1665.0, 2000.0, 3000.0, 4313.0] | [1200.0, 1500.0, 1800.0, 2700.0, 3960.0, 5000.0, 7500.0, 10620.0]
HV 20A | HV 20A | 20 | 0 | [10.0, 1.3, 0.3, 0.155, 0.1, 0.0555, 0.023, 0.01] | [10.0, 1.3, 0.161, 0.1, 0.0611, 0.0399, 0.0141, 0.01] | 0 | [60.0, 70.0, 80.0, 87.0, 94.0, 110.0, 150.0, 216.0] | [120.0, 150.0, 200.0, 223.0, 260.0, 300.0, 450.0, 532.0]
HV 25A | HV 25A | 25 | 0 | [10.0, 2.512, 0.833, 0.299, 0.1, 0.0372, 0.0223, 0.01] | [10.0, 3.125, 0.597, 0.198, 0.1, 0.0378, 0.022, 0.01] | 0 | [75.0, 82.0, 90.0, 100.0, 124.0, 170.0, 200.0, 289.0] | [150.0, 170.0, 210.0, 250.0, 294.0, 400.0, 500.0, 711.0]
HV 31.5A | HV 31.5A | 31.5 | 0 | [10.0, 2.34, 0.722, 0.181, 0.1, 0.055, 0.0296, 0.01] | [10.0, 2.84, 0.368, 0.164, 0.1, 0.0621, 0.0378, 0.0195, 0.01] | 0 | [95.0, 110.0, 125.0, 150.0, 165.0, 200.0, 250.0, 390.0] | [189.0, 220.0, 300.0, 350.0, 393.0, 450.0, 530.0, 700.0, 960.0]
HV 40A | HV 40A | 40 | 0 | [10.0, 1.3, 0.161, 0.1, 0.0611, 0.0399, 0.0141, 0.01] | [10.0, 2.05, 0.369, 0.198, 0.1, 0.051, 0.0298, 0.01] | 0 | [120.0, 150.0, 200.0, 223.0, 260.0, 300.0, 450.0, 532.0] | [240.0, 300.0, 400.0, 450.0, 530.0, 650.0, 800.0, 1311.0]
HV 50A | HV 50A | 50 | 0 | [10.0, 3.215, 0.597, 0.198, 0.1, 0.0378, 0.022, 0.01] | [10.0, 3.64, 0.854, 0.281, 0.1, 0.0531, 0.022, 0.01] | 0 | [150.0, 170.0, 210.0, 250.0, 294.0, 400.0, 500.0, 711.0] | [300.0, 350.0, 450.0, 550.0, 700.0, 850.0, 1200.0, 1752.0]
HV 6.3A | HV 6.3A | 6.3 | 0 | [10.0, 1.39, 0.344, 0.168, 0.1, 0.056, 0.0263, 0.01] | [10.0, 1.711, 0.516, 0.198, 0.1, 0.0634, 0.0303, 0.01] | 0 | [19.0, 19.5, 20.4, 20.8, 22.0, 25.0, 32.0, 48.0] | [38.0, 40.0, 43.0, 48.0, 53.0, 60.0, 75.0, 118.0]
HV 63A | HV 63A | 63 | 0 | [10.0, 2.84, 0.368, 0.164, 0.1, 0.0621, 0.0378, 0.0195, 0.01] | [10.0, 1.82, 0.344, 0.1, 0.0467, 0.0269, 0.01] | 0 | [189.0, 220.0, 300.0, 350.0, 393.0, 450.0, 530.0, 700.0, 961.0] | [378.0, 500.0, 700.0, 934.0, 1200.0, 1500.0, 2366.0]
HV 80A | HV 80A | 80 | 0 | [10.0, 2.05, 0.369, 0.198, 0.1, 0.051, 0.0298, 0.01] | [10.0, 4.15, 1.03, 0.198, 0.1, 0.051, 0.0172, 0.01] | 0 | [240.0, 300.0, 400.0, 450.0, 530.0, 650.0, 800.0, 1311.0] | [480.0, 550.0, 700.0, 1000.0, 1260.0, 1600.0, 2500.0, 3227.0]
Siemens NH-1-100 | Siemens NH-1-100 | 100 | [5400.0, 2000.0, 400.0, 20.0, 1.0, 0.2, 0.012, 0.004] | 0 | 0 | [150.0, 190.0, 250.0, 430.0, 900.0, 1250.0, 2700.0, 3600.0] | 0 | 0
Siemens NH-1-125 | Siemens NH-1-125 | 125 | [4800.0, 120.0, 7.0, 0.1, 0.004] | 0 | 0 | [180.0, 400.0, 740.0, 2000.0, 4250.0] | 0 | 0
Siemens NH-1-16 | Siemens NH-1-16 | 16 | [4000.0, 400.0, 2.0, 0.1, 0.04, 0.01] | 0 | 0 | [26.0, 35.0, 75.0, 150.0, 200.0, 300.0] | 0 | 0
Siemens NH-1-160 | Siemens NH-1-160 | 160 | [4800.0, 120.0, 7.0, 0.1, 0.004] | 0 | 0 | [210.0, 500.0, 900.0, 2300.0, 5000.0] | 0 | 0
Siemens NH-1-25 | Siemens NH-1-25 | 25 | [4000.0, 1000.0, 10.0, 0.2, 0.02, 0.01] | 0 | 0 | [40.0, 50.0, 100.0, 210.0, 400.0, 500.0] | 0 | 0
Siemens NH-1-50 | Siemens NH-1-50 | 50 | [4000.0, 40.0, 4.0, 1.0, 0.02, 0.01] | 0 | 0 | [86.0, 200.0, 300.0, 400.0, 1000.0, 1280.0] | 0 | 0
Siemens NH-1-63 | Siemens NH-1-63 | 63 | [4000.0, 100.0, 10.0, 2.0, 0.04, 0.01] | 0 | 0 | [100.0, 200.0, 300.0, 400.0, 1000.0, 1500.0] | 0 | 0
Siemens NH-1-80 | Siemens NH-1-80 | 80 | [4800.0, 120.0, 7.0, 0.1, 0.01] | 0 | 0 | [150.58, 250.0, 450.0, 1150.0, 2470.0] | 0 | 0
Siemens NH-2-1000 | Siemens NH-2-1000 | 1000 | [4800.0, 120.0, 7.0, 0.1, 0.004] | 0 | 0 | [1900.0, 3500.0, 8400.0, 24000.0, 52000.0] | 0 | 0
Siemens NH-2-200 | Siemens NH-2-200 | 200 | [4800.0, 120.0, 7.0, 0.1, 0.004] | 0 | 0 | [280.0, 650.0, 1200.0, 3000.0, 7000.0] | 0 | 0
Siemens NH-2-224 | Siemens NH-2-224 | 224 | [4800.0, 120.0, 7.0, 0.2, 0.04, 0.004] | 0 | 0 | [400.0, 750.0, 1453.0, 3025.0, 4315.0, 7600.0] | 0 | 0
Siemens NH-2-250 | Siemens NH-2-250 | 250 | [4800.0, 120.0, 7.0, 0.1, 0.004] | 0 | 0 | [450.0, 800.0, 1650.0, 4000.0, 8500.0] | 0 | 0
Siemens NH-2-315 | Siemens NH-2-315 | 315 | [4800.0, 120.0, 7.0, 0.1, 0.004] | 0 | 0 | [550.0, 920.0, 1900.0, 5000.0, 11000.0] | 0 | 0
Siemens NH-2-355 | Siemens NH-2-355 | 355 | [4800.0, 120.0, 6.0, 0.1, 0.004] | 0 | 0 | [650.0, 1116.27, 2350.0, 5840.0, 12790.0] | 0 | 0
Siemens NH-2-400 | Siemens NH-2-400 | 400 | [4800.0, 120.0, 7.0, 0.1, 0.004] | 0 | 0 | [720.0, 1350.0, 2800.0, 6500.0, 15000.0] | 0 | 0
Siemens NH-2-425 | Siemens NH-2-425 | 425 | [4800.0, 120.0, 7.0, 0.1, 0.004] | 0 | 0 | [850.0, 1500.0, 3050.0, 7500.0, 16500.0] | 0 | 0
Siemens NH-2-630 | Siemens NH-2-630 | 630 | [4800.0, 120.0, 7.0, 0.1, 0.004] | 0 | 0 | [1200.0, 2000.0, 4800.0, 12000.0, 26000.0] | 0 | 0

## dtypes
| element | column | dtype
0 | bus | name | object
1 | bus | vn_kv | float64
2 | bus | type | object
3 | bus | zone | object
4 | bus | in_service | bool
5 | load | name | object
6 | load | bus | uint32
7 | load | p_mw | float64
8 | load | q_mvar | float64
9 | load | const_z_percent | float64
10 | load | const_i_percent | float64
11 | load | sn_mva | float64
12 | load | scaling | float64
13 | load | in_service | bool
14 | load | type | object
15 | ext_grid | name | object
16 | ext_grid | bus | uint32
17 | ext_grid | vm_pu | float64
18 | ext_grid | va_degree | float64
19 | ext_grid | slack_weight | float64
20 | ext_grid | in_service | bool
21 | line | name | object
22 | line | std_type | object
23 | line | from_bus | uint32
24 | line | to_bus | uint32
25 | line | length_km | float64
26 | line | r_ohm_per_km | float64
27 | line | x_ohm_per_km | float64
28 | line | c_nf_per_km | float64
29 | line | g_us_per_km | float64
30 | line | max_i_ka | float64
31 | line | df | float64
32 | line | parallel | uint32
33 | line | type | object
34 | line | in_service | bool
35 | trafo | name | object
36 | trafo | std_type | object
37 | trafo | hv_bus | uint32
38 | trafo | lv_bus | uint32
39 | trafo | sn_mva | float64
40 | trafo | vn_hv_kv | float64
41 | trafo | vn_lv_kv | float64
42 | trafo | vk_percent | float64
43 | trafo | vkr_percent | float64
44 | trafo | pfe_kw | float64
45 | trafo | i0_percent | float64
46 | trafo | shift_degree | float64
47 | trafo | tap_side | object
48 | trafo | tap_neutral | int32
49 | trafo | tap_min | int32
50 | trafo | tap_max | int32
51 | trafo | tap_step_percent | float64
52 | trafo | tap_step_degree | float64
53 | trafo | tap_pos | int32
54 | trafo | tap_phase_shifter | bool
55 | trafo | parallel | uint32
56 | trafo | df | float64
57 | trafo | in_service | bool
58 | line_geodata | coords | object
59 | bus_geodata | x | float64
60 | bus_geodata | y | float64
61 | bus_geodata | coords | object

## parameters
| version | format_version | converged | OPF_converged | name | f_hz | sn_mva
0 | 2.14.6 | 2.14.0 | FALSE | FALSE |  | 50 | 1