## bus
| name | vn_kv | type | zone | in_service
0 | bus_LV_293-38_0_7_node_0 | 0.4 | n |  | TRUE
1 | bus_LV_293-38_0_7_node_1 | 0.4 | n |  | TRUE
2 | bus_LV_293-38_0_7_node_3 | 0.4 | n |  | TRUE
3 | bus_LV_293-38_0_7_node_4 | 0.4 | n |  | TRUE
4 | bus_LV_293-38_0_7_node_6 | 0.4 | n |  | TRUE
5 | bus_LV_293-38_0_7_node_14 | 0.4 | n |  | TRUE
6 | bus_LV_293-38_0_7_node_97 | 0.4 | n |  | TRUE
7 | bus_LV_293-38_0_7_node_7 | 0.4 | n |  | TRUE
8 | bus_LV_293-38_0_7_node_12 | 0.4 | n |  | TRUE
9 | bus_LV_293-38_0_7_node_70 | 0.4 | n |  | TRUE
10 | bus_LV_293-38_0_7_node_8 | 0.4 | n |  | TRUE
11 | bus_LV_293-38_0_7_node_10 | 0.4 | n |  | TRUE
12 | bus_LV_293-38_0_7_node_9 | 0.4 | n |  | TRUE
13 | bus_LV_293-38_0_7_node_85 | 0.4 | n |  | TRUE
14 | bus_LV_293-38_0_7_node_11 | 0.4 | n |  | TRUE
15 | bus_LV_293-38_0_7_node_86 | 0.4 | n |  | TRUE
16 | bus_LV_293-38_0_7_node_107 | 0.4 | n |  | TRUE
17 | bus_LV_293-38_0_7_node_108 | 0.4 | n |  | TRUE
18 | bus_LV_293-38_0_7_node_109 | 0.4 | n |  | TRUE
19 | bus_LV_293-38_0_7_node_125 | 0.4 | n |  | TRUE
20 | bus_LV_293-38_0_7_node_96 | 0.4 | n |  | TRUE
21 | bus_LV_293-38_0_7_node_13 | 0.4 | n |  | TRUE
22 | bus_LV_293-38_0_7_node_15 | 0.4 | n |  | TRUE
23 | bus_LV_293-38_0_7_node_17 | 0.4 | n |  | TRUE
24 | bus_LV_293-38_0_7_node_16 | 0.4 | n |  | TRUE
25 | bus_LV_293-38_0_7_node_102 | 0.4 | n |  | TRUE
26 | bus_LV_293-38_0_7_node_43 | 0.4 | n |  | TRUE
27 | bus_LV_293-38_0_7_node_42 | 0.4 | n |  | TRUE
28 | bus_LV_293-38_0_7_node_18 | 0.4 | n |  | TRUE
29 | bus_LV_293-38_0_7_node_19 | 0.4 | n |  | TRUE
30 | bus_LV_293-38_0_7_node_20 | 0.4 | n |  | TRUE
31 | bus_LV_293-38_0_7_node_21 | 0.4 | n |  | TRUE
32 | bus_LV_293-38_0_7_node_23 | 0.4 | n |  | TRUE
33 | bus_LV_293-38_0_7_node_98 | 0.4 | n |  | TRUE
34 | bus_LV_293-38_0_7_node_22 | 0.4 | n |  | TRUE
35 | bus_LV_293-38_0_7_node_186 | 0.4 | n |  | TRUE
36 | bus_LV_293-38_0_7_node_182 | 0.4 | n |  | TRUE
37 | bus_LV_293-38_0_7_node_89 | 0.4 | n |  | TRUE
38 | bus_LV_293-38_0_7_node_27 | 0.4 | n |  | TRUE
39 | bus_LV_293-38_0_7_node_181 | 0.4 | n |  | TRUE
40 | bus_LV_293-38_0_7_node_24 | 0.4 | n |  | TRUE
41 | bus_LV_293-38_0_7_node_26 | 0.4 | n |  | TRUE
42 | bus_LV_293-38_0_7_node_187 | 0.4 | n |  | TRUE
43 | bus_LV_293-38_0_7_node_177 | 0.4 | n |  | TRUE
44 | bus_LV_293-38_0_7_node_178 | 0.4 | n |  | TRUE
45 | bus_LV_293-38_0_7_node_29 | 0.4 | n |  | TRUE
46 | bus_LV_293-38_0_7_node_30 | 0.4 | n |  | TRUE
47 | bus_LV_293-38_0_7_node_31 | 0.4 | n |  | TRUE
48 | bus_LV_293-38_0_7_node_32 | 0.4 | n |  | TRUE
49 | bus_LV_293-38_0_7_node_33 | 0.4 | n |  | TRUE
50 | bus_LV_293-38_0_7_node_104 | 0.4 | n |  | TRUE
51 | bus_LV_293-38_0_7_node_92 | 0.4 | n |  | TRUE
52 | bus_LV_293-38_0_7_node_90 | 0.4 | n |  | TRUE
53 | bus_LV_293-38_0_7_node_176 | 0.4 | n |  | TRUE
54 | bus_LV_293-38_0_7_node_58 | 0.4 | n |  | TRUE
55 | bus_LV_293-38_0_7_node_34 | 0.4 | n |  | TRUE
56 | bus_LV_293-38_0_7_node_36 | 0.4 | n |  | TRUE
57 | bus_LV_293-38_0_7_node_35 | 0.4 | n |  | TRUE
58 | bus_LV_293-38_0_7_node_37 | 0.4 | n |  | TRUE
59 | bus_LV_293-38_0_7_node_38 | 0.4 | n |  | TRUE
60 | bus_LV_293-38_0_7_node_78 | 0.4 | n |  | TRUE
61 | bus_LV_293-38_0_7_node_53 | 0.4 | n |  | TRUE
62 | bus_LV_293-38_0_7_node_39 | 0.4 | n |  | TRUE
63 | bus_LV_293-38_0_7_node_180 | 0.4 | n |  | TRUE
64 | bus_LV_293-38_0_7_node_40 | 0.4 | n |  | TRUE
65 | bus_LV_293-38_0_7_node_99 | 0.4 | n |  | TRUE
66 | bus_LV_293-38_0_7_node_101 | 0.4 | n |  | TRUE
67 | bus_LV_293-38_0_7_node_152 | 0.4 | n |  | TRUE
68 | bus_LV_293-38_0_7_node_51 | 0.4 | n |  | TRUE
69 | bus_LV_293-38_0_7_node_179 | 0.4 | n |  | TRUE
70 | bus_LV_293-38_0_7_node_66 | 0.4 | n |  | TRUE
71 | bus_LV_293-38_0_7_node_83 | 0.4 | n |  | TRUE
72 | bus_LV_293-38_0_7_node_100 | 0.4 | n |  | TRUE
73 | bus_LV_293-38_0_7_node_82 | 0.4 | n |  | TRUE
74 | bus_LV_293-38_0_7_node_80 | 0.4 | n |  | TRUE
75 | bus_LV_293-38_0_7_node_84 | 0.4 | n |  | TRUE
76 | bus_LV_293-38_0_7_node_81 | 0.4 | n |  | TRUE
77 | bus_LV_293-38_0_7_node_44 | 0.4 | n |  | TRUE
78 | bus_LV_293-38_0_7_node_45 | 0.4 | n |  | TRUE
79 | bus_LV_293-38_0_7_node_46 | 0.4 | n |  | TRUE
80 | bus_LV_293-38_0_7_node_47 | 0.4 | n |  | TRUE
81 | bus_LV_293-38_0_7_node_48 | 0.4 | n |  | TRUE
82 | bus_LV_293-38_0_7_node_49 | 0.4 | n |  | TRUE
83 | bus_LV_293-38_0_7_node_50 | 0.4 | n |  | TRUE
84 | bus_LV_293-38_0_7_node_65 | 0.4 | n |  | TRUE
85 | bus_LV_293-38_0_7_node_73 | 0.4 | n |  | TRUE
86 | bus_LV_293-38_0_7_node_88 | 0.4 | n |  | TRUE
87 | bus_LV_293-38_0_7_node_72 | 0.4 | n |  | TRUE
88 | bus_LV_293-38_0_7_node_52 | 0.4 | n |  | TRUE
89 | bus_LV_293-38_0_7_node_54 | 0.4 | n |  | TRUE
90 | bus_LV_293-38_0_7_node_87 | 0.4 | n |  | TRUE
91 | bus_LV_293-38_0_7_node_64 | 0.4 | n |  | TRUE
92 | bus_LV_293-38_0_7_node_93 | 0.4 | n |  | TRUE
93 | bus_LV_293-38_0_7_node_62 | 0.4 | n |  | TRUE
94 | bus_LV_293-38_0_7_node_55 | 0.4 | n |  | TRUE
95 | bus_LV_293-38_0_7_node_56 | 0.4 | n |  | TRUE
96 | bus_LV_293-38_0_7_node_57 | 0.4 | n |  | TRUE
97 | bus_LV_293-38_0_7_node_59 | 0.4 | n |  | TRUE
98 | bus_LV_293-38_0_7_node_105 | 0.4 | n |  | TRUE
99 | bus_LV_293-38_0_7_node_146 | 0.4 | n |  | TRUE
100 | bus_LV_293-38_0_7_node_106 | 0.4 | n |  | TRUE
101 | bus_LV_293-38_0_7_node_145 | 0.4 | n |  | TRUE
102 | bus_LV_293-38_0_7_node_60 | 0.4 | n |  | TRUE
103 | bus_LV_293-38_0_7_node_61 | 0.4 | n |  | TRUE
104 | bus_LV_293-38_0_7_node_63 | 0.4 | n |  | TRUE
105 | bus_LV_293-38_0_7_node_129 | 0.4 | n |  | TRUE
106 | bus_LV_293-38_0_7_node_130 | 0.4 | n |  | TRUE
107 | bus_LV_293-38_0_7_node_67 | 0.4 | n |  | TRUE
108 | bus_LV_293-38_0_7_node_68 | 0.4 | n |  | TRUE
109 | bus_LV_293-38_0_7_node_69 | 0.4 | n |  | TRUE
110 | bus_LV_293-38_0_7_node_71 | 0.4 | n |  | TRUE
111 | bus_LV_293-38_0_7_node_74 | 0.4 | n |  | TRUE
112 | bus_LV_293-38_0_7_node_75 | 0.4 | n |  | TRUE
113 | bus_LV_293-38_0_7_node_76 | 0.4 | n |  | TRUE
114 | bus_LV_293-38_0_7_node_77 | 0.4 | n |  | TRUE
115 | bus_LV_293-38_0_7_node_150 | 0.4 | n |  | TRUE
116 | bus_LV_293-38_0_7_node_79 | 0.4 | n |  | TRUE
117 | bus_LV_293-38_0_7_node_110 | 0.4 | n |  | TRUE
118 | bus_LV_293-38_0_7_node_94 | 0.4 | n |  | TRUE
119 | bus_LV_293-38_0_7_node_91 | 0.4 | n |  | TRUE
120 | bus_LV_293-38_0_7_node_120 | 0.4 | n |  | TRUE
121 | bus_LV_293-38_0_7_node_123 | 0.4 | n |  | TRUE
122 | bus_LV_293-38_0_7_node_117 | 0.4 | n |  | TRUE
123 | bus_LV_293-38_0_7_node_95 | 0.4 | n |  | TRUE
124 | bus_LV_293-38_0_7_node_149 | 0.4 | n |  | TRUE
125 | bus_LV_293-38_0_7_node_151 | 0.4 | n |  | TRUE
126 | bus_LV_293-38_0_7_node_147 | 0.4 | n |  | TRUE
127 | bus_LV_293-38_0_7_node_185 | 0.4 | n |  | TRUE
128 | bus_LV_293-38_0_7_node_173 | 0.4 | n |  | TRUE
129 | bus_LV_293-38_0_7_node_183 | 0.4 | n |  | TRUE
130 | bus_LV_293-38_0_7_node_184 | 0.4 | n |  | TRUE
131 | bus_LV_293-38_0_7_node_126 | 0.4 | n |  | TRUE
132 | bus_LV_293-38_0_7_node_111 | 0.4 | n |  | TRUE
133 | bus_LV_293-38_0_7_node_112 | 0.4 | n |  | TRUE
134 | bus_LV_293-38_0_7_node_118 | 0.4 | n |  | TRUE
135 | bus_LV_293-38_0_7_node_119 | 0.4 | n |  | TRUE
136 | bus_LV_293-38_0_7_node_113 | 0.4 | n |  | TRUE
137 | bus_LV_293-38_0_7_node_114 | 0.4 | n |  | TRUE
138 | bus_LV_293-38_0_7_node_115 | 0.4 | n |  | TRUE
139 | bus_LV_293-38_0_7_node_116 | 0.4 | n |  | TRUE
140 | bus_LV_293-38_0_7_node_121 | 0.4 | n |  | TRUE
141 | bus_LV_293-38_0_7_node_122 | 0.4 | n |  | TRUE
142 | bus_LV_293-38_0_7_node_124 | 0.4 | n |  | TRUE
143 | bus_LV_293-38_0_7_node_128 | 0.4 | n |  | TRUE
144 | bus_LV_293-38_0_7_node_127 | 0.4 | n |  | TRUE
145 | bus_LV_293-38_0_7_node_137 | 0.4 | n |  | TRUE
146 | bus_LV_293-38_0_7_node_143 | 0.4 | n |  | TRUE
147 | bus_LV_293-38_0_7_node_135 | 0.4 | n |  | TRUE
148 | bus_LV_293-38_0_7_node_133 | 0.4 | n |  | TRUE
149 | bus_LV_293-38_0_7_node_131 | 0.4 | n |  | TRUE
150 | bus_LV_293-38_0_7_node_134 | 0.4 | n |  | TRUE
151 | bus_LV_293-38_0_7_node_136 | 0.4 | n |  | TRUE
152 | bus_LV_293-38_0_7_node_132 | 0.4 | n |  | TRUE
153 | bus_LV_293-38_0_7_node_142 | 0.4 | n |  | TRUE
154 | bus_LV_293-38_0_7_node_141 | 0.4 | n |  | TRUE
155 | bus_LV_293-38_0_7_node_144 | 0.4 | n |  | TRUE
156 | bus_LV_293-38_0_7_node_138 | 0.4 | n |  | TRUE
157 | bus_LV_293-38_0_7_node_139 | 0.4 | n |  | TRUE
158 | bus_LV_293-38_0_7_node_140 | 0.4 | n |  | TRUE
159 | bus_LV_293-38_0_7_node_169 | 0.4 | n |  | TRUE
160 | bus_LV_293-38_0_7_node_168 | 0.4 | n |  | TRUE
161 | bus_LV_293-38_0_7_node_148 | 0.4 | n |  | TRUE
162 | bus_LV_293-38_0_7_node_156 | 0.4 | n |  | TRUE
163 | bus_LV_293-38_0_7_node_154 | 0.4 | n |  | TRUE
164 | bus_LV_293-38_0_7_node_175 | 0.4 | n |  | TRUE
165 | bus_LV_293-38_0_7_node_174 | 0.4 | n |  | TRUE
166 | bus_LV_293-38_0_7_node_155 | 0.4 | n |  | TRUE
167 | bus_LV_293-38_0_7_node_160 | 0.4 | n |  | TRUE
168 | bus_LV_293-38_0_7_node_161 | 0.4 | n |  | TRUE
169 | bus_LV_293-38_0_7_node_162 | 0.4 | n |  | TRUE
170 | bus_LV_293-38_0_7_node_158 | 0.4 | n |  | TRUE
171 | bus_LV_293-38_0_7_node_164 | 0.4 | n |  | TRUE
172 | bus_LV_293-38_0_7_node_167 | 0.4 | n |  | TRUE
173 | bus_LV_293-38_0_7_node_166 | 0.4 | n |  | TRUE
174 | bus_LV_293-38_0_7_node_157 | 0.4 | n |  | TRUE
175 | bus_LV_293-38_0_7_node_159 | 0.4 | n |  | TRUE
176 | bus_LV_293-38_0_7_node_163 | 0.4 | n |  | TRUE
177 | bus_LV_293-38_0_7_node_170 | 0.4 | n |  | TRUE
178 | bus_LV_293-38_0_7_node_165 | 0.4 | n |  | TRUE
179 | bus_LV_293-38_0_7_node_171 | 0.4 | n |  | TRUE
180 | bus_LV_293-38_0_7_node_172 | 0.4 | n |  | TRUE
181 | bus_MV_578_0_node_189 | 20 | n |  | TRUE

## load
| name | bus | p_mw | q_mvar | const_z_percent | const_i_percent | sn_mva | scaling | in_service | type
0 | LV_293-38_0_7_load_0 | 0 | 0.0031094 | 0.0007793 | 0 | 0 |  | 1 | TRUE | wye
1 | LV_293-38_0_7_load_3 | 2 | 0.0031763 | 0.00079605 | 0 | 0 |  | 1 | TRUE | wye
2 | LV_293-38_0_7_load_6 | 4 | 0.0025201 | 0.0006316 | 0 | 0 |  | 1 | TRUE | wye
3 | LV_293-38_0_7_load_97 | 6 | 0.002123 | 0.00053206 | 0 | 0 |  | 1 | TRUE | wye
4 | LV_293-38_0_7_load_7 | 7 | 0.0035425 | 0.00088783 | 0 | 0 |  | 1 | TRUE | wye
5 | LV_293-38_0_7_load_12 | 8 | 0.0032924 | 0.00082516 | 0 | 0 |  | 1 | TRUE | wye
6 | LV_293-38_0_7_load_70 | 9 | 0.0013171 | 0.0003301 | 0 | 0 |  | 1 | TRUE | wye
7 | LV_293-38_0_7_load_8 | 10 | 0.0025252 | 0.00063288 | 0 | 0 |  | 1 | TRUE | wye
8 | LV_293-38_0_7_load_10 | 11 | 0.0020883 | 0.00052337 | 0 | 0 |  | 1 | TRUE | wye
9 | LV_293-38_0_7_load_9 | 12 | 0.0021768 | 0.00054556 | 0 | 0 |  | 1 | TRUE | wye
10 | LV_293-38_0_7_load_85 | 13 | 0.0047293 | 0.0011853 | 0 | 0 |  | 1 | TRUE | wye
11 | LV_293-38_0_7_load_107 | 16 | 0.0024681 | 0.00061855 | 0 | 0 |  | 1 | TRUE | wye
12 | LV_293-38_0_7_load_108 | 17 | 0.0015607 | 0.00039115 | 0 | 0 |  | 1 | TRUE | wye
13 | LV_293-38_0_7_load_109 | 18 | 0.0048074 | 0.0012048 | 0 | 0 |  | 1 | TRUE | wye
14 | LV_293-38_0_7_load_125 | 19 | 0.0048498 | 0.0012155 | 0 | 0 |  | 1 | TRUE | wye
15 | LV_293-38_0_7_load_96 | 20 | 0.0029972 | 0.00075118 | 0 | 0 |  | 1 | TRUE | wye
16 | LV_293-38_0_7_load_13 | 21 | 0.003099 | 0.00077668 | 0 | 0 |  | 1 | TRUE | wye
17 | LV_293-38_0_7_load_15 | 22 | 0.0044252 | 0.0011091 | 0 | 0 |  | 1 | TRUE | wye
18 | LV_293-38_0_7_load_102 | 25 | 0.00070611 | 0.00017697 | 0 | 0 |  | 1 | TRUE | wye
19 | LV_293-38_0_7_load_43 | 26 | 0.0023456 | 0.00058787 | 0 | 0 |  | 1 | TRUE | wye
20 | LV_293-38_0_7_load_42 | 27 | 0.00068683 | 0.00017214 | 0 | 0 |  | 1 | TRUE | wye
21 | LV_293-38_0_7_load_18 | 28 | 0.0067978 | 0.0017037 | 0 | 0 |  | 1 | TRUE | wye
22 | LV_293-38_0_7_load_98 | 33 | 0.0010044 | 0.00025174 | 0 | 0 |  | 1 | TRUE | wye
23 | LV_293-38_0_7_load_186 | 35 | 0.0037186 | 0.00093196 | 0 | 0 |  | 1 | TRUE | wye
24 | LV_293-38_0_7_load_182 | 36 | 0.00058528 | 0.00014669 | 0 | 0 |  | 1 | TRUE | wye
25 | LV_293-38_0_7_load_89 | 37 | 0.00081419 | 0.00020406 | 0 | 0 |  | 1 | TRUE | wye
26 | LV_293-38_0_7_load_181 | 39 | 0.0014146 | 0.00035452 | 0 | 0 |  | 1 | TRUE | wye
27 | LV_293-38_0_7_load_24 | 40 | 0.00058255 | 0.000146 | 0 | 0 |  | 1 | TRUE | wye
28 | LV_293-38_0_7_load_187 | 42 | 0.00057095 | 0.00014309 | 0 | 0 |  | 1 | TRUE | wye
29 | LV_293-38_0_7_load_177 | 43 | 0.0070714 | 0.0017723 | 0 | 0 |  | 1 | TRUE | wye
30 | LV_293-38_0_7_load_178 | 44 | 0.001204 | 0.00030174 | 0 | 0 |  | 1 | TRUE | wye
31 | LV_293-38_0_7_load_29 | 45 | 0.0046689 | 0.0011701 | 0 | 0 |  | 1 | TRUE | wye
32 | LV_293-38_0_7_load_30 | 46 | 0.0050665 | 0.0012698 | 0 | 0 |  | 1 | TRUE | wye
33 | LV_293-38_0_7_load_31 | 47 | 0.0047699 | 0.0011954 | 0 | 0 |  | 1 | TRUE | wye
34 | LV_293-38_0_7_load_32 | 48 | 0.0050194 | 0.001258 | 0 | 0 |  | 1 | TRUE | wye
35 | LV_293-38_0_7_load_104 | 50 | 0.0052725 | 0.0013214 | 0 | 0 |  | 1 | TRUE | wye
36 | LV_293-38_0_7_load_176 | 53 | 0.0089042 | 0.0022316 | 0 | 0 |  | 1 | TRUE | wye
37 | LV_293-38_0_7_load_58 | 54 | 0.0044121 | 0.0011058 | 0 | 0 |  | 1 | TRUE | wye
38 | LV_293-38_0_7_load_34 | 55 | 0.0021584 | 0.00054094 | 0 | 0 |  | 1 | TRUE | wye
39 | LV_293-38_0_7_load_35 | 57 | 0.00095273 | 0.00023878 | 0 | 0 |  | 1 | TRUE | wye
40 | LV_293-38_0_7_load_38 | 59 | 0.00093788 | 0.00023505 | 0 | 0 |  | 1 | TRUE | wye
41 | LV_293-38_0_7_load_78 | 60 | 0.0016321 | 0.00040903 | 0 | 0 |  | 1 | TRUE | wye
42 | LV_293-38_0_7_load_53 | 61 | 0.0077157 | 0.0019337 | 0 | 0 |  | 1 | TRUE | wye
43 | LV_293-38_0_7_load_180 | 63 | 0.00099241 | 0.00024872 | 0 | 0 |  | 1 | TRUE | wye
44 | LV_293-38_0_7_load_99 | 65 | 0.0013574 | 0.00034021 | 0 | 0 |  | 1 | TRUE | wye
45 | LV_293-38_0_7_load_51 | 68 | 0.0011486 | 0.00028787 | 0 | 0 |  | 1 | TRUE | wye
46 | LV_293-38_0_7_load_179 | 69 | 0.0011561 | 0.00028974 | 0 | 0 |  | 1 | TRUE | wye
47 | LV_293-38_0_7_load_66 | 70 | 0.0019192 | 0.00048099 | 0 | 0 |  | 1 | TRUE | wye
48 | LV_293-38_0_7_load_100 | 72 | 0.0030423 | 0.00076246 | 0 | 0 |  | 1 | TRUE | wye
49 | LV_293-38_0_7_load_80 | 74 | 0.0021559 | 0.00054032 | 0 | 0 |  | 1 | TRUE | wye
50 | LV_293-38_0_7_load_84 | 75 | 0.00090844 | 0.00022768 | 0 | 0 |  | 1 | TRUE | wye
51 | LV_293-38_0_7_load_44 | 77 | 0.0022736 | 0.00056982 | 0 | 0 |  | 1 | TRUE | wye
52 | LV_293-38_0_7_load_45 | 78 | 0.0013849 | 0.00034709 | 0 | 0 |  | 1 | TRUE | wye
53 | LV_293-38_0_7_load_46 | 79 | 0.0011676 | 0.00029264 | 0 | 0 |  | 1 | TRUE | wye
54 | LV_293-38_0_7_load_47 | 80 | 0.0029867 | 0.00074854 | 0 | 0 |  | 1 | TRUE | wye
55 | LV_293-38_0_7_load_48 | 81 | 0.0016825 | 0.00042167 | 0 | 0 |  | 1 | TRUE | wye
56 | LV_293-38_0_7_load_50 | 83 | 0.0016277 | 0.00040793 | 0 | 0 |  | 1 | TRUE | wye
57 | LV_293-38_0_7_load_65 | 84 | 0.011394 | 0.0028555 | 0 | 0 |  | 1 | TRUE | wye
58 | LV_293-38_0_7_load_73 | 85 | 0.0022042 | 0.00055243 | 0 | 0 |  | 1 | TRUE | wye
59 | LV_293-38_0_7_load_88 | 86 | 0.0022549 | 0.00056514 | 0 | 0 |  | 1 | TRUE | wye
60 | LV_293-38_0_7_load_72 | 87 | 0.0020372 | 0.00051058 | 0 | 0 |  | 1 | TRUE | wye
61 | LV_293-38_0_7_load_52 | 88 | 0.0021593 | 0.00054117 | 0 | 0 |  | 1 | TRUE | wye
62 | LV_293-38_0_7_load_87 | 90 | 0.0024663 | 0.00061811 | 0 | 0 |  | 1 | TRUE | wye
63 | LV_293-38_0_7_load_64 | 91 | 0.0031158 | 0.0007809 | 0 | 0 |  | 1 | TRUE | wye
64 | LV_293-38_0_7_load_93 | 92 | 0.002345 | 0.00058772 | 0 | 0 |  | 1 | TRUE | wye
65 | LV_293-38_0_7_load_62 | 93 | 0.0022378 | 0.00056083 | 0 | 0 |  | 1 | TRUE | wye
66 | LV_293-38_0_7_load_55 | 94 | 0.0053948 | 0.0013521 | 0 | 0 |  | 1 | TRUE | wye
67 | LV_293-38_0_7_load_56 | 95 | 0.0042707 | 0.0010703 | 0 | 0 |  | 1 | TRUE | wye
68 | LV_293-38_0_7_load_57 | 96 | 0.0041167 | 0.0010317 | 0 | 0 |  | 1 | TRUE | wye
69 | LV_293-38_0_7_load_145 | 101 | 0.0068751 | 0.0017231 | 0 | 0 |  | 1 | TRUE | wye
70 | LV_293-38_0_7_load_60 | 102 | 0.0020233 | 0.00050708 | 0 | 0 |  | 1 | TRUE | wye
71 | LV_293-38_0_7_load_61 | 103 | 0.0020147 | 0.00050494 | 0 | 0 |  | 1 | TRUE | wye
72 | LV_293-38_0_7_load_63 | 104 | 0.0034943 | 0.00087576 | 0 | 0 |  | 1 | TRUE | wye
73 | LV_293-38_0_7_load_129 | 105 | 0.0022881 | 0.00057346 | 0 | 0 |  | 1 | TRUE | wye
74 | LV_293-38_0_7_load_130 | 106 | 0.0017234 | 0.00043193 | 0 | 0 |  | 1 | TRUE | wye
75 | LV_293-38_0_7_load_67 | 107 | 0.0023701 | 0.000594 | 0 | 0 |  | 1 | TRUE | wye
76 | LV_293-38_0_7_load_68 | 108 | 0.00096839 | 0.0002427 | 0 | 0 |  | 1 | TRUE | wye
77 | LV_293-38_0_7_load_69 | 109 | 0.0013083 | 0.00032789 | 0 | 0 |  | 1 | TRUE | wye
78 | LV_293-38_0_7_load_71 | 110 | 0.0013049 | 0.00032705 | 0 | 0 |  | 1 | TRUE | wye
79 | LV_293-38_0_7_load_74 | 111 | 0.0011095 | 0.00027808 | 0 | 0 |  | 1 | TRUE | wye
80 | LV_293-38_0_7_load_75 | 112 | 0.0039886 | 0.00099965 | 0 | 0 |  | 1 | TRUE | wye
81 | LV_293-38_0_7_load_76 | 113 | 0.0028193 | 0.00070659 | 0 | 0 |  | 1 | TRUE | wye
82 | LV_293-38_0_7_load_77 | 114 | 0.0027561 | 0.00069075 | 0 | 0 |  | 1 | TRUE | wye
83 | LV_293-38_0_7_load_150 | 115 | 0.0022663 | 0.00056799 | 0 | 0 |  | 1 | TRUE | wye
84 | LV_293-38_0_7_load_79 | 116 | 0.00097487 | 0.00024433 | 0 | 0 |  | 1 | TRUE | wye
85 | LV_293-38_0_7_load_110 | 117 | 0.0026805 | 0.0006718 | 0 | 0 |  | 1 | TRUE | wye
86 | LV_293-38_0_7_load_94 | 118 | 0.003552 | 0.00089021 | 0 | 0 |  | 1 | TRUE | wye
87 | LV_293-38_0_7_load_91 | 119 | 0.0034389 | 0.00086187 | 0 | 0 |  | 1 | TRUE | wye
88 | LV_293-38_0_7_load_123 | 121 | 0.0050787 | 0.0012728 | 0 | 0 |  | 1 | TRUE | wye
89 | LV_293-38_0_7_load_117 | 122 | 0.0030136 | 0.00075528 | 0 | 0 |  | 1 | TRUE | wye
90 | LV_293-38_0_7_load_95 | 123 | 0.0030601 | 0.00076694 | 0 | 0 |  | 1 | TRUE | wye
91 | LV_293-38_0_7_load_147 | 126 | 0.0014175 | 0.00035526 | 0 | 0 |  | 1 | TRUE | wye
92 | LV_293-38_0_7_load_173 | 128 | 0.0019764 | 0.00049534 | 0 | 0 |  | 1 | TRUE | wye
93 | LV_293-38_0_7_load_183 | 129 | 0.0067425 | 0.0016898 | 0 | 0 |  | 1 | TRUE | wye
94 | LV_293-38_0_7_load_126 | 131 | 0.0024559 | 0.0006155 | 0 | 0 |  | 1 | TRUE | wye
95 | LV_293-38_0_7_load_112 | 133 | 0.0042357 | 0.0010616 | 0 | 0 |  | 1 | TRUE | wye
96 | LV_293-38_0_7_load_118 | 134 | 0.0023146 | 0.00058009 | 0 | 0 |  | 1 | TRUE | wye
97 | LV_293-38_0_7_load_119 | 135 | 0.0023059 | 0.00057791 | 0 | 0 |  | 1 | TRUE | wye
98 | LV_293-38_0_7_load_113 | 136 | 0.0031646 | 0.00079313 | 0 | 0 |  | 1 | TRUE | wye
99 | LV_293-38_0_7_load_114 | 137 | 0.0028175 | 0.00070614 | 0 | 0 |  | 1 | TRUE | wye
100 | LV_293-38_0_7_load_115 | 138 | 0.0028911 | 0.00072458 | 0 | 0 |  | 1 | TRUE | wye
101 | LV_293-38_0_7_load_116 | 139 | 0.0078135 | 0.0019582 | 0 | 0 |  | 1 | TRUE | wye
102 | LV_293-38_0_7_load_121 | 140 | 0.0023937 | 0.00059991 | 0 | 0 |  | 1 | TRUE | wye
103 | LV_293-38_0_7_load_122 | 141 | 0.0044719 | 0.0011208 | 0 | 0 |  | 1 | TRUE | wye
104 | LV_293-38_0_7_load_124 | 142 | 0.003527 | 0.00088394 | 0 | 0 |  | 1 | TRUE | wye
105 | LV_293-38_0_7_load_128 | 143 | 0.0030047 | 0.00075304 | 0 | 0 |  | 1 | TRUE | wye
106 | LV_293-38_0_7_load_137 | 145 | 0.0013102 | 0.00032837 | 0 | 0 |  | 1 | TRUE | wye
107 | LV_293-38_0_7_load_143 | 146 | 0.0051293 | 0.0012855 | 0 | 0 |  | 1 | TRUE | wye
108 | LV_293-38_0_7_load_135 | 147 | 0.0027074 | 0.00067853 | 0 | 0 |  | 1 | TRUE | wye
109 | LV_293-38_0_7_load_133 | 148 | 0.0016602 | 0.00041609 | 0 | 0 |  | 1 | TRUE | wye
110 | LV_293-38_0_7_load_131 | 149 | 0.0032553 | 0.00081587 | 0 | 0 |  | 1 | TRUE | wye
111 | LV_293-38_0_7_load_136 | 151 | 0.0014584 | 0.0003655 | 0 | 0 |  | 1 | TRUE | wye
112 | LV_293-38_0_7_load_132 | 152 | 0.0029498 | 0.00073928 | 0 | 0 |  | 1 | TRUE | wye
113 | LV_293-38_0_7_load_142 | 153 | 0.0041392 | 0.0010374 | 0 | 0 |  | 1 | TRUE | wye
114 | LV_293-38_0_7_load_141 | 154 | 0.0022838 | 0.00057239 | 0 | 0 |  | 1 | TRUE | wye
115 | LV_293-38_0_7_load_144 | 155 | 0.0028418 | 0.00071222 | 0 | 0 |  | 1 | TRUE | wye
116 | LV_293-38_0_7_load_138 | 156 | 0.0038984 | 0.00097704 | 0 | 0 |  | 1 | TRUE | wye
117 | LV_293-38_0_7_load_139 | 157 | 0.0024531 | 0.00061479 | 0 | 0 |  | 1 | TRUE | wye
118 | LV_293-38_0_7_load_140 | 158 | 0.002395 | 0.00060024 | 0 | 0 |  | 1 | TRUE | wye
119 | LV_293-38_0_7_load_169 | 159 | 0.002674 | 0.00067017 | 0 | 0 |  | 1 | TRUE | wye
120 | LV_293-38_0_7_load_168 | 160 | 0.0023318 | 0.0005844 | 0 | 0 |  | 1 | TRUE | wye
121 | LV_293-38_0_7_load_148 | 161 | 0.0018645 | 0.00046729 | 0 | 0 |  | 1 | TRUE | wye
122 | LV_293-38_0_7_load_154 | 163 | 0.0030533 | 0.00076524 | 0 | 0 |  | 1 | TRUE | wye
123 | LV_293-38_0_7_load_175 | 164 | 0.0032773 | 0.00082136 | 0 | 0 |  | 1 | TRUE | wye
124 | LV_293-38_0_7_load_174 | 165 | 0.0015655 | 0.00039235 | 0 | 0 |  | 1 | TRUE | wye
125 | LV_293-38_0_7_load_155 | 166 | 0.0015933 | 0.00039933 | 0 | 0 |  | 1 | TRUE | wye
126 | LV_293-38_0_7_load_158 | 170 | 0.0056418 | 0.001414 | 0 | 0 |  | 1 | TRUE | wye
127 | LV_293-38_0_7_load_164 | 171 | 0.0016078 | 0.00040296 | 0 | 0 |  | 1 | TRUE | wye
128 | LV_293-38_0_7_load_167 | 172 | 0.0048259 | 0.0012095 | 0 | 0 |  | 1 | TRUE | wye
129 | LV_293-38_0_7_load_166 | 173 | 0.0019248 | 0.00048241 | 0 | 0 |  | 1 | TRUE | wye
130 | LV_293-38_0_7_load_157 | 174 | 0.0023749 | 0.0005952 | 0 | 0 |  | 1 | TRUE | wye
131 | LV_293-38_0_7_load_159 | 175 | 0.0026122 | 0.00065468 | 0 | 0 |  | 1 | TRUE | wye
132 | LV_293-38_0_7_load_170 | 177 | 0.0021783 | 0.00054594 | 0 | 0 |  | 1 | TRUE | wye
133 | LV_293-38_0_7_load_171 | 179 | 0.0047475 | 0.0011898 | 0 | 0 |  | 1 | TRUE | wye
134 | LV_293-38_0_7_load_172 | 180 | 0.0034767 | 0.00087134 | 0 | 0 |  | 1 | TRUE | wye

## ext_grid
| name | bus | vm_pu | va_degree | slack_weight | in_service
0 |  | 150 | 1 | 0 | 1 | TRUE

## line
| name | std_type | from_bus | to_bus | length_km | r_ohm_per_km | x_ohm_per_km | c_nf_per_km | g_us_per_km | max_i_ka | df | parallel | type | in_service
0 | LV_293-38_0_7_line_0 |  | 0 | 1 | 0.02787 | 0.125 | 0.08 | 261 | 0 | 0.364 | 1 | 1 | cs | TRUE
1 | LV_293-38_0_7_line_1 |  | 1 | 2 | 0.0048376 | 0.125 | 0.08 | 261 | 0 | 0.364 | 1 | 1 | cs | TRUE
2 | LV_293-38_0_7_line_2 |  | 1 | 3 | 0.021725 | 0.125 | 0.08 | 261 | 0 | 0.364 | 1 | 1 | cs | TRUE
3 | LV_293-38_0_7_line_3 |  | 2 | 4 | 0.017089 | 0.125 | 0.08 | 261 | 0 | 0.364 | 1 | 1 | cs | TRUE
4 | LV_293-38_0_7_line_4 |  | 3 | 5 | 0.014841 | 0.125 | 0.08 | 261 | 0 | 0.364 | 1 | 1 | cs | TRUE
5 | LV_293-38_0_7_line_5 |  | 3 | 6 | 0.021522 | 0.125 | 0.08 | 261 | 0 | 0.364 | 1 | 1 | cs | TRUE
6 | LV_293-38_0_7_line_6 |  | 4 | 7 | 0.017321 | 0.125 | 0.08 | 261 | 0 | 0.364 | 1 | 1 | cs | TRUE
7 | LV_293-38_0_7_line_7 |  | 5 | 8 | 0.028748 | 0.125 | 0.08 | 261 | 0 | 0.364 | 1 | 1 | cs | TRUE
8 | LV_293-38_0_7_line_8 |  | 6 | 9 | 0.020887 | 0.125 | 0.08 | 261 | 0 | 0.364 | 1 | 1 | cs | TRUE
9 | LV_293-38_0_7_line_9 |  | 8 | 21 | 0.014114 | 0.125 | 0.08 | 261 | 0 | 0.364 | 1 | 1 | cs | TRUE
10 | LV_293-38_0_7_line_10 |  | 9 | 108 | 0.0057967 | 0.125 | 0.08 | 261 | 0 | 0.364 | 1 | 1 | cs | TRUE
11 | LV_293-38_0_7_line_11 |  | 10 | 11 | 0.028192 | 0.125 | 0.08 | 261 | 0 | 0.364 | 1 | 1 | cs | TRUE
12 | LV_293-38_0_7_line_12 |  | 11 | 14 | 0.016524 | 0.125 | 0.08 | 261 | 0 | 0.364 | 1 | 1 | cs | TRUE
13 | LV_293-38_0_7_line_13 |  | 12 | 13 | 0.0016649 | 0.125 | 0.08 | 261 | 0 | 0.364 | 1 | 1 | cs | TRUE
14 | LV_293-38_0_7_line_14 |  | 13 | 15 | 0.010683 | 0.125 | 0.08 | 261 | 0 | 0.364 | 1 | 1 | cs | TRUE
15 | LV_293-38_0_7_line_15 |  | 14 | 16 | 0.016105 | 0.125 | 0.08 | 261 | 0 | 0.364 | 1 | 5 | cs | TRUE
16 | LV_293-38_0_7_line_16 |  | 14 | 17 | 0.035327 | 0.125 | 0.08 | 261 | 0 | 0.364 | 1 | 5 | cs | TRUE
17 | LV_293-38_0_7_line_17 |  | 15 | 18 | 0.021463 | 0.125 | 0.08 | 261 | 0 | 0.364 | 1 | 1 | cs | TRUE
18 | LV_293-38_0_7_line_18 |  | 16 | 19 | 0.017419 | 0.125 | 0.08 | 261 | 0 | 0.364 | 1 | 5 | cs | TRUE
19 | LV_293-38_0_7_line_19 |  | 17 | 20 | 0.019318 | 0.125 | 0.08 | 261 | 0 | 0.364 | 1 | 5 | cs | TRUE
20 | LV_293-38_0_7_line_20 |  | 18 | 117 | 0.014872 | 0.125 | 0.08 | 261 | 0 | 0.364 | 1 | 1 | cs | TRUE
21 | LV_293-38_0_7_line_21 |  | 19 | 131 | 0.02559 | 0.125 | 0.08 | 261 | 0 | 0.364 | 1 | 5 | cs | TRUE
22 | LV_293-38_0_7_line_22 |  | 20 | 114 | 0.00064996 | 0.125 | 0.08 | 261 | 0 | 0.364 | 1 | 5 | cs | TRUE
23 | LV_293-38_0_7_line_23 |  | 21 | 22 | 0.020937 | 0.125 | 0.08 | 261 | 0 | 0.364 | 1 | 1 | cs | TRUE
24 | LV_293-38_0_7_line_24 |  | 22 | 23 | 0.012092 | 0.125 | 0.08 | 261 | 0 | 0.364 | 1 | 1 | cs | TRUE
25 | LV_293-38_0_7_line_25 |  | 23 | 24 | 0.018362 | 0.125 | 0.08 | 261 | 0 | 0.364 | 1 | 1 | cs | TRUE
26 | LV_293-38_0_7_line_26 |  | 24 | 25 | 0.020296 | 0.125 | 0.08 | 261 | 0 | 0.364 | 1 | 1 | cs | TRUE
27 | LV_293-38_0_7_line_27 |  | 26 | 27 | 0.00088558 | 0.125 | 0.08 | 261 | 0 | 0.364 | 1 | 1 | cs | TRUE
28 | LV_293-38_0_7_line_28 |  | 27 | 77 | 0.016362 | 0.125 | 0.08 | 261 | 0 | 0.364 | 1 | 1 | cs | TRUE
29 | LV_293-38_0_7_line_29 |  | 28 | 29 | 0.019906 | 0.125 | 0.08 | 261 | 0 | 0.364 | 1 | 1 | cs | TRUE
30 | LV_293-38_0_7_line_30 |  | 28 | 30 | 0.023784 | 0.125 | 0.08 | 261 | 0 | 0.364 | 1 | 1 | cs | TRUE
31 | LV_293-38_0_7_line_31 |  | 29 | 31 | 0.015054 | 0.125 | 0.08 | 261 | 0 | 0.364 | 1 | 1 | cs | TRUE
32 | LV_293-38_0_7_line_32 |  | 30 | 32 | 0.016561 | 0.125 | 0.08 | 261 | 0 | 0.364 | 1 | 1 | cs | TRUE
33 | LV_293-38_0_7_line_33 |  | 31 | 33 | 0.0025378 | 0.125 | 0.08 | 261 | 0 | 0.364 | 1 | 1 | cs | TRUE
34 | LV_293-38_0_7_line_34 |  | 32 | 36 | 0.026347 | 0.125 | 0.08 | 261 | 0 | 0.364 | 1 | 1 | cs | TRUE
35 | LV_293-38_0_7_line_35 |  | 32 | 34 | 0.02984 | 0.125 | 0.08 | 261 | 0 | 0.364 | 1 | 1 | cs | TRUE
36 | LV_293-38_0_7_line_36 |  | 33 | 37 | 0.037059 | 0.125 | 0.08 | 261 | 0 | 0.364 | 1 | 1 | cs | TRUE
37 | LV_293-38_0_7_line_37 |  | 34 | 35 | 0.00039056 | 0.125 | 0.08 | 261 | 0 | 0.364 | 1 | 1 | cs | TRUE
38 | LV_293-38_0_7_line_38 |  | 35 | 38 | 0.015317 | 0.125 | 0.08 | 261 | 0 | 0.364 | 1 | 1 | cs | TRUE
39 | LV_293-38_0_7_line_39 |  | 36 | 39 | 0.034146 | 0.125 | 0.08 | 261 | 0 | 0.364 | 1 | 1 | cs | TRUE
40 | LV_293-38_0_7_line_40 |  | 37 | 73 | 0.01909 | 0.125 | 0.08 | 261 | 0 | 0.364 | 1 | 1 | cs | TRUE
41 | LV_293-38_0_7_line_41 |  | 38 | 42 | 0.0081414 | 0.125 | 0.08 | 261 | 0 | 0.364 | 1 | 1 | cs | TRUE
42 | LV_293-38_0_7_line_42 |  | 38 | 41 | 0.052692 | 0.125 | 0.08 | 261 | 0 | 0.364 | 1 | 1 | cs | TRUE
43 | LV_293-38_0_7_line_43 |  | 39 | 62 | 0.05938 | 0.125 | 0.08 | 261 | 0 | 0.364 | 1 | 1 | cs | TRUE
44 | LV_293-38_0_7_line_44 |  | 40 | 41 | 0.0085849 | 0.125 | 0.08 | 261 | 0 | 0.364 | 1 | 1 | cs | TRUE
45 | LV_293-38_0_7_line_45 |  | 43 | 44 | 0.017038 | 0.125 | 0.08 | 261 | 0 | 0.364 | 1 | 1 | cs | TRUE
46 | LV_293-38_0_7_line_46 |  | 44 | 69 | 0.0071285 | 0.125 | 0.08 | 261 | 0 | 0.364 | 1 | 1 | cs | TRUE
47 | LV_293-38_0_7_line_47 |  | 45 | 46 | 0.017646 | 0.125 | 0.08 | 261 | 0 | 0.364 | 1 | 1 | cs | TRUE
48 | LV_293-38_0_7_line_48 |  | 45 | 47 | 0.017874 | 0.125 | 0.08 | 261 | 0 | 0.364 | 1 | 1 | cs | TRUE
49 | LV_293-38_0_7_line_49 |  | 46 | 48 | 0.035598 | 0.125 | 0.08 | 261 | 0 | 0.364 | 1 | 1 | cs | TRUE
50 | LV_293-38_0_7_line_50 |  | 47 | 49 | 0.016931 | 0.125 | 0.08 | 261 | 0 | 0.364 | 1 | 1 | cs | TRUE
51 | LV_293-38_0_7_line_51 |  | 48 | 50 | 0.018248 | 0.125 | 0.08 | 261 | 0 | 0.364 | 1 | 1 | cs | TRUE
52 | LV_293-38_0_7_line_52 |  | 49 | 51 | 0.036928 | 0.125 | 0.08 | 261 | 0 | 0.364 | 1 | 1 | cs | TRUE
53 | LV_293-38_0_7_line_53 |  | 49 | 52 | 0.004612 | 0.125 | 0.08 | 261 | 0 | 0.364 | 1 | 1 | cs | TRUE
54 | LV_293-38_0_7_line_54 |  | 51 | 53 | 0.010952 | 0.125 | 0.08 | 261 | 0 | 0.364 | 1 | 1 | cs | TRUE
55 | LV_293-38_0_7_line_55 |  | 52 | 54 | 0.029193 | 0.125 | 0.08 | 261 | 0 | 0.364 | 1 | 2 | cs | TRUE
56 | LV_293-38_0_7_line_56 |  | 54 | 95 | 0.03232 | 0.125 | 0.08 | 261 | 0 | 0.364 | 1 | 5 | cs | TRUE
57 | LV_293-38_0_7_line_57 |  | 55 | 56 | 0.020302 | 0.125 | 0.08 | 261 | 0 | 0.364 | 1 | 1 | cs | TRUE
58 | LV_293-38_0_7_line_58 |  | 56 | 59 | 0.04827 | 0.125 | 0.08 | 261 | 0 | 0.364 | 1 | 1 | cs | TRUE
59 | LV_293-38_0_7_line_59 |  | 57 | 58 | 0.031132 | 0.125 | 0.08 | 261 | 0 | 0.364 | 1 | 1 | cs | TRUE
60 | LV_293-38_0_7_line_60 |  | 58 | 60 | 0.0078589 | 0.125 | 0.08 | 261 | 0 | 0.364 | 1 | 1 | cs | TRUE
61 | LV_293-38_0_7_line_61 |  | 59 | 61 | 0.0050265 | 0.125 | 0.08 | 261 | 0 | 0.364 | 1 | 1 | cs | TRUE
62 | LV_293-38_0_7_line_62 |  | 60 | 67 | 0.026738 | 0.125 | 0.08 | 261 | 0 | 0.364 | 1 | 1 | cs | TRUE
63 | LV_293-38_0_7_line_63 |  | 61 | 68 | 0.013616 | 0.125 | 0.08 | 261 | 0 | 0.364 | 1 | 1 | cs | TRUE
64 | LV_293-38_0_7_line_64 |  | 62 | 63 | 0.014157 | 0.125 | 0.08 | 261 | 0 | 0.364 | 1 | 1 | cs | TRUE
65 | LV_293-38_0_7_line_65 |  | 63 | 69 | 0.0068343 | 0.125 | 0.08 | 261 | 0 | 0.364 | 1 | 1 | cs | TRUE
66 | LV_293-38_0_7_line_66 |  | 64 | 65 | 0.013514 | 0.125 | 0.08 | 261 | 0 | 0.364 | 1 | 1 | cs | TRUE
67 | LV_293-38_0_7_line_67 |  | 64 | 66 | 0.021042 | 0.125 | 0.08 | 261 | 0 | 0.364 | 1 | 1 | cs | TRUE
68 | LV_293-38_0_7_line_68 |  | 65 | 70 | 0.0066769 | 0.125 | 0.08 | 261 | 0 | 0.364 | 1 | 1 | cs | TRUE
69 | LV_293-38_0_7_line_69 |  | 66 | 71 | 0.010547 | 0.125 | 0.08 | 261 | 0 | 0.364 | 1 | 1 | cs | TRUE
70 | LV_293-38_0_7_line_70 |  | 66 | 72 | 0.0062149 | 0.125 | 0.08 | 261 | 0 | 0.364 | 1 | 1 | cs | TRUE
71 | LV_293-38_0_7_line_71 |  | 67 | 115 | 0.013705 | 0.125 | 0.08 | 261 | 0 | 0.364 | 1 | 1 | cs | TRUE
72 | LV_293-38_0_7_line_72 |  | 68 | 88 | 0.021585 | 0.125 | 0.08 | 261 | 0 | 0.364 | 1 | 1 | cs | TRUE
73 | LV_293-38_0_7_line_73 |  | 70 | 82 | 0.009152 | 0.125 | 0.08 | 261 | 0 | 0.364 | 1 | 1 | cs | TRUE
74 | LV_293-38_0_7_line_74 |  | 71 | 76 | 0.033472 | 0.125 | 0.08 | 261 | 0 | 0.364 | 1 | 1 | cs | TRUE
75 | LV_293-38_0_7_line_75 |  | 71 | 78 | 0.015577 | 0.125 | 0.08 | 261 | 0 | 0.364 | 1 | 1 | cs | TRUE
76 | LV_293-38_0_7_line_76 |  | 72 | 110 | 0.0225 | 0.125 | 0.08 | 261 | 0 | 0.364 | 1 | 1 | cs | TRUE
77 | LV_293-38_0_7_line_77 |  | 73 | 74 | 0.019961 | 0.125 | 0.08 | 261 | 0 | 0.364 | 1 | 1 | cs | TRUE
78 | LV_293-38_0_7_line_78 |  | 74 | 116 | 0.021543 | 0.125 | 0.08 | 261 | 0 | 0.364 | 1 | 1 | cs | TRUE
79 | LV_293-38_0_7_line_79 |  | 75 | 76 | 0.022215 | 0.125 | 0.08 | 261 | 0 | 0.364 | 1 | 1 | cs | TRUE
80 | LV_293-38_0_7_line_80 |  | 76 | 116 | 0.033383 | 0.125 | 0.08 | 261 | 0 | 0.364 | 1 | 1 | cs | TRUE
81 | LV_293-38_0_7_line_81 |  | 77 | 78 | 0.0057072 | 0.125 | 0.08 | 261 | 0 | 0.364 | 1 | 1 | cs | TRUE
82 | LV_293-38_0_7_line_82 |  | 79 | 80 | 0.034439 | 0.125 | 0.08 | 261 | 0 | 0.364 | 1 | 5 | cs | TRUE
83 | LV_293-38_0_7_line_83 |  | 79 | 81 | 0.021227 | 0.125 | 0.08 | 261 | 0 | 0.364 | 1 | 5 | cs | TRUE
84 | LV_293-38_0_7_line_84 |  | 80 | 82 | 0.017059 | 0.125 | 0.08 | 261 | 0 | 0.364 | 1 | 5 | cs | TRUE
85 | LV_293-38_0_7_line_85 |  | 81 | 83 | 0.0031156 | 0.125 | 0.08 | 261 | 0 | 0.364 | 1 | 5 | cs | TRUE
86 | LV_293-38_0_7_line_86 |  | 82 | 84 | 0.025304 | 0.125 | 0.08 | 261 | 0 | 0.364 | 1 | 5 | cs | TRUE
87 | LV_293-38_0_7_line_87 |  | 83 | 85 | 0.02198 | 0.125 | 0.08 | 261 | 0 | 0.364 | 1 | 5 | cs | TRUE
88 | LV_293-38_0_7_line_88 |  | 84 | 86 | 0.012728 | 0.125 | 0.08 | 261 | 0 | 0.364 | 1 | 5 | cs | TRUE
89 | LV_293-38_0_7_line_89 |  | 85 | 87 | 0.0022194 | 0.125 | 0.08 | 261 | 0 | 0.364 | 1 | 5 | cs | TRUE
90 | LV_293-38_0_7_line_90 |  | 86 | 89 | 0.027259 | 0.125 | 0.08 | 261 | 0 | 0.364 | 1 | 5 | cs | TRUE
91 | LV_293-38_0_7_line_91 |  | 87 | 111 | 0.014356 | 0.125 | 0.08 | 261 | 0 | 0.364 | 1 | 5 | cs | TRUE
92 | LV_293-38_0_7_line_92 |  | 88 | 89 | 0.030725 | 0.125 | 0.08 | 261 | 0 | 0.364 | 1 | 1 | cs | TRUE
93 | LV_293-38_0_7_line_93 |  | 89 | 90 | 0.014728 | 0.125 | 0.08 | 261 | 0 | 0.364 | 1 | 1 | cs | TRUE
94 | LV_293-38_0_7_line_94 |  | 89 | 91 | 0.037438 | 0.125 | 0.08 | 261 | 0 | 0.364 | 1 | 5 | cs | TRUE
95 | LV_293-38_0_7_line_95 |  | 90 | 92 | 0.0032587 | 0.125 | 0.08 | 261 | 0 | 0.364 | 1 | 1 | cs | TRUE
96 | LV_293-38_0_7_line_96 |  | 91 | 93 | 0.0031421 | 0.125 | 0.08 | 261 | 0 | 0.364 | 1 | 5 | cs | TRUE
97 | LV_293-38_0_7_line_97 |  | 92 | 118 | 0.026937 | 0.125 | 0.08 | 261 | 0 | 0.364 | 1 | 1 | cs | TRUE
98 | LV_293-38_0_7_line_98 |  | 93 | 102 | 0.019834 | 0.125 | 0.08 | 261 | 0 | 0.364 | 1 | 5 | cs | TRUE
99 | LV_293-38_0_7_line_99 |  | 94 | 95 | 0.03495 | 0.125 | 0.08 | 261 | 0 | 0.364 | 1 | 5 | cs | TRUE
100 | LV_293-38_0_7_line_100 |  | 94 | 96 | 0.027257 | 0.125 | 0.08 | 261 | 0 | 0.364 | 1 | 5 | cs | TRUE
101 | LV_293-38_0_7_line_101 |  | 96 | 97 | 0.021676 | 0.125 | 0.08 | 261 | 0 | 0.364 | 1 | 5 | cs | TRUE
102 | LV_293-38_0_7_line_102 |  | 97 | 98 | 0.003494 | 0.125 | 0.08 | 261 | 0 | 0.364 | 1 | 5 | cs | TRUE
103 | LV_293-38_0_7_line_103 |  | 98 | 100 | 0.011176 | 0.125 | 0.08 | 261 | 0 | 0.364 | 1 | 5 | cs | TRUE
104 | LV_293-38_0_7_line_104 |  | 99 | 100 | 0.002841 | 0.125 | 0.08 | 261 | 0 | 0.364 | 1 | 5 | cs | TRUE
105 | LV_293-38_0_7_line_105 |  | 99 | 101 | 0.018302 | 0.125 | 0.08 | 261 | 0 | 0.364 | 1 | 5 | cs | TRUE
106 | LV_293-38_0_7_line_106 |  | 100 | 127 | 0.026124 | 0.125 | 0.08 | 261 | 0 | 0.364 | 1 | 1 | cs | TRUE
107 | LV_293-38_0_7_line_107 |  | 101 | 155 | 0.037832 | 0.125 | 0.08 | 261 | 0 | 0.364 | 1 | 5 | cs | TRUE
108 | LV_293-38_0_7_line_108 |  | 102 | 103 | 0.0048724 | 0.125 | 0.08 | 261 | 0 | 0.364 | 1 | 5 | cs | TRUE
109 | LV_293-38_0_7_line_109 |  | 103 | 104 | 0.019993 | 0.125 | 0.08 | 261 | 0 | 0.364 | 1 | 5 | cs | TRUE
110 | LV_293-38_0_7_line_110 |  | 104 | 105 | 0.0055246 | 0.125 | 0.08 | 261 | 0 | 0.364 | 1 | 5 | cs | TRUE
111 | LV_293-38_0_7_line_111 |  | 105 | 106 | 0.018374 | 0.125 | 0.08 | 261 | 0 | 0.364 | 1 | 5 | cs | TRUE
112 | LV_293-38_0_7_line_112 |  | 106 | 149 | 0.0053422 | 0.125 | 0.08 | 261 | 0 | 0.364 | 1 | 5 | cs | TRUE
113 | LV_293-38_0_7_line_113 |  | 107 | 108 | 0.016661 | 0.125 | 0.08 | 261 | 0 | 0.364 | 1 | 1 | cs | TRUE
114 | LV_293-38_0_7_line_114 |  | 107 | 109 | 0.0017534 | 0.125 | 0.08 | 261 | 0 | 0.364 | 1 | 1 | cs | TRUE
115 | LV_293-38_0_7_line_115 |  | 109 | 110 | 0.017526 | 0.125 | 0.08 | 261 | 0 | 0.364 | 1 | 1 | cs | TRUE
116 | LV_293-38_0_7_line_116 |  | 111 | 112 | 0.011387 | 0.125 | 0.08 | 261 | 0 | 0.364 | 1 | 5 | cs | TRUE
117 | LV_293-38_0_7_line_117 |  | 112 | 113 | 4.385e-05 | 0.125 | 0.08 | 261 | 0 | 0.364 | 1 | 5 | cs | TRUE
118 | LV_293-38_0_7_line_118 |  | 113 | 114 | 0.028801 | 0.125 | 0.08 | 261 | 0 | 0.364 | 1 | 5 | cs | TRUE
119 | LV_293-38_0_7_line_119 |  | 115 | 161 | 0.018057 | 0.125 | 0.08 | 261 | 0 | 0.364 | 1 | 1 | cs | TRUE
120 | LV_293-38_0_7_line_120 |  | 117 | 132 | 0.036891 | 0.125 | 0.08 | 261 | 0 | 0.364 | 1 | 1 | cs | TRUE
121 | LV_293-38_0_7_line_121 |  | 118 | 123 | 0.014149 | 0.125 | 0.08 | 261 | 0 | 0.364 | 1 | 1 | cs | TRUE
122 | LV_293-38_0_7_line_122 |  | 119 | 120 | 0.0029045 | 0.125 | 0.08 | 261 | 0 | 0.364 | 1 | 1 | cs | TRUE
123 | LV_293-38_0_7_line_123 |  | 120 | 121 | 0.029677 | 0.125 | 0.08 | 261 | 0 | 0.364 | 1 | 4 | cs | TRUE
124 | LV_293-38_0_7_line_124 |  | 120 | 122 | 0.019944 | 0.125 | 0.08 | 261 | 0 | 0.364 | 1 | 1 | cs | TRUE
125 | LV_293-38_0_7_line_125 |  | 121 | 140 | 0.0062358 | 0.125 | 0.08 | 261 | 0 | 0.364 | 1 | 5 | cs | TRUE
126 | LV_293-38_0_7_line_126 |  | 122 | 138 | 0.0014263 | 0.125 | 0.08 | 261 | 0 | 0.364 | 1 | 1 | cs | TRUE
127 | LV_293-38_0_7_line_127 |  | 123 | 124 | 0.0055603 | 0.125 | 0.08 | 261 | 0 | 0.364 | 1 | 1 | cs | TRUE
128 | LV_293-38_0_7_line_128 |  | 124 | 125 | 0.013358 | 0.125 | 0.08 | 261 | 0 | 0.364 | 1 | 1 | cs | TRUE
129 | LV_293-38_0_7_line_129 |  | 124 | 126 | 0.042576 | 0.125 | 0.08 | 261 | 0 | 0.364 | 1 | 1 | cs | TRUE
130 | LV_293-38_0_7_line_130 |  | 125 | 162 | 0.005424 | 0.125 | 0.08 | 261 | 0 | 0.364 | 1 | 1 | cs | TRUE
131 | LV_293-38_0_7_line_131 |  | 125 | 163 | 0.01379 | 0.125 | 0.08 | 261 | 0 | 0.364 | 1 | 1 | cs | TRUE
132 | LV_293-38_0_7_line_132 |  | 126 | 161 | 0.023207 | 0.125 | 0.08 | 261 | 0 | 0.364 | 1 | 1 | cs | TRUE
133 | LV_293-38_0_7_line_133 |  | 127 | 128 | 0.014823 | 0.125 | 0.08 | 261 | 0 | 0.364 | 1 | 1 | cs | TRUE
134 | LV_293-38_0_7_line_134 |  | 128 | 176 | 0.014823 | 0.125 | 0.08 | 261 | 0 | 0.364 | 1 | 1 | cs | TRUE
135 | LV_293-38_0_7_line_135 |  | 129 | 130 | 0.022954 | 0.125 | 0.08 | 261 | 0 | 0.364 | 1 | 1 | cs | TRUE
136 | LV_293-38_0_7_line_136 |  | 130 | 180 | 0.014947 | 0.125 | 0.08 | 261 | 0 | 0.364 | 1 | 1 | cs | TRUE
137 | LV_293-38_0_7_line_137 |  | 131 | 144 | 0.021302 | 0.125 | 0.08 | 261 | 0 | 0.364 | 1 | 5 | cs | TRUE
138 | LV_293-38_0_7_line_138 |  | 132 | 133 | 0.01446 | 0.125 | 0.08 | 261 | 0 | 0.364 | 1 | 1 | cs | TRUE
139 | LV_293-38_0_7_line_139 |  | 133 | 134 | 0.023279 | 0.125 | 0.08 | 261 | 0 | 0.364 | 1 | 1 | cs | TRUE
140 | LV_293-38_0_7_line_140 |  | 134 | 135 | 0.0012506 | 0.125 | 0.08 | 261 | 0 | 0.364 | 1 | 1 | cs | TRUE
141 | LV_293-38_0_7_line_141 |  | 135 | 139 | 0.0096963 | 0.125 | 0.08 | 261 | 0 | 0.364 | 1 | 1 | cs | TRUE
142 | LV_293-38_0_7_line_142 |  | 136 | 137 | 0.00078603 | 0.125 | 0.08 | 261 | 0 | 0.364 | 1 | 1 | cs | TRUE
143 | LV_293-38_0_7_line_143 |  | 136 | 138 | 0.023187 | 0.125 | 0.08 | 261 | 0 | 0.364 | 1 | 1 | cs | TRUE
144 | LV_293-38_0_7_line_144 |  | 137 | 139 | 0.012629 | 0.125 | 0.08 | 261 | 0 | 0.364 | 1 | 1 | cs | TRUE
145 | LV_293-38_0_7_line_145 |  | 140 | 141 | 0.016485 | 0.125 | 0.08 | 261 | 0 | 0.364 | 1 | 5 | cs | TRUE
146 | LV_293-38_0_7_line_146 |  | 141 | 142 | 0.020864 | 0.125 | 0.08 | 261 | 0 | 0.364 | 1 | 5 | cs | TRUE
147 | LV_293-38_0_7_line_147 |  | 142 | 143 | 0.0017377 | 0.125 | 0.08 | 261 | 0 | 0.364 | 1 | 5 | cs | TRUE
148 | LV_293-38_0_7_line_148 |  | 143 | 144 | 0.031696 | 0.125 | 0.08 | 261 | 0 | 0.364 | 1 | 5 | cs | TRUE
149 | LV_293-38_0_7_line_149 |  | 144 | 145 | 0.01197 | 0.125 | 0.08 | 261 | 0 | 0.364 | 1 | 5 | cs | TRUE
150 | LV_293-38_0_7_line_150 |  | 145 | 146 | 0.0049359 | 0.125 | 0.08 | 261 | 0 | 0.364 | 1 | 5 | cs | TRUE
151 | LV_293-38_0_7_line_151 |  | 146 | 155 | 0.020285 | 0.125 | 0.08 | 261 | 0 | 0.364 | 1 | 5 | cs | TRUE
152 | LV_293-38_0_7_line_152 |  | 147 | 148 | 0.0016838 | 0.125 | 0.08 | 261 | 0 | 0.364 | 1 | 1 | cs | TRUE
153 | LV_293-38_0_7_line_153 |  | 148 | 152 | 0.019295 | 0.125 | 0.08 | 261 | 0 | 0.364 | 1 | 1 | cs | TRUE
154 | LV_293-38_0_7_line_154 |  | 149 | 150 | 0.015963 | 0.125 | 0.08 | 261 | 0 | 0.364 | 1 | 5 | cs | TRUE
155 | LV_293-38_0_7_line_155 |  | 150 | 151 | 0.014426 | 0.125 | 0.08 | 261 | 0 | 0.364 | 1 | 1 | cs | TRUE
156 | LV_293-38_0_7_line_156 |  | 150 | 152 | 0.0080509 | 0.125 | 0.08 | 261 | 0 | 0.364 | 1 | 1 | cs | TRUE
157 | LV_293-38_0_7_line_157 |  | 151 | 153 | 0.020625 | 0.125 | 0.08 | 261 | 0 | 0.364 | 1 | 1 | cs | TRUE
158 | LV_293-38_0_7_line_158 |  | 153 | 154 | 0.02039 | 0.125 | 0.08 | 261 | 0 | 0.364 | 1 | 1 | cs | TRUE
159 | LV_293-38_0_7_line_159 |  | 154 | 158 | 0.0021245 | 0.125 | 0.08 | 261 | 0 | 0.364 | 1 | 1 | cs | TRUE
160 | LV_293-38_0_7_line_160 |  | 156 | 157 | 0.031461 | 0.125 | 0.08 | 261 | 0 | 0.364 | 1 | 1 | cs | TRUE
161 | LV_293-38_0_7_line_161 |  | 156 | 158 | 0.024392 | 0.125 | 0.08 | 261 | 0 | 0.364 | 1 | 1 | cs | TRUE
162 | LV_293-38_0_7_line_162 |  | 159 | 160 | 0.041053 | 0.125 | 0.08 | 261 | 0 | 0.364 | 1 | 1 | cs | TRUE
163 | LV_293-38_0_7_line_163 |  | 160 | 172 | 0.027352 | 0.125 | 0.08 | 261 | 0 | 0.364 | 1 | 1 | cs | TRUE
164 | LV_293-38_0_7_line_164 |  | 162 | 164 | 0.029824 | 0.125 | 0.08 | 261 | 0 | 0.364 | 1 | 1 | cs | TRUE
165 | LV_293-38_0_7_line_165 |  | 162 | 165 | 0.0090311 | 0.125 | 0.08 | 261 | 0 | 0.364 | 1 | 1 | cs | TRUE
166 | LV_293-38_0_7_line_166 |  | 163 | 166 | 0.0044017 | 0.125 | 0.08 | 261 | 0 | 0.364 | 1 | 1 | cs | TRUE
167 | LV_293-38_0_7_line_167 |  | 165 | 173 | 0.00080883 | 0.125 | 0.08 | 261 | 0 | 0.364 | 1 | 1 | cs | TRUE
168 | LV_293-38_0_7_line_168 |  | 167 | 168 | 0.006843 | 0.125 | 0.08 | 261 | 0 | 0.364 | 1 | 1 | cs | TRUE
169 | LV_293-38_0_7_line_169 |  | 167 | 169 | 0.009878 | 0.125 | 0.08 | 261 | 0 | 0.364 | 1 | 1 | cs | TRUE
170 | LV_293-38_0_7_line_170 |  | 167 | 170 | 0.020547 | 0.125 | 0.08 | 261 | 0 | 0.364 | 1 | 1 | cs | TRUE
171 | LV_293-38_0_7_line_171 |  | 168 | 171 | 0.025564 | 0.125 | 0.08 | 261 | 0 | 0.364 | 1 | 1 | cs | TRUE
172 | LV_293-38_0_7_line_172 |  | 169 | 172 | 0.024724 | 0.125 | 0.08 | 261 | 0 | 0.364 | 1 | 1 | cs | TRUE
173 | LV_293-38_0_7_line_173 |  | 170 | 174 | 0.025024 | 0.125 | 0.08 | 261 | 0 | 0.364 | 1 | 1 | cs | TRUE
174 | LV_293-38_0_7_line_174 |  | 171 | 178 | 0.017651 | 0.125 | 0.08 | 261 | 0 | 0.364 | 1 | 1 | cs | TRUE
175 | LV_293-38_0_7_line_175 |  | 173 | 178 | 0.015986 | 0.125 | 0.08 | 261 | 0 | 0.364 | 1 | 1 | cs | TRUE
176 | LV_293-38_0_7_line_176 |  | 174 | 175 | 0.0026047 | 0.125 | 0.08 | 261 | 0 | 0.364 | 1 | 1 | cs | TRUE
177 | LV_293-38_0_7_line_177 |  | 176 | 177 | 0.031897 | 0.125 | 0.08 | 261 | 0 | 0.364 | 1 | 1 | cs | TRUE
178 | LV_293-38_0_7_line_178 |  | 177 | 179 | 0.021535 | 0.125 | 0.08 | 261 | 0 | 0.364 | 1 | 1 | cs | TRUE
179 | LV_293-38_0_7_line_179 |  | 179 | 180 | 0.017193 | 0.125 | 0.08 | 261 | 0 | 0.364 | 1 | 1 | cs | TRUE

## trafo
| name | std_type | hv_bus | lv_bus | sn_mva | vn_hv_kv | vn_lv_kv | vk_percent | vkr_percent | pfe_kw | i0_percent | shift_degree | tap_side | tap_neutral | tap_min | tap_max | tap_step_percent | tap_step_degree | tap_pos | tap_phase_shifter | parallel | df | in_service
0 | LV_293-38_0_7_trafo_134 | 0.63 MVA 20/0.4 kV | 181 | 150 | 0.63 | 20 | 0.4 | 6 | 1.206 | 1.65 | 0.2619 | 150 | hv | 0 | -2 | 2 | 2.5 | 0 | 0 | FALSE | 1 | 1 | TRUE

## line_geodata
| x0 | y0 | x1 | y1 | x2 | y2 | x3 | y3 | x4 | y4 | x5 | y5 | x6 | y6
0 | 2693501.2001 | 1231028.9762 | 2693499.9594 | 1231034.1715 | 2693501.27 | 1231037.0497 | 2693501.3729 | 1231041.0987 | 2693493.8998 | 1231054.4673
1 | 2693501.2001 | 1231028.9762 | 2693496.6031 | 1231027.4695
2 | 2693501.2001 | 1231028.9762 | 2693510.7788 | 1231033.5301 | 2693516.3163 | 1231023.888
3 | 2693496.6031 | 1231027.4695 | 2693496.6031 | 1231027.4695 | 2693489.1024 | 1231025.6391 | 2693482.7013 | 1231025.1826 | 2693479.8069 | 1231025.7572
4 | 2693516.3163 | 1231023.888 | 2693521.433 | 1231027.0263 | 2693528.9732 | 1231031.6371
5 | 2693516.3163 | 1231023.888 | 2693526.7494 | 1231005.0634
6 | 2693465.1012 | 1231034.2246 | 2693466.037 | 1231033.3376 | 2693470.8299 | 1231029.1322 | 2693476.6299 | 1231026.388 | 2693479.8069 | 1231025.7572
7 | 2693528.9732 | 1231031.6371 | 2693534.1928 | 1231024.3917 | 2693544.2706 | 1231019.8581 | 2693552.6893 | 1231017.4101
8 | 2693526.7494 | 1231005.0634 | 2693536.8746 | 1230986.7942
9 | 2693552.6893 | 1231017.4101 | 2693566.242 | 1231013.4693
10 | 2693539.6846 | 1230981.7241 | 2693536.8746 | 1230986.7942
11 | 2693423.0626 | 1231048.7957 | 2693404.044 | 1231027.9846
12 | 2693392.897 | 1231015.787 | 2693404.044 | 1231027.9846
13 | 2693392.1723 | 1231068.4953 | 2693390.7388 | 1231067.6487
14 | 2693382.6223 | 1231060.8135 | 2693387.7165 | 1231065.8638 | 2693390.7388 | 1231067.6487
15 | 2693392.897 | 1231015.787 | 2693382.5616 | 1231003.4363
16 | 2693392.897 | 1231015.787 | 2693418.1358 | 1230991.0682
17 | 2693382.6223 | 1231060.8135 | 2693363.8624 | 1231071.2412
18 | 2693371.3842 | 1230990.0761 | 2693373.3793 | 1230992.4637 | 2693382.5616 | 1231003.4363
19 | 2693418.1358 | 1230991.0682 | 2693423.8705 | 1230985.4517 | 2693432.2211 | 1230977.8523
20 | 2693351.3718 | 1231079.2394 | 2693356.2817 | 1231075.4549 | 2693363.8624 | 1231071.2412
21 | 2693371.3842 | 1230990.0761 | 2693360.5091 | 1230977.0617 | 2693355.4448 | 1230970.0733
22 | 2693432.7018 | 1230977.4148 | 2693432.2211 | 1230977.8523
23 | 2693586.3462 | 1231007.6235 | 2693566.242 | 1231013.4693
24 | 2693597.9575 | 1231004.2472 | 2693586.3462 | 1231007.6235
25 | 2693615.7999 | 1230999.7026 | 2693597.9575 | 1231004.2472
26 | 2693615.7999 | 1230999.7026 | 2693635.3424 | 1230994.2238
27 | 2693598.5991 | 1230956.4308 | 2693598.3565 | 1230955.5791
28 | 2693598.3565 | 1230955.5791 | 2693597.585 | 1230952.871 | 2693591.4286 | 1230940.8051
29 | 2693682.5197 | 1230955.0323 | 2693683.4952 | 1230949.3769 | 2693696.1423 | 1230942.9934
30 | 2693717.3752 | 1230932.2762 | 2693696.1423 | 1230942.9934
31 | 2693668.0303 | 1230959.2626 | 2693682.5197 | 1230955.0323
32 | 2693717.3752 | 1230932.2762 | 2693710.1794 | 1230917.3521
33 | 2693668.0303 | 1230959.2626 | 2693667.5125 | 1230956.7782
34 | 2693710.1794 | 1230917.3521 | 2693699.685 | 1230893.1852
35 | 2693710.1794 | 1230917.3521 | 2693737.3148 | 1230904.7707
36 | 2693660.2268 | 1230920.4427 | 2693665.8401 | 1230948.7539 | 2693667.5125 | 1230956.7782
37 | 2693737.669 | 1230904.6063 | 2693737.3148 | 1230904.7707
38 | 2693751.5618 | 1230898.1572 | 2693737.669 | 1230904.6063
39 | 2693699.685 | 1230893.1852 | 2693686.0842 | 1230861.8648
40 | 2693656.5142 | 1230901.7176 | 2693660.2268 | 1230920.4427
41 | 2693751.5618 | 1230898.1572 | 2693755.0253 | 1230905.5251
42 | 2693765.4291 | 1230863.7622 | 2693776.2836 | 1230886.8389 | 2693763.0998 | 1230892.8019 | 2693751.5618 | 1230898.1572
43 | 2693662.4323 | 1230807.3985 | 2693686.0842 | 1230861.8648
44 | 2693765.4291 | 1230863.7622 | 2693773.2965 | 1230860.3265
45 | 2693703.7999 | 1230789.2894 | 2693688.192 | 1230796.1219
46 | 2693688.192 | 1230796.1219 | 2693681.6618 | 1230798.9806
47 | 2693227.498 | 1230958.5401 | 2693216.9401 | 1230972.679
48 | 2693205.8908 | 1230986.7284 | 2693216.7558 | 1230972.9257 | 2693216.9401 | 1230972.679
49 | 2693227.498 | 1230958.5401 | 2693248.7974 | 1230930.0167
50 | 2693195.2218 | 1230999.8742 | 2693204.8764 | 1230988.017 | 2693205.8908 | 1230986.7284
51 | 2693248.7974 | 1230930.0167 | 2693259.7155 | 1230915.3955
52 | 2693170.9237 | 1231020.9864 | 2693176.0633 | 1231024.1248 | 2693193.0052 | 1231002.5859 | 2693195.2218 | 1230999.8742
53 | 2693195.2218 | 1230999.8742 | 2693199.426 | 1231001.7971
54 | 2693170.9237 | 1231020.9864 | 2693177.8612 | 1231012.5119
55 | 2693199.426 | 1231001.7971 | 2693218.1643 | 1230979.4121
56 | 2693218.1643 | 1230979.4121 | 2693224.8466 | 1230971.4293 | 2693237.5576 | 1230953.5844
57 | 2693613.0149 | 1230799.5036 | 2693616.3713 | 1230779.4807
58 | 2693613.0149 | 1230799.5036 | 2693597.2834 | 1230795.9979 | 2693582.1287 | 1230793.869 | 2693573.8444 | 1230794.161 | 2693565.8062 | 1230797.1033 | 2693565.8062 | 1230797.1033
59 | 2693571.6472 | 1230719.6173 | 2693578.5066 | 1230720.3369 | 2693583.5848 | 1230721.6066 | 2693589.661 | 1230723.9595 | 2693594.5169 | 1230726.3598 | 2693598.8925 | 1230729.4309 | 2693600.1822 | 1230730.5721
60 | 2693571.6472 | 1230719.6173 | 2693568.3311 | 1230719.4984 | 2693565.2295 | 1230719.7053 | 2693563.8095 | 1230719.8917
61 | 2693565.8062 | 1230797.1033 | 2693561.6246 | 1230799.8926
62 | 2693537.2285 | 1230722.767 | 2693557.2134 | 1230720.7577 | 2693563.8095 | 1230719.8917
63 | 2693550.2969 | 1230807.4486 | 2693561.6246 | 1230799.8926
64 | 2693662.4323 | 1230807.3985 | 2693675.4011 | 1230801.7212
65 | 2693675.4011 | 1230801.7212 | 2693681.6618 | 1230798.9806
66 | 2693574.5084 | 1230903.5279 | 2693570.5603 | 1230901.6978 | 2693564.6465 | 1230894.6989
67 | 2693567.0024 | 1230923.1906 | 2693574.5084 | 1230903.5279
68 | 2693564.6465 | 1230894.6989 | 2693560.3372 | 1230889.5987
69 | 2693576.9685 | 1230926.7278 | 2693567.0024 | 1230923.1906
70 | 2693567.0024 | 1230923.1906 | 2693564.6196 | 1230928.9306
71 | 2693537.2285 | 1230722.767 | 2693534.1086 | 1230727.9883 | 2693529.4757 | 1230734.042
72 | 2693550.2969 | 1230807.4486 | 2693546.4759 | 1230809.9974 | 2693532.5515 | 1230819.7366
73 | 2693554.4305 | 1230882.6081 | 2693560.3372 | 1230889.5987
74 | 2693602.438 | 1230904.9463 | 2693588.4693 | 1230917.4688 | 2693576.9685 | 1230926.7278
75 | 2693576.9685 | 1230926.7278 | 2693584.8347 | 1230929.8872 | 2693588.2626 | 1230934.4444 | 2693588.8813 | 1230935.698
76 | 2693564.6196 | 1230928.9306 | 2693556.3494 | 1230948.8526 | 2693555.9491 | 1230949.692
77 | 2693656.5142 | 1230901.7176 | 2693641.5476 | 1230914.9258
78 | 2693625.3949 | 1230929.1807 | 2693641.5476 | 1230914.9258
79 | 2693602.438 | 1230904.9463 | 2693618.507 | 1230889.6063
80 | 2693602.438 | 1230904.9463 | 2693610.4066 | 1230913.1443 | 2693625.3949 | 1230929.1807 | 2693625.3949 | 1230929.1807
81 | 2693588.8813 | 1230935.698 | 2693590.619 | 1230939.2182 | 2693591.4286 | 1230940.8051
82 | 2693511.1574 | 1230910.5226 | 2693511.4457 | 1230910.2852 | 2693540.0879 | 1230891.843
83 | 2693511.1574 | 1230910.5226 | 2693494.7699 | 1230924.0146
84 | 2693554.4305 | 1230882.6081 | 2693540.0879 | 1230891.843
85 | 2693492.3646 | 1230925.9949 | 2693494.7699 | 1230924.0146
86 | 2693554.4305 | 1230882.6081 | 2693536.1936 | 1230865.0668
87 | 2693492.3646 | 1230925.9949 | 2693475.3954 | 1230939.9659
88 | 2693527.0205 | 1230856.2435 | 2693536.1936 | 1230865.0668
89 | 2693473.682 | 1230941.3765 | 2693475.3954 | 1230939.9659
90 | 2693507.3742 | 1230837.3465 | 2693527.0205 | 1230856.2435
91 | 2693473.682 | 1230941.3765 | 2693462.5988 | 1230950.5015
92 | 2693507.3742 | 1230837.3465 | 2693532.5515 | 1230819.7366
93 | 2693507.3742 | 1230837.3465 | 2693497.2914 | 1230826.611
94 | 2693507.3742 | 1230837.3465 | 2693476.5322 | 1230858.568
95 | 2693495.0605 | 1230824.2357 | 2693497.2914 | 1230826.611
96 | 2693473.9437 | 1230860.3491 | 2693476.5322 | 1230858.568
97 | 2693495.0605 | 1230824.2357 | 2693483.101 | 1230811.5019 | 2693477.4039 | 1230803.9398
98 | 2693457.6042 | 1230871.5917 | 2693473.9437 | 1230860.3491
99 | 2693257.6466 | 1230924.9873 | 2693252.0492 | 1230933.2395 | 2693237.5576 | 1230953.5844
100 | 2693257.6466 | 1230924.9873 | 2693272.4744 | 1230903.127 | 2693272.9507 | 1230902.4327
101 | 2693285.2118 | 1230884.5579 | 2693272.9507 | 1230902.4327
102 | 2693282.8049 | 1230882.0184 | 2693285.2118 | 1230884.5579
103 | 2693282.8049 | 1230882.0184 | 2693289.4905 | 1230873.0501
104 | 2693291.7279 | 1230874.8087 | 2693289.4905 | 1230873.0501
105 | 2693291.7279 | 1230874.8087 | 2693301.772 | 1230890.1083
106 | 2693304.4921 | 1230851.6368 | 2693290.0632 | 1230872.2808 | 2693289.4905 | 1230873.0501
107 | 2693301.772 | 1230890.1083 | 2693322.5341 | 1230921.7338
108 | 2693457.6042 | 1230871.5917 | 2693453.5902 | 1230874.3536
109 | 2693453.5902 | 1230874.3536 | 2693437.1194 | 1230885.6867
110 | 2693432.5681 | 1230888.8183 | 2693437.1194 | 1230885.6867
111 | 2693432.5681 | 1230888.8183 | 2693417.4308 | 1230899.2339
112 | 2693413.0298 | 1230902.262 | 2693417.4308 | 1230899.2339
113 | 2693539.6846 | 1230981.7241 | 2693546.7767 | 1230968.9275 | 2693547.6509 | 1230967.0944
114 | 2693548.4055 | 1230965.5117 | 2693547.6509 | 1230967.0944
115 | 2693548.4055 | 1230965.5117 | 2693555.9491 | 1230949.692
116 | 2693454.0348 | 1230958.0008 | 2693459.2059 | 1230953.2949 | 2693462.5988 | 1230950.5015
117 | 2693454.0348 | 1230958.0008 | 2693454.0024 | 1230958.0303
118 | 2693432.7018 | 1230977.4148 | 2693454.0024 | 1230958.0303
119 | 2693529.4757 | 1230734.042 | 2693515.413 | 1230745.3693
120 | 2693322.153 | 1231101.7604 | 2693351.3718 | 1231079.2394
121 | 2693468.8904 | 1230792.6391 | 2693477.4039 | 1230803.9398
122 | 2693257.6306 | 1231016.8315 | 2693254.8125 | 1231017.5345
123 | 2693257.6306 | 1231016.8315 | 2693268.4731 | 1231009.8966 | 2693281.813 | 1230999.6733
124 | 2693257.6306 | 1231016.8315 | 2693269.7022 | 1231032.7072
125 | 2693281.813 | 1230999.6733 | 2693286.7625 | 1230995.8802
126 | 2693270.5655 | 1231033.8426 | 2693269.7022 | 1231032.7072
127 | 2693465.5446 | 1230788.198 | 2693468.8904 | 1230792.6391
128 | 2693462.9099 | 1230775.1028 | 2693465.5446 | 1230788.198
129 | 2693465.5446 | 1230788.198 | 2693484.8755 | 1230769.9666 | 2693497.3395 | 1230759.9271
130 | 2693462.9099 | 1230775.1028 | 2693457.6535 | 1230776.499
131 | 2693462.9099 | 1230775.1028 | 2693461.4416 | 1230761.3907
132 | 2693497.3395 | 1230759.9271 | 2693515.413 | 1230745.3693
133 | 2693304.4921 | 1230851.6368 | 2693311.7066 | 1230841.3203 | 2693313.0501 | 1230839.5357
134 | 2693321.9652 | 1230827.6937 | 2693313.0501 | 1230839.5357
135 | 2693263.7377 | 1230812.5583 | 2693268.4109 | 1230835.0316
136 | 2693263.7377 | 1230812.5583 | 2693270.595 | 1230810.0307 | 2693276.0052 | 1230804.6384
137 | 2693342.9447 | 1230952.8241 | 2693355.4448 | 1230970.0733
138 | 2693322.153 | 1231101.7604 | 2693313.4067 | 1231090.2449
139 | 2693313.4067 | 1231090.2449 | 2693299.3267 | 1231071.7071
140 | 2693298.5703 | 1231070.7112 | 2693299.3267 | 1231071.7071
141 | 2693298.5703 | 1231070.7112 | 2693292.7055 | 1231062.9896
142 | 2693285.0668 | 1231052.9324 | 2693284.5914 | 1231052.3064
143 | 2693284.5914 | 1231052.3064 | 2693272.3998 | 1231036.2549 | 2693270.5655 | 1231033.8426
144 | 2693285.0668 | 1231052.9324 | 2693292.7055 | 1231062.9896
145 | 2693286.7625 | 1230995.8802 | 2693299.8473 | 1230985.8524
146 | 2693316.4074 | 1230973.1613 | 2693299.8473 | 1230985.8524
147 | 2693316.4074 | 1230973.1613 | 2693317.7867 | 1230972.1043
148 | 2693342.9447 | 1230952.8241 | 2693317.7867 | 1230972.1043
149 | 2693342.9447 | 1230952.8241 | 2693336.3754 | 1230942.8173
150 | 2693333.6665 | 1230938.6912 | 2693336.3754 | 1230942.8173
151 | 2693333.6665 | 1230938.6912 | 2693322.5341 | 1230921.7338
152 | 2693376.4233 | 1230928.4133 | 2693377.7838 | 1230927.4213
153 | 2693393.3741 | 1230916.0537 | 2693377.7838 | 1230927.4213
154 | 2693399.8794 | 1230911.3104 | 2693413.0298 | 1230902.262
155 | 2693399.8794 | 1230911.3104 | 2693391.0788 | 1230899.88
156 | 2693399.8794 | 1230911.3104 | 2693393.3741 | 1230916.0537
157 | 2693391.0788 | 1230899.88 | 2693384.7577 | 1230891.6699 | 2693382.2527 | 1230884.77 | 2693382.7656 | 1230881.8923
158 | 2693395.2863 | 1230867.0716 | 2693394.7511 | 1230867.4539 | 2693387.433 | 1230872.3091 | 2693383.557 | 1230877.4519 | 2693382.7656 | 1230881.8923
159 | 2693397.015 | 1230865.8366 | 2693395.2863 | 1230867.0716
160 | 2693416.8629 | 1230851.6588 | 2693442.4634 | 1230833.3715
161 | 2693397.015 | 1230865.8366 | 2693416.8629 | 1230851.6588
162 | 2693349.6285 | 1230804.5311 | 2693343.2918 | 1230811.6169 | 2693323.4188 | 1230835.9447 | 2693323.3339 | 1230836.0489
163 | 2693368.2017 | 1230784.4728 | 2693363.9331 | 1230788.5355 | 2693349.6285 | 1230804.5311
164 | 2693439.3893 | 1230793.3796 | 2693442.2006 | 1230795.2474 | 2693457.2011 | 1230784.5532 | 2693457.6535 | 1230776.499
165 | 2693457.6535 | 1230776.499 | 2693449.2056 | 1230773.306
166 | 2693460.9729 | 1230757.014 | 2693461.4416 | 1230761.3907
167 | 2693448.449 | 1230773.0201 | 2693449.2056 | 1230773.306
168 | 2693393.9413 | 1230761.3649 | 2693399.578 | 1230757.4617
169 | 2693393.9413 | 1230761.3649 | 2693386.2159 | 1230767.548
170 | 2693393.9413 | 1230761.3649 | 2693405.826 | 1230778.1264
171 | 2693399.578 | 1230757.4617 | 2693404.2729 | 1230765.2856 | 2693413.3121 | 1230771.9101 | 2693418.482 | 1230772.7184
172 | 2693386.2159 | 1230767.548 | 2693384.7813 | 1230768.693 | 2693368.2017 | 1230784.4728
173 | 2693420.2998 | 1230798.5394 | 2693405.826 | 1230778.1264
174 | 2693433.4957 | 1230767.3683 | 2693426.2793 | 1230773.9375 | 2693418.482 | 1230772.7184
175 | 2693433.4957 | 1230767.3683 | 2693448.449 | 1230773.0201
176 | 2693421.8064 | 1230800.6642 | 2693420.2998 | 1230798.5394
177 | 2693321.9652 | 1230827.6937 | 2693309.7384 | 1230816.6273 | 2693307.0645 | 1230819.0315 | 2693298.63 | 1230810.7652
178 | 2693298.63 | 1230810.7652 | 2693293.6433 | 1230805.8781 | 2693290.7273 | 1230802.9525 | 2693293.1119 | 1230800.6438 | 2693288.1589 | 1230795.5528
179 | 2693276.0052 | 1230804.6384 | 2693286.6634 | 1230794.0157 | 2693288.1589 | 1230795.5528

## bus_geodata
| x | y | coords
0 | 2693493.8998 | 1231054.4673
1 | 2693501.2001 | 1231028.9762
2 | 2693496.6031 | 1231027.4695
3 | 2693516.3163 | 1231023.888
4 | 2693479.8069 | 1231025.7572
5 | 2693528.9732 | 1231031.6371
6 | 2693526.7494 | 1231005.0634
7 | 2693465.1012 | 1231034.2246
8 | 2693552.6893 | 1231017.4101
9 | 2693536.8746 | 1230986.7942
10 | 2693423.0626 | 1231048.7957
11 | 2693404.044 | 1231027.9846
12 | 2693392.1723 | 1231068.4953
13 | 2693390.7388 | 1231067.6487
14 | 2693392.897 | 1231015.787
15 | 2693382.6223 | 1231060.8135
16 | 2693382.5616 | 1231003.4363
17 | 2693418.1358 | 1230991.0682
18 | 2693363.8624 | 1231071.2412
19 | 2693371.3842 | 1230990.0761
20 | 2693432.2211 | 1230977.8523
21 | 2693566.242 | 1231013.4693
22 | 2693586.3462 | 1231007.6235
23 | 2693597.9575 | 1231004.2472
24 | 2693615.7999 | 1230999.7026
25 | 2693635.3424 | 1230994.2238
26 | 2693598.5991 | 1230956.4308
27 | 2693598.3565 | 1230955.5791
28 | 2693696.1423 | 1230942.9934
29 | 2693682.5197 | 1230955.0323
30 | 2693717.3752 | 1230932.2762
31 | 2693668.0303 | 1230959.2626
32 | 2693710.1794 | 1230917.3521
33 | 2693667.5125 | 1230956.7782
34 | 2693737.3148 | 1230904.7707
35 | 2693737.669 | 1230904.6063
36 | 2693699.685 | 1230893.1852
37 | 2693660.2268 | 1230920.4427
38 | 2693751.5618 | 1230898.1572
39 | 2693686.0842 | 1230861.8648
40 | 2693773.2965 | 1230860.3265
41 | 2693765.4291 | 1230863.7622
42 | 2693755.0253 | 1230905.5251
43 | 2693703.7999 | 1230789.2894
44 | 2693688.192 | 1230796.1219
45 | 2693216.9401 | 1230972.679
46 | 2693227.498 | 1230958.5401
47 | 2693205.8908 | 1230986.7284
48 | 2693248.7974 | 1230930.0167
49 | 2693195.2218 | 1230999.8742
50 | 2693259.7155 | 1230915.3955
51 | 2693170.9237 | 1231020.9864
52 | 2693199.426 | 1231001.7971
53 | 2693177.8612 | 1231012.5119
54 | 2693218.1643 | 1230979.4121
55 | 2693616.3713 | 1230779.4807
56 | 2693613.0149 | 1230799.5036
57 | 2693600.1822 | 1230730.5721
58 | 2693571.6472 | 1230719.6173
59 | 2693565.8062 | 1230797.1033
60 | 2693563.8095 | 1230719.8917
61 | 2693561.6246 | 1230799.8926
62 | 2693662.4323 | 1230807.3985
63 | 2693675.4011 | 1230801.7212
64 | 2693574.5084 | 1230903.5279
65 | 2693564.6465 | 1230894.6989
66 | 2693567.0024 | 1230923.1906
67 | 2693537.2285 | 1230722.767
68 | 2693550.2969 | 1230807.4486
69 | 2693681.6618 | 1230798.9806
70 | 2693560.3372 | 1230889.5988
71 | 2693576.9685 | 1230926.7278
72 | 2693564.6196 | 1230928.9306
73 | 2693656.5142 | 1230901.7176
74 | 2693641.5476 | 1230914.9258
75 | 2693618.507 | 1230889.6063
76 | 2693602.438 | 1230904.9463
77 | 2693591.4286 | 1230940.8051
78 | 2693588.8813 | 1230935.698
79 | 2693511.1574 | 1230910.5226
80 | 2693540.0879 | 1230891.843
81 | 2693494.7699 | 1230924.0146
82 | 2693554.4305 | 1230882.6081
83 | 2693492.3646 | 1230925.9949
84 | 2693536.1936 | 1230865.0668
85 | 2693475.3954 | 1230939.9659
86 | 2693527.0205 | 1230856.2435
87 | 2693473.682 | 1230941.3765
88 | 2693532.5515 | 1230819.7366
89 | 2693507.3742 | 1230837.3465
90 | 2693497.2914 | 1230826.611
91 | 2693476.5322 | 1230858.568
92 | 2693495.0605 | 1230824.2357
93 | 2693473.9437 | 1230860.3491
94 | 2693257.6466 | 1230924.9873
95 | 2693237.5576 | 1230953.5844
96 | 2693272.9507 | 1230902.4327
97 | 2693285.2118 | 1230884.5579
98 | 2693282.8049 | 1230882.0184
99 | 2693291.7279 | 1230874.8087
100 | 2693289.4905 | 1230873.0501
101 | 2693301.772 | 1230890.1083
102 | 2693457.6042 | 1230871.5917
103 | 2693453.5902 | 1230874.3536
104 | 2693437.1194 | 1230885.6867
105 | 2693432.5681 | 1230888.8183
106 | 2693417.4308 | 1230899.2339
107 | 2693547.6509 | 1230967.0944
108 | 2693539.6846 | 1230981.7241
109 | 2693548.4055 | 1230965.5117
110 | 2693555.9491 | 1230949.692
111 | 2693462.5988 | 1230950.5015
112 | 2693454.0348 | 1230958.0008
113 | 2693454.0024 | 1230958.0303
114 | 2693432.7018 | 1230977.4148
115 | 2693529.4757 | 1230734.042
116 | 2693625.3949 | 1230929.1807
117 | 2693351.3718 | 1231079.2394
118 | 2693477.4039 | 1230803.9398
119 | 2693254.8125 | 1231017.5345
120 | 2693257.6306 | 1231016.8315
121 | 2693281.813 | 1230999.6733
122 | 2693269.7022 | 1231032.7072
123 | 2693468.8904 | 1230792.6391
124 | 2693465.5446 | 1230788.198
125 | 2693462.9099 | 1230775.1028
126 | 2693497.3395 | 1230759.9271
127 | 2693304.4921 | 1230851.6368
128 | 2693313.0501 | 1230839.5357
129 | 2693268.4109 | 1230835.0316
130 | 2693263.7377 | 1230812.5583
131 | 2693355.4448 | 1230970.0733
132 | 2693322.153 | 1231101.7604
133 | 2693313.4067 | 1231090.2449
134 | 2693299.3267 | 1231071.7071
135 | 2693298.5703 | 1231070.7112
136 | 2693284.5914 | 1231052.3064
137 | 2693285.0668 | 1231052.9324
138 | 2693270.5655 | 1231033.8426
139 | 2693292.7055 | 1231062.9896
140 | 2693286.7625 | 1230995.8802
141 | 2693299.8473 | 1230985.8524
142 | 2693316.4074 | 1230973.1613
143 | 2693317.7867 | 1230972.1043
144 | 2693342.9447 | 1230952.8241
145 | 2693336.3754 | 1230942.8173
146 | 2693333.6665 | 1230938.6912
147 | 2693376.4233 | 1230928.4133
148 | 2693377.7838 | 1230927.4213
149 | 2693413.0298 | 1230902.262
150 | 2693399.8794 | 1230911.3104
151 | 2693391.0788 | 1230899.88
152 | 2693393.3741 | 1230916.0537
153 | 2693382.7656 | 1230881.8923
154 | 2693395.2863 | 1230867.0716
155 | 2693322.5341 | 1230921.7338
156 | 2693416.8629 | 1230851.6588
157 | 2693442.4634 | 1230833.3715
158 | 2693397.015 | 1230865.8366
159 | 2693323.3339 | 1230836.0489
160 | 2693349.6285 | 1230804.5311
161 | 2693515.413 | 1230745.3693
162 | 2693457.6535 | 1230776.499
163 | 2693461.4416 | 1230761.3907
164 | 2693439.3893 | 1230793.3796
165 | 2693449.2056 | 1230773.306
166 | 2693460.9729 | 1230757.014
167 | 2693393.9413 | 1230761.3649
168 | 2693399.578 | 1230757.4617
169 | 2693386.2159 | 1230767.548
170 | 2693405.826 | 1230778.1264
171 | 2693418.482 | 1230772.7184
172 | 2693368.2017 | 1230784.4728
173 | 2693448.449 | 1230773.0201
174 | 2693420.2998 | 1230798.5394
175 | 2693421.8064 | 1230800.6642
176 | 2693321.9652 | 1230827.6937
177 | 2693298.63 | 1230810.7652
178 | 2693433.4957 | 1230767.3683
179 | 2693288.1589 | 1230795.5528
180 | 2693276.0052 | 1230804.6384
181 | 2693342.9447 | 1230952.8241

## line_std_types
| c_nf_per_km | r_ohm_per_km | x_ohm_per_km | max_i_ka | type | q_mm2 | alpha | voltage_rating
NAYY 4x50 SE | 210 | 0.642 | 0.083 | 0.142 | cs | 50 | 0.00403 | LV
NAYY 4x120 SE | 264 | 0.225 | 0.08 | 0.242 | cs | 120 | 0.00403 | LV
NAYY 4x150 SE | 261 | 0.208 | 0.08 | 0.27 | cs | 150 | 0.00403 | LV
NA2XS2Y 1x95 RM/25 12/20 kV | 216 | 0.313 | 0.132 | 0.252 | cs | 95 | 0.00403 | MV
NA2XS2Y 1x185 RM/25 12/20 kV | 273 | 0.161 | 0.117 | 0.362 | cs | 185 | 0.00403 | MV
NA2XS2Y 1x240 RM/25 12/20 kV | 304 | 0.122 | 0.112 | 0.421 | cs | 240 | 0.00403 | MV
NA2XS2Y 1x95 RM/25 6/10 kV | 315 | 0.313 | 0.123 | 0.249 | cs | 95 | 0.00403 | MV
NA2XS2Y 1x185 RM/25 6/10 kV | 406 | 0.161 | 0.11 | 0.358 | cs | 185 | 0.00403 | MV
NA2XS2Y 1x240 RM/25 6/10 kV | 456 | 0.122 | 0.105 | 0.416 | cs | 240 | 0.00403 | MV
NA2XS2Y 1x150 RM/25 12/20 kV | 250 | 0.206 | 0.116 | 0.319 | cs | 150 | 0.00403 | MV
NA2XS2Y 1x120 RM/25 12/20 kV | 230 | 0.253 | 0.119 | 0.283 | cs | 120 | 0.00403 | MV
NA2XS2Y 1x70 RM/25 12/20 kV | 190 | 0.443 | 0.132 | 0.22 | cs | 70 | 0.00403 | MV
NA2XS2Y 1x150 RM/25 6/10 kV | 360 | 0.206 | 0.11 | 0.315 | cs | 150 | 0.00403 | MV
NA2XS2Y 1x120 RM/25 6/10 kV | 340 | 0.253 | 0.113 | 0.28 | cs | 120 | 0.00403 | MV
NA2XS2Y 1x70 RM/25 6/10 kV | 280 | 0.443 | 0.123 | 0.217 | cs | 70 | 0.00403 | MV
N2XS(FL)2Y 1x120 RM/35 64/110 kV | 112 | 0.153 | 0.166 | 0.366 | cs | 120 | 0.00393 | HV
N2XS(FL)2Y 1x185 RM/35 64/110 kV | 125 | 0.099 | 0.156 | 0.457 | cs | 185 | 0.00393 | HV
N2XS(FL)2Y 1x240 RM/35 64/110 kV | 135 | 0.075 | 0.149 | 0.526 | cs | 240 | 0.00393 | HV
N2XS(FL)2Y 1x300 RM/35 64/110 kV | 144 | 0.06 | 0.144 | 0.588 | cs | 300 | 0.00393 | HV
15-AL1/3-ST1A 0.4 | 11 | 1.8769 | 0.35 | 0.105 | ol | 16 | 0.00403 | LV
24-AL1/4-ST1A 0.4 | 11.25 | 1.2012 | 0.335 | 0.14 | ol | 24 | 0.00403 | LV
48-AL1/8-ST1A 0.4 | 12.2 | 0.5939 | 0.3 | 0.21 | ol | 48 | 0.00403 | LV
94-AL1/15-ST1A 0.4 | 13.2 | 0.306 | 0.29 | 0.35 | ol | 94 | 0.00403 | LV
34-AL1/6-ST1A 10.0 | 9.7 | 0.8342 | 0.36 | 0.17 | ol | 34 | 0.00403 | MV
48-AL1/8-ST1A 10.0 | 10.1 | 0.5939 | 0.35 | 0.21 | ol | 48 | 0.00403 | MV
70-AL1/11-ST1A 10.0 | 10.4 | 0.4132 | 0.339 | 0.29 | ol | 70 | 0.00403 | MV
94-AL1/15-ST1A 10.0 | 10.75 | 0.306 | 0.33 | 0.35 | ol | 94 | 0.00403 | MV
122-AL1/20-ST1A 10.0 | 11.1 | 0.2376 | 0.323 | 0.41 | ol | 122 | 0.00403 | MV
149-AL1/24-ST1A 10.0 | 11.25 | 0.194 | 0.315 | 0.47 | ol | 149 | 0.00403 | MV
34-AL1/6-ST1A 20.0 | 9.15 | 0.8342 | 0.382 | 0.17 | ol | 34 | 0.00403 | MV
48-AL1/8-ST1A 20.0 | 9.5 | 0.5939 | 0.372 | 0.21 | ol | 48 | 0.00403 | MV
70-AL1/11-ST1A 20.0 | 9.7 | 0.4132 | 0.36 | 0.29 | ol | 70 | 0.00403 | MV
94-AL1/15-ST1A 20.0 | 10 | 0.306 | 0.35 | 0.35 | ol | 94 | 0.00403 | MV
122-AL1/20-ST1A 20.0 | 10.3 | 0.2376 | 0.344 | 0.41 | ol | 122 | 0.00403 | MV
149-AL1/24-ST1A 20.0 | 10.5 | 0.194 | 0.337 | 0.47 | ol | 149 | 0.00403 | MV
184-AL1/30-ST1A 20.0 | 10.75 | 0.1571 | 0.33 | 0.535 | ol | 184 | 0.00403 | MV
243-AL1/39-ST1A 20.0 | 11 | 0.1188 | 0.32 | 0.645 | ol | 243 | 0.00403 | MV
48-AL1/8-ST1A 110.0 | 8 | 0.5939 | 0.46 | 0.21 | ol | 48 | 0.00403 | HV
70-AL1/11-ST1A 110.0 | 8.4 | 0.4132 | 0.45 | 0.29 | ol | 70 | 0.00403 | HV
94-AL1/15-ST1A 110.0 | 8.65 | 0.306 | 0.44 | 0.35 | ol | 94 | 0.00403 | HV
122-AL1/20-ST1A 110.0 | 8.5 | 0.2376 | 0.43 | 0.41 | ol | 122 | 0.00403 | HV
149-AL1/24-ST1A 110.0 | 8.75 | 0.194 | 0.41 | 0.47 | ol | 149 | 0.00403 | HV
184-AL1/30-ST1A 110.0 | 8.8 | 0.1571 | 0.4 | 0.535 | ol | 184 | 0.00403 | HV
243-AL1/39-ST1A 110.0 | 9 | 0.1188 | 0.39 | 0.645 | ol | 243 | 0.00403 | HV
305-AL1/39-ST1A 110.0 | 9.2 | 0.0949 | 0.38 | 0.74 | ol | 305 | 0.00403 | HV
490-AL1/64-ST1A 110.0 | 9.75 | 0.059 | 0.37 | 0.96 | ol | 490 | 0.00403 | HV
679-AL1/86-ST1A 110.0 | 9.95 | 0.042 | 0.36 | 1.15 | ol | 679 | 0.00403 | HV
490-AL1/64-ST1A 220.0 | 10 | 0.059 | 0.285 | 0.96 | ol | 490 | 0.00403 | HV
679-AL1/86-ST1A 220.0 | 11.7 | 0.042 | 0.275 | 1.15 | ol | 679 | 0.00403 | HV
490-AL1/64-ST1A 380.0 | 11 | 0.059 | 0.253 | 0.96 | ol | 490 | 0.00403 | HV
679-AL1/86-ST1A 380.0 | 14.6 | 0.042 | 0.25 | 1.15 | ol | 679 | 0.00403 | HV

## trafo_std_types
| i0_percent | pfe_kw | vkr_percent | sn_mva | vn_lv_kv | vn_hv_kv | vk_percent | shift_degree | vector_group | tap_side | tap_neutral | tap_min | tap_max | tap_step_degree | tap_step_percent | tap_phase_shifter
160 MVA 380/110 kV | 0.06 | 60 | 0.25 | 160 | 110 | 380 | 12.2 | 0 | Yy0 | hv | 0 | -9 | 9 | 0 | 1.5 | FALSE
100 MVA 220/110 kV | 0.06 | 55 | 0.26 | 100 | 110 | 220 | 12 | 0 | Yy0 | hv | 0 | -9 | 9 | 0 | 1.5 | FALSE
63 MVA 110/20 kV | 0.04 | 22 | 0.32 | 63 | 20 | 110 | 18 | 150 | YNd5 | hv | 0 | -9 | 9 | 0 | 1.5 | FALSE
40 MVA 110/20 kV | 0.05 | 18 | 0.34 | 40 | 20 | 110 | 16.2 | 150 | YNd5 | hv | 0 | -9 | 9 | 0 | 1.5 | FALSE
25 MVA 110/20 kV | 0.07 | 14 | 0.41 | 25 | 20 | 110 | 12 | 150 | YNd5 | hv | 0 | -9 | 9 | 0 | 1.5 | FALSE
63 MVA 110/10 kV | 0.04 | 22 | 0.32 | 63 | 10 | 110 | 18 | 150 | YNd5 | hv | 0 | -9 | 9 | 0 | 1.5 | FALSE
40 MVA 110/10 kV | 0.05 | 18 | 0.34 | 40 | 10 | 110 | 16.2 | 150 | YNd5 | hv | 0 | -9 | 9 | 0 | 1.5 | FALSE
25 MVA 110/10 kV | 0.07 | 14 | 0.41 | 25 | 10 | 110 | 12 | 150 | YNd5 | hv | 0 | -9 | 9 | 0 | 1.5 | FALSE
0.25 MVA 20/0.4 kV | 0.32 | 0.8 | 1.44 | 0.25 | 0.4 | 20 | 6 | 150 | Yzn5 | hv | 0 | -2 | 2 | 0 | 2.5 | FALSE
0.4 MVA 20/0.4 kV | 0.3375 | 1.35 | 1.425 | 0.4 | 0.4 | 20 | 6 | 150 | Dyn5 | hv | 0 | -2 | 2 | 0 | 2.5 | FALSE
0.63 MVA 20/0.4 kV | 0.2619 | 1.65 | 1.206 | 0.63 | 0.4 | 20 | 6 | 150 | Dyn5 | hv | 0 | -2 | 2 | 0 | 2.5 | FALSE
0.25 MVA 10/0.4 kV | 0.24 | 0.6 | 1.2 | 0.25 | 0.4 | 10 | 4 | 150 | Dyn5 | hv | 0 | -2 | 2 | 0 | 2.5 | FALSE
0.4 MVA 10/0.4 kV | 0.2375 | 0.95 | 1.325 | 0.4 | 0.4 | 10 | 4 | 150 | Dyn5 | hv | 0 | -2 | 2 | 0 | 2.5 | FALSE
0.63 MVA 10/0.4 kV | 0.1873 | 1.18 | 1.0794 | 0.63 | 0.4 | 10 | 4 | 150 | Dyn5 | hv | 0 | -2 | 2 | 0 | 2.5 | FALSE

## trafo3w_std_types
| sn_hv_mva | sn_mv_mva | sn_lv_mva | vn_hv_kv | vn_mv_kv | vn_lv_kv | vk_hv_percent | vk_mv_percent | vk_lv_percent | vkr_hv_percent | vkr_mv_percent | vkr_lv_percent | pfe_kw | i0_percent | shift_mv_degree | shift_lv_degree | vector_group | tap_side | tap_neutral | tap_min | tap_max | tap_step_percent
63/25/38 MVA 110/20/10 kV | 63 | 25 | 38 | 110 | 20 | 10 | 10.4 | 10.4 | 10.4 | 0.28 | 0.32 | 0.35 | 35 | 0.89 | 0 | 0 | YN0yn0yn0 | hv | 0 | -10 | 10 | 1.2
63/25/38 MVA 110/10/10 kV | 63 | 25 | 38 | 110 | 10 | 10 | 10.4 | 10.4 | 10.4 | 0.28 | 0.32 | 0.35 | 35 | 0.89 | 0 | 0 | YN0yn0yn0 | hv | 0 | -10 | 10 | 1.2

## fuse_std_types
| fuse_type | i_rated_a | t_avg | t_min | t_total | x_avg | x_min | x_total
HV 100A | HV 100A | 100 | 0 | [10.0, 3.64, 0.854, 0.281, 0.1, 0.0531, 0.022, 0.01] | [10.0, 4.267, 1.21, 0.403, 0.1, 0.058, 0.022, 0.01] | 0 | [300.0, 350.0, 450.0, 550.0, 700.0, 850.0, 1200.0, 1752.0] | [600.0, 700.0, 900.0, 1150.0, 1665.0, 2000.0, 3000.0, 4313.0]
HV 10A | HV 10A | 10 | 0 | [10.0, 1675.0, 0.344, 0.156, 0.1, 0.0417, 0.0171, 0.01] | [10.0, 1.3, 0.3, 0.155, 0.1, 0.0555, 0.023, 0.01] | 0 | [30.0, 32.0, 35.0, 37.0, 39.0, 50.0, 70.0, 88.0] | [60.0, 70.0, 80.0, 87.0, 94.0, 110.0, 150.0, 216.0]
HV 125A | HV 125A | 125 | 0 | [10.0, 1.82, 0.344, 0.1, 0.0467, 0.0269, 0.01] | [10.0, 2.478, 0.426, 0.1, 0.0427, 0.0211, 0.01] | 0 | [375.0, 500.0, 700.0, 925.0, 1200.0, 1500.0, 2341.0] | [750.0, 1000.0, 1500.0, 2200.0, 3000.0, 4000.0, 5765.0]
HV 160A | HV 160A | 160 | 0 | [10.0, 4.15, 1.03, 0.198, 0.1, 0.051, 0.0172, 0.01] | [10.0, 2.3, 0.734, 0.274, 0.1, 0.046, 0.0177, 0.01] | 0 | [480.0, 550.0, 700.0, 1000.0, 1260.0, 1600.0, 2500.0, 3227.0] | [960.0, 1300.0, 1700.0, 2200.0, 2996.0, 4000.0, 6000.0, 7946.0]
HV 16A | HV 16A | 16 | 0 | [10.0, 0.352, 0.164, 0.1, 0.0649, 0.0342, 0.01] | [10.0, 2.34, 0.722, 0.181, 0.1, 0.055, 0.0296, 0.01] | 0 | [48.0, 60.0, 65.0, 71.0, 80.0, 100.0, 162.0] | [96.0, 110.0, 125.0, 150.0, 168.0, 200.0, 250.0, 398.0]
HV 200A | HV 200A | 200 | 0 | [10.0, 4.267, 1.21, 0.403, 0.1, 0.058, 0.022, 0.01] | [10.0, 3.73, 1.654, 0.328, 0.1, 0.0531, 0.019, 0.01] | 0 | [600.0, 700.0, 900.0, 1150.0, 1665.0, 2000.0, 3000.0, 4313.0] | [1200.0, 1500.0, 1800.0, 2700.0, 3960.0, 5000.0, 7500.0, 10620.0]
HV 20A | HV 20A | 20 | 0 | [10.0, 1.3, 0.3, 0.155, 0.1, 0.0555, 0.023, 0.01] | [10.0, 1.3, 0.161, 0.1, 0.0611, 0.0399, 0.0141, 0.01] | 0 | [60.0, 70.0, 80.0, 87.0, 94.0, 110.0, 150.0, 216.0] | [120.0, 150.0, 200.0, 223.0, 260.0, 300.0, 450.0, 532.0]
HV 25A | HV 25A | 25 | 0 | [10.0, 2.512, 0.833, 0.299, 0.1, 0.0372, 0.0223, 0.01] | [10.0, 3.125, 0.597, 0.198, 0.1, 0.0378, 0.022, 0.01] | 0 | [75.0, 82.0, 90.0, 100.0, 124.0, 170.0, 200.0, 289.0] | [150.0, 170.0, 210.0, 250.0, 294.0, 400.0, 500.0, 711.0]
HV 31.5A | HV 31.5A | 31.5 | 0 | [10.0, 2.34, 0.722, 0.181, 0.1, 0.055, 0.0296, 0.01] | [10.0, 2.84, 0.368, 0.164, 0.1, 0.0621, 0.0378, 0.0195, 0.01] | 0 | [95.0, 110.0, 125.0, 150.0, 165.0, 200.0, 250.0, 390.0] | [189.0, 220.0, 300.0, 350.0, 393.0, 450.0, 530.0, 700.0, 960.0]
HV 40A | HV 40A | 40 | 0 | [10.0, 1.3, 0.161, 0.1, 0.0611, 0.0399, 0.0141, 0.01] | [10.0, 2.05, 0.369, 0.198, 0.1, 0.051, 0.0298, 0.01] | 0 | [120.0, 150.0, 200.0, 223.0, 260.0, 300.0, 450.0, 532.0] | [240.0, 300.0, 400.0, 450.0, 530.0, 650.0, 800.0, 1311.0]
HV 50A | HV 50A | 50 | 0 | [10.0, 3.215, 0.597, 0.198, 0.1, 0.0378, 0.022, 0.01] | [10.0, 3.64, 0.854, 0.281, 0.1, 0.0531, 0.022, 0.01] | 0 | [150.0, 170.0, 210.0, 250.0, 294.0, 400.0, 500.0, 711.0] | [300.0, 350.0, 450.0, 550.0, 700.0, 850.0, 1200.0, 1752.0]
HV 6.3A | HV 6.3A | 6.3 | 0 | [10.0, 1.39, 0.344, 0.168, 0.1, 0.056, 0.0263, 0.01] | [10.0, 1.711, 0.516, 0.198, 0.1, 0.0634, 0.0303, 0.01] | 0 | [19.0, 19.5, 20.4, 20.8, 22.0, 25.0, 32.0, 48.0] | [38.0, 40.0, 43.0, 48.0, 53.0, 60.0, 75.0, 118.0]
HV 63A | HV 63A | 63 | 0 | [10.0, 2.84, 0.368, 0.164, 0.1, 0.0621, 0.0378, 0.0195, 0.01] | [10.0, 1.82, 0.344, 0.1, 0.0467, 0.0269, 0.01] | 0 | [189.0, 220.0, 300.0, 350.0, 393.0, 450.0, 530.0, 700.0, 961.0] | [378.0, 500.0, 700.0, 934.0, 1200.0, 1500.0, 2366.0]
HV 80A | HV 80A | 80 | 0 | [10.0, 2.05, 0.369, 0.198, 0.1, 0.051, 0.0298, 0.01] | [10.0, 4.15, 1.03, 0.198, 0.1, 0.051, 0.0172, 0.01] | 0 | [240.0, 300.0, 400.0, 450.0, 530.0, 650.0, 800.0, 1311.0] | [480.0, 550.0, 700.0, 1000.0, 1260.0, 1600.0, 2500.0, 3227.0]
Siemens NH-1-100 | Siemens NH-1-100 | 100 | [5400.0, 2000.0, 400.0, 20.0, 1.0, 0.2, 0.012, 0.004] | 0 | 0 | [150.0, 190.0, 250.0, 430.0, 900.0, 1250.0, 2700.0, 3600.0] | 0 | 0
Siemens NH-1-125 | Siemens NH-1-125 | 125 | [4800.0, 120.0, 7.0, 0.1, 0.004] | 0 | 0 | [180.0, 400.0, 740.0, 2000.0, 4250.0] | 0 | 0
Siemens NH-1-16 | Siemens NH-1-16 | 16 | [4000.0, 400.0, 2.0, 0.1, 0.04, 0.01] | 0 | 0 | [26.0, 35.0, 75.0, 150.0, 200.0, 300.0] | 0 | 0
Siemens NH-1-160 | Siemens NH-1-160 | 160 | [4800.0, 120.0, 7.0, 0.1, 0.004] | 0 | 0 | [210.0, 500.0, 900.0, 2300.0, 5000.0] | 0 | 0
Siemens NH-1-25 | Siemens NH-1-25 | 25 | [4000.0, 1000.0, 10.0, 0.2, 0.02, 0.01] | 0 | 0 | [40.0, 50.0, 100.0, 210.0, 400.0, 500.0] | 0 | 0
Siemens NH-1-50 | Siemens NH-1-50 | 50 | [4000.0, 40.0, 4.0, 1.0, 0.02, 0.01] | 0 | 0 | [86.0, 200.0, 300.0, 400.0, 1000.0, 1280.0] | 0 | 0
Siemens NH-1-63 | Siemens NH-1-63 | 63 | [4000.0, 100.0, 10.0, 2.0, 0.04, 0.01] | 0 | 0 | [100.0, 200.0, 300.0, 400.0, 1000.0, 1500.0] | 0 | 0
Siemens NH-1-80 | Siemens NH-1-80 | 80 | [4800.0, 120.0, 7.0, 0.1, 0.01] | 0 | 0 | [150.58, 250.0, 450.0, 1150.0, 2470.0] | 0 | 0
Siemens NH-2-1000 | Siemens NH-2-1000 | 1000 | [4800.0, 120.0, 7.0, 0.1, 0.004] | 0 | 0 | [1900.0, 3500.0, 8400.0, 24000.0, 52000.0] | 0 | 0
Siemens NH-2-200 | Siemens NH-2-200 | 200 | [4800.0, 120.0, 7.0, 0.1, 0.004] | 0 | 0 | [280.0, 650.0, 1200.0, 3000.0, 7000.0] | 0 | 0
Siemens NH-2-224 | Siemens NH-2-224 | 224 | [4800.0, 120.0, 7.0, 0.2, 0.04, 0.004] | 0 | 0 | [400.0, 750.0, 1453.0, 3025.0, 4315.0, 7600.0] | 0 | 0
Siemens NH-2-250 | Siemens NH-2-250 | 250 | [4800.0, 120.0, 7.0, 0.1, 0.004] | 0 | 0 | [450.0, 800.0, 1650.0, 4000.0, 8500.0] | 0 | 0
Siemens NH-2-315 | Siemens NH-2-315 | 315 | [4800.0, 120.0, 7.0, 0.1, 0.004] | 0 | 0 | [550.0, 920.0, 1900.0, 5000.0, 11000.0] | 0 | 0
Siemens NH-2-355 | Siemens NH-2-355 | 355 | [4800.0, 120.0, 6.0, 0.1, 0.004] | 0 | 0 | [650.0, 1116.27, 2350.0, 5840.0, 12790.0] | 0 | 0
Siemens NH-2-400 | Siemens NH-2-400 | 400 | [4800.0, 120.0, 7.0, 0.1, 0.004] | 0 | 0 | [720.0, 1350.0, 2800.0, 6500.0, 15000.0] | 0 | 0
Siemens NH-2-425 | Siemens NH-2-425 | 425 | [4800.0, 120.0, 7.0, 0.1, 0.004] | 0 | 0 | [850.0, 1500.0, 3050.0, 7500.0, 16500.0] | 0 | 0
Siemens NH-2-630 | Siemens NH-2-630 | 630 | [4800.0, 120.0, 7.0, 0.1, 0.004] | 0 | 0 | [1200.0, 2000.0, 4800.0, 12000.0, 26000.0] | 0 | 0

## dtypes
| element | column | dtype
0 | bus | name | object
1 | bus | vn_kv | float64
2 | bus | type | object
3 | bus | zone | object
4 | bus | in_service | bool
5 | load | name | object
6 | load | bus | uint32
7 | load | p_mw | float64
8 | load | q_mvar | float64
9 | load | const_z_percent | float64
10 | load | const_i_percent | float64
11 | load | sn_mva | float64
12 | load | scaling | float64
13 | load | in_service | bool
14 | load | type | object
15 | ext_grid | name | object
16 | ext_grid | bus | uint32
17 | ext_grid | vm_pu | float64
18 | ext_grid | va_degree | float64
19 | ext_grid | slack_weight | float64
20 | ext_grid | in_service | bool
21 | line | name | object
22 | line | std_type | object
23 | line | from_bus | uint32
24 | line | to_bus | uint32
25 | line | length_km | float64
26 | line | r_ohm_per_km | float64
27 | line | x_ohm_per_km | float64
28 | line | c_nf_per_km | float64
29 | line | g_us_per_km | float64
30 | line | max_i_ka | float64
31 | line | df | float64
32 | line | parallel | uint32
33 | line | type | object
34 | line | in_service | bool
35 | trafo | name | object
36 | trafo | std_type | object
37 | trafo | hv_bus | uint32
38 | trafo | lv_bus | uint32
39 | trafo | sn_mva | float64
40 | trafo | vn_hv_kv | float64
41 | trafo | vn_lv_kv | float64
42 | trafo | vk_percent | float64
43 | trafo | vkr_percent | float64
44 | trafo | pfe_kw | float64
45 | trafo | i0_percent | float64
46 | trafo | shift_degree | float64
47 | trafo | tap_side | object
48 | trafo | tap_neutral | int32
49 | trafo | tap_min | int32
50 | trafo | tap_max | int32
51 | trafo | tap_step_percent | float64
52 | trafo | tap_step_degree | float64
53 | trafo | tap_pos | int32
54 | trafo | tap_phase_shifter | bool
55 | trafo | parallel | uint32
56 | trafo | df | float64
57 | trafo | in_service | bool
58 | line_geodata | coords | object
59 | bus_geodata | x | float64
60 | bus_geodata | y | float64
61 | bus_geodata | coords | object

## parameters
| version | format_version | converged | OPF_converged | name | f_hz | sn_mva
0 | 2.14.6 | 2.14.0 | FALSE | FALSE |  | 50 | 1