## bus
| name | vn_kv | type | zone | in_service
0 | bus_LV_293-39_0_10_node_0 | 0.4 | n |  | TRUE
1 | bus_LV_293-39_0_10_node_1 | 0.4 | n |  | TRUE
2 | bus_LV_293-39_0_10_node_2 | 0.4 | n |  | TRUE
3 | bus_LV_293-39_0_10_node_3 | 0.4 | n |  | TRUE
4 | bus_LV_293-39_0_10_node_4 | 0.4 | n |  | TRUE
5 | bus_LV_293-39_0_10_node_6 | 0.4 | n |  | TRUE
6 | bus_LV_293-39_0_10_node_7 | 0.4 | n |  | TRUE
7 | bus_LV_293-39_0_10_node_9 | 0.4 | n |  | TRUE
8 | bus_LV_293-39_0_10_node_8 | 0.4 | n |  | TRUE
9 | bus_LV_293-39_0_10_node_10 | 0.4 | n |  | TRUE
10 | bus_LV_293-39_0_10_node_11 | 0.4 | n |  | TRUE
11 | bus_LV_293-39_0_10_node_13 | 0.4 | n |  | TRUE
12 | bus_LV_293-39_0_10_node_24 | 0.4 | n |  | TRUE
13 | bus_LV_293-39_0_10_node_25 | 0.4 | n |  | TRUE
14 | bus_LV_293-39_0_10_node_14 | 0.4 | n |  | TRUE
15 | bus_LV_293-39_0_10_node_15 | 0.4 | n |  | TRUE
16 | bus_LV_293-39_0_10_node_16 | 0.4 | n |  | TRUE
17 | bus_LV_293-39_0_10_node_17 | 0.4 | n |  | TRUE
18 | bus_LV_293-39_0_10_node_18 | 0.4 | n |  | TRUE
19 | bus_LV_293-39_0_10_node_62 | 0.4 | n |  | TRUE
20 | bus_LV_293-39_0_10_node_23 | 0.4 | n |  | TRUE
21 | bus_LV_293-39_0_10_node_134 | 0.4 | n |  | TRUE
22 | bus_LV_293-39_0_10_node_60 | 0.4 | n |  | TRUE
23 | bus_LV_293-39_0_10_node_27 | 0.4 | n |  | TRUE
24 | bus_LV_293-39_0_10_node_19 | 0.4 | n |  | TRUE
25 | bus_LV_293-39_0_10_node_20 | 0.4 | n |  | TRUE
26 | bus_LV_293-39_0_10_node_22 | 0.4 | n |  | TRUE
27 | bus_LV_293-39_0_10_node_36 | 0.4 | n |  | TRUE
28 | bus_LV_293-39_0_10_node_53 | 0.4 | n |  | TRUE
29 | bus_LV_293-39_0_10_node_34 | 0.4 | n |  | TRUE
30 | bus_LV_293-39_0_10_node_28 | 0.4 | n |  | TRUE
31 | bus_LV_293-39_0_10_node_26 | 0.4 | n |  | TRUE
32 | bus_LV_293-39_0_10_node_31 | 0.4 | n |  | TRUE
33 | bus_LV_293-39_0_10_node_29 | 0.4 | n |  | TRUE
34 | bus_LV_293-39_0_10_node_30 | 0.4 | n |  | TRUE
35 | bus_LV_293-39_0_10_node_52 | 0.4 | n |  | TRUE
36 | bus_LV_293-39_0_10_node_58 | 0.4 | n |  | TRUE
37 | bus_LV_293-39_0_10_node_55 | 0.4 | n |  | TRUE
38 | bus_LV_293-39_0_10_node_63 | 0.4 | n |  | TRUE
39 | bus_LV_293-39_0_10_node_54 | 0.4 | n |  | TRUE
40 | bus_LV_293-39_0_10_node_51 | 0.4 | n |  | TRUE
41 | bus_LV_293-39_0_10_node_32 | 0.4 | n |  | TRUE
42 | bus_LV_293-39_0_10_node_33 | 0.4 | n |  | TRUE
43 | bus_LV_293-39_0_10_node_35 | 0.4 | n |  | TRUE
44 | bus_LV_293-39_0_10_node_57 | 0.4 | n |  | TRUE
45 | bus_LV_293-39_0_10_node_92 | 0.4 | n |  | TRUE
46 | bus_LV_293-39_0_10_node_93 | 0.4 | n |  | TRUE
47 | bus_LV_293-39_0_10_node_56 | 0.4 | n |  | TRUE
48 | bus_LV_293-39_0_10_node_37 | 0.4 | n |  | TRUE
49 | bus_LV_293-39_0_10_node_38 | 0.4 | n |  | TRUE
50 | bus_LV_293-39_0_10_node_39 | 0.4 | n |  | TRUE
51 | bus_LV_293-39_0_10_node_40 | 0.4 | n |  | TRUE
52 | bus_LV_293-39_0_10_node_41 | 0.4 | n |  | TRUE
53 | bus_LV_293-39_0_10_node_48 | 0.4 | n |  | TRUE
54 | bus_LV_293-39_0_10_node_143 | 0.4 | n |  | TRUE
55 | bus_LV_293-39_0_10_node_42 | 0.4 | n |  | TRUE
56 | bus_LV_293-39_0_10_node_152 | 0.4 | n |  | TRUE
57 | bus_LV_293-39_0_10_node_49 | 0.4 | n |  | TRUE
58 | bus_LV_293-39_0_10_node_144 | 0.4 | n |  | TRUE
59 | bus_LV_293-39_0_10_node_153 | 0.4 | n |  | TRUE
60 | bus_LV_293-39_0_10_node_43 | 0.4 | n |  | TRUE
61 | bus_LV_293-39_0_10_node_44 | 0.4 | n |  | TRUE
62 | bus_LV_293-39_0_10_node_45 | 0.4 | n |  | TRUE
63 | bus_LV_293-39_0_10_node_46 | 0.4 | n |  | TRUE
64 | bus_LV_293-39_0_10_node_47 | 0.4 | n |  | TRUE
65 | bus_LV_293-39_0_10_node_64 | 0.4 | n |  | TRUE
66 | bus_LV_293-39_0_10_node_203 | 0.4 | n |  | TRUE
67 | bus_LV_293-39_0_10_node_65 | 0.4 | n |  | TRUE
68 | bus_LV_293-39_0_10_node_69 | 0.4 | n |  | TRUE
69 | bus_LV_293-39_0_10_node_50 | 0.4 | n |  | TRUE
70 | bus_LV_293-39_0_10_node_94 | 0.4 | n |  | TRUE
71 | bus_LV_293-39_0_10_node_59 | 0.4 | n |  | TRUE
72 | bus_LV_293-39_0_10_node_61 | 0.4 | n |  | TRUE
73 | bus_LV_293-39_0_10_node_202 | 0.4 | n |  | TRUE
74 | bus_LV_293-39_0_10_node_204 | 0.4 | n |  | TRUE
75 | bus_LV_293-39_0_10_node_135 | 0.4 | n |  | TRUE
76 | bus_LV_293-39_0_10_node_72 | 0.4 | n |  | TRUE
77 | bus_LV_293-39_0_10_node_71 | 0.4 | n |  | TRUE
78 | bus_LV_293-39_0_10_node_66 | 0.4 | n |  | TRUE
79 | bus_LV_293-39_0_10_node_67 | 0.4 | n |  | TRUE
80 | bus_LV_293-39_0_10_node_68 | 0.4 | n |  | TRUE
81 | bus_LV_293-39_0_10_node_70 | 0.4 | n |  | TRUE
82 | bus_LV_293-39_0_10_node_100 | 0.4 | n |  | TRUE
83 | bus_LV_293-39_0_10_node_101 | 0.4 | n |  | TRUE
84 | bus_LV_293-39_0_10_node_73 | 0.4 | n |  | TRUE
85 | bus_LV_293-39_0_10_node_74 | 0.4 | n |  | TRUE
86 | bus_LV_293-39_0_10_node_75 | 0.4 | n |  | TRUE
87 | bus_LV_293-39_0_10_node_76 | 0.4 | n |  | TRUE
88 | bus_LV_293-39_0_10_node_77 | 0.4 | n |  | TRUE
89 | bus_LV_293-39_0_10_node_78 | 0.4 | n |  | TRUE
90 | bus_LV_293-39_0_10_node_99 | 0.4 | n |  | TRUE
91 | bus_LV_293-39_0_10_node_97 | 0.4 | n |  | TRUE
92 | bus_LV_293-39_0_10_node_80 | 0.4 | n |  | TRUE
93 | bus_LV_293-39_0_10_node_130 | 0.4 | n |  | TRUE
94 | bus_LV_293-39_0_10_node_133 | 0.4 | n |  | TRUE
95 | bus_LV_293-39_0_10_node_129 | 0.4 | n |  | TRUE
96 | bus_LV_293-39_0_10_node_132 | 0.4 | n |  | TRUE
97 | bus_LV_293-39_0_10_node_126 | 0.4 | n |  | TRUE
98 | bus_LV_293-39_0_10_node_127 | 0.4 | n |  | TRUE
99 | bus_LV_293-39_0_10_node_124 | 0.4 | n |  | TRUE
100 | bus_LV_293-39_0_10_node_122 | 0.4 | n |  | TRUE
101 | bus_LV_293-39_0_10_node_82 | 0.4 | n |  | TRUE
102 | bus_LV_293-39_0_10_node_83 | 0.4 | n |  | TRUE
103 | bus_LV_293-39_0_10_node_84 | 0.4 | n |  | TRUE
104 | bus_LV_293-39_0_10_node_85 | 0.4 | n |  | TRUE
105 | bus_LV_293-39_0_10_node_86 | 0.4 | n |  | TRUE
106 | bus_LV_293-39_0_10_node_87 | 0.4 | n |  | TRUE
107 | bus_LV_293-39_0_10_node_89 | 0.4 | n |  | TRUE
108 | bus_LV_293-39_0_10_node_112 | 0.4 | n |  | TRUE
109 | bus_LV_293-39_0_10_node_111 | 0.4 | n |  | TRUE
110 | bus_LV_293-39_0_10_node_88 | 0.4 | n |  | TRUE
111 | bus_LV_293-39_0_10_node_157 | 0.4 | n |  | TRUE
112 | bus_LV_293-39_0_10_node_90 | 0.4 | n |  | TRUE
113 | bus_LV_293-39_0_10_node_91 | 0.4 | n |  | TRUE
114 | bus_LV_293-39_0_10_node_114 | 0.4 | n |  | TRUE
115 | bus_LV_293-39_0_10_node_116 | 0.4 | n |  | TRUE
116 | bus_LV_293-39_0_10_node_113 | 0.4 | n |  | TRUE
117 | bus_LV_293-39_0_10_node_110 | 0.4 | n |  | TRUE
118 | bus_LV_293-39_0_10_node_162 | 0.4 | n |  | TRUE
119 | bus_LV_293-39_0_10_node_155 | 0.4 | n |  | TRUE
120 | bus_LV_293-39_0_10_node_131 | 0.4 | n |  | TRUE
121 | bus_LV_293-39_0_10_node_182 | 0.4 | n |  | TRUE
122 | bus_LV_293-39_0_10_node_181 | 0.4 | n |  | TRUE
123 | bus_LV_293-39_0_10_node_95 | 0.4 | n |  | TRUE
124 | bus_LV_293-39_0_10_node_96 | 0.4 | n |  | TRUE
125 | bus_LV_293-39_0_10_node_98 | 0.4 | n |  | TRUE
126 | bus_LV_293-39_0_10_node_105 | 0.4 | n |  | TRUE
127 | bus_LV_293-39_0_10_node_102 | 0.4 | n |  | TRUE
128 | bus_LV_293-39_0_10_node_138 | 0.4 | n |  | TRUE
129 | bus_LV_293-39_0_10_node_137 | 0.4 | n |  | TRUE
130 | bus_LV_293-39_0_10_node_103 | 0.4 | n |  | TRUE
131 | bus_LV_293-39_0_10_node_125 | 0.4 | n |  | TRUE
132 | bus_LV_293-39_0_10_node_121 | 0.4 | n |  | TRUE
133 | bus_LV_293-39_0_10_node_123 | 0.4 | n |  | TRUE
134 | bus_LV_293-39_0_10_node_104 | 0.4 | n |  | TRUE
135 | bus_LV_293-39_0_10_node_106 | 0.4 | n |  | TRUE
136 | bus_LV_293-39_0_10_node_107 | 0.4 | n |  | TRUE
137 | bus_LV_293-39_0_10_node_139 | 0.4 | n |  | TRUE
138 | bus_LV_293-39_0_10_node_136 | 0.4 | n |  | TRUE
139 | bus_LV_293-39_0_10_node_108 | 0.4 | n |  | TRUE
140 | bus_LV_293-39_0_10_node_109 | 0.4 | n |  | TRUE
141 | bus_LV_293-39_0_10_node_115 | 0.4 | n |  | TRUE
142 | bus_LV_293-39_0_10_node_118 | 0.4 | n |  | TRUE
143 | bus_LV_293-39_0_10_node_117 | 0.4 | n |  | TRUE
144 | bus_LV_293-39_0_10_node_119 | 0.4 | n |  | TRUE
145 | bus_LV_293-39_0_10_node_120 | 0.4 | n |  | TRUE
146 | bus_LV_293-39_0_10_node_128 | 0.4 | n |  | TRUE
147 | bus_LV_293-39_0_10_node_140 | 0.4 | n |  | TRUE
148 | bus_LV_293-39_0_10_node_141 | 0.4 | n |  | TRUE
149 | bus_LV_293-39_0_10_node_142 | 0.4 | n |  | TRUE
150 | bus_LV_293-39_0_10_node_146 | 0.4 | n |  | TRUE
151 | bus_LV_293-39_0_10_node_145 | 0.4 | n |  | TRUE
152 | bus_LV_293-39_0_10_node_149 | 0.4 | n |  | TRUE
153 | bus_LV_293-39_0_10_node_147 | 0.4 | n |  | TRUE
154 | bus_LV_293-39_0_10_node_150 | 0.4 | n |  | TRUE
155 | bus_LV_293-39_0_10_node_148 | 0.4 | n |  | TRUE
156 | bus_LV_293-39_0_10_node_159 | 0.4 | n |  | TRUE
157 | bus_LV_293-39_0_10_node_151 | 0.4 | n |  | TRUE
158 | bus_LV_293-39_0_10_node_160 | 0.4 | n |  | TRUE
159 | bus_LV_293-39_0_10_node_154 | 0.4 | n |  | TRUE
160 | bus_LV_293-39_0_10_node_156 | 0.4 | n |  | TRUE
161 | bus_LV_293-39_0_10_node_158 | 0.4 | n |  | TRUE
162 | bus_LV_293-39_0_10_node_163 | 0.4 | n |  | TRUE
163 | bus_LV_293-39_0_10_node_164 | 0.4 | n |  | TRUE
164 | bus_LV_293-39_0_10_node_168 | 0.4 | n |  | TRUE
165 | bus_LV_293-39_0_10_node_165 | 0.4 | n |  | TRUE
166 | bus_LV_293-39_0_10_node_195 | 0.4 | n |  | TRUE
167 | bus_LV_293-39_0_10_node_161 | 0.4 | n |  | TRUE
168 | bus_LV_293-39_0_10_node_187 | 0.4 | n |  | TRUE
169 | bus_LV_293-39_0_10_node_186 | 0.4 | n |  | TRUE
170 | bus_LV_293-39_0_10_node_169 | 0.4 | n |  | TRUE
171 | bus_LV_293-39_0_10_node_166 | 0.4 | n |  | TRUE
172 | bus_LV_293-39_0_10_node_194 | 0.4 | n |  | TRUE
173 | bus_LV_293-39_0_10_node_167 | 0.4 | n |  | TRUE
174 | bus_LV_293-39_0_10_node_170 | 0.4 | n |  | TRUE
175 | bus_LV_293-39_0_10_node_171 | 0.4 | n |  | TRUE
176 | bus_LV_293-39_0_10_node_176 | 0.4 | n |  | TRUE
177 | bus_LV_293-39_0_10_node_177 | 0.4 | n |  | TRUE
178 | bus_LV_293-39_0_10_node_172 | 0.4 | n |  | TRUE
179 | bus_LV_293-39_0_10_node_173 | 0.4 | n |  | TRUE
180 | bus_LV_293-39_0_10_node_174 | 0.4 | n |  | TRUE
181 | bus_LV_293-39_0_10_node_175 | 0.4 | n |  | TRUE
182 | bus_LV_293-39_0_10_node_184 | 0.4 | n |  | TRUE
183 | bus_LV_293-39_0_10_node_185 | 0.4 | n |  | TRUE
184 | bus_LV_293-39_0_10_node_178 | 0.4 | n |  | TRUE
185 | bus_LV_293-39_0_10_node_179 | 0.4 | n |  | TRUE
186 | bus_LV_293-39_0_10_node_180 | 0.4 | n |  | TRUE
187 | bus_LV_293-39_0_10_node_188 | 0.4 | n |  | TRUE
188 | bus_LV_293-39_0_10_node_189 | 0.4 | n |  | TRUE
189 | bus_LV_293-39_0_10_node_190 | 0.4 | n |  | TRUE
190 | bus_LV_293-39_0_10_node_191 | 0.4 | n |  | TRUE
191 | bus_LV_293-39_0_10_node_192 | 0.4 | n |  | TRUE
192 | bus_LV_293-39_0_10_node_193 | 0.4 | n |  | TRUE
193 | bus_LV_293-39_0_10_node_196 | 0.4 | n |  | TRUE
194 | bus_LV_293-39_0_10_node_197 | 0.4 | n |  | TRUE
195 | bus_LV_293-39_0_10_node_199 | 0.4 | n |  | TRUE
196 | bus_LV_293-39_0_10_node_200 | 0.4 | n |  | TRUE
197 | bus_LV_293-39_0_10_node_201 | 0.4 | n |  | TRUE
198 | bus_MV_578_0_node_79 | 20 | n |  | TRUE

## load
| name | bus | p_mw | q_mvar | const_z_percent | const_i_percent | sn_mva | scaling | in_service | type
0 | LV_293-39_0_10_load_0 | 0 | 0.00089152 | 0.00022344 | 0 | 0 |  | 1 | TRUE | wye
1 | LV_293-39_0_10_load_1 | 1 | 0.00045679 | 0.00011448 | 0 | 0 |  | 1 | TRUE | wye
2 | LV_293-39_0_10_load_6 | 5 | 0.0010126 | 0.00025379 | 0 | 0 |  | 1 | TRUE | wye
3 | LV_293-39_0_10_load_7 | 6 | 0.0016882 | 0.00042311 | 0 | 0 |  | 1 | TRUE | wye
4 | LV_293-39_0_10_load_9 | 7 | 0.00061008 | 0.0001529 | 0 | 0 |  | 1 | TRUE | wye
5 | LV_293-39_0_10_load_8 | 8 | 0.00019195 | 4.8107e-05 | 0 | 0 |  | 1 | TRUE | wye
6 | LV_293-39_0_10_load_13 | 11 | 0.00028291 | 7.0905e-05 | 0 | 0 |  | 1 | TRUE | wye
7 | LV_293-39_0_10_load_24 | 12 | 0.00024541 | 6.1505e-05 | 0 | 0 |  | 1 | TRUE | wye
8 | LV_293-39_0_10_load_25 | 13 | 0.00026673 | 6.6848e-05 | 0 | 0 |  | 1 | TRUE | wye
9 | LV_293-39_0_10_load_14 | 14 | 0.0017115 | 0.00042895 | 0 | 0 |  | 1 | TRUE | wye
10 | LV_293-39_0_10_load_15 | 15 | 0.0017972 | 0.00045043 | 0 | 0 |  | 1 | TRUE | wye
11 | LV_293-39_0_10_load_16 | 16 | 0.0020374 | 0.00051062 | 0 | 0 |  | 1 | TRUE | wye
12 | LV_293-39_0_10_load_17 | 17 | 0.0016987 | 0.00042574 | 0 | 0 |  | 1 | TRUE | wye
13 | LV_293-39_0_10_load_18 | 18 | 0.0016017 | 0.00040143 | 0 | 0 |  | 1 | TRUE | wye
14 | LV_293-39_0_10_load_23 | 20 | 0.0027357 | 0.00068562 | 0 | 0 |  | 1 | TRUE | wye
15 | LV_293-39_0_10_load_134 | 21 | 0.0017756 | 0.000445 | 0 | 0 |  | 1 | TRUE | wye
16 | LV_293-39_0_10_load_27 | 23 | 0.0033071 | 0.00082884 | 0 | 0 |  | 1 | TRUE | wye
17 | LV_293-39_0_10_load_19 | 24 | 0.0007967 | 0.00019967 | 0 | 0 |  | 1 | TRUE | wye
18 | LV_293-39_0_10_load_20 | 25 | 0.00065021 | 0.00016296 | 0 | 0 |  | 1 | TRUE | wye
19 | LV_293-39_0_10_load_22 | 26 | 0.0011149 | 0.00027943 | 0 | 0 |  | 1 | TRUE | wye
20 | LV_293-39_0_10_load_34 | 29 | 0.012402 | 0.0031083 | 0 | 0 |  | 1 | TRUE | wye
21 | LV_293-39_0_10_load_26 | 31 | 0.00017212 | 4.3138e-05 | 0 | 0 |  | 1 | TRUE | wye
22 | LV_293-39_0_10_load_31 | 32 | 0.0016683 | 0.00041811 | 0 | 0 |  | 1 | TRUE | wye
23 | LV_293-39_0_10_load_58 | 36 | 0.012331 | 0.0030905 | 0 | 0 |  | 1 | TRUE | wye
24 | LV_293-39_0_10_load_63 | 38 | 0.0059702 | 0.0014963 | 0 | 0 |  | 1 | TRUE | wye
25 | LV_293-39_0_10_load_51 | 40 | 0.0062621 | 0.0015694 | 0 | 0 |  | 1 | TRUE | wye
26 | LV_293-39_0_10_load_32 | 41 | 0.0043857 | 0.0010992 | 0 | 0 |  | 1 | TRUE | wye
27 | LV_293-39_0_10_load_33 | 42 | 0.0067421 | 0.0016897 | 0 | 0 |  | 1 | TRUE | wye
28 | LV_293-39_0_10_load_35 | 43 | 0.0057459 | 0.0014401 | 0 | 0 |  | 1 | TRUE | wye
29 | LV_293-39_0_10_load_92 | 45 | 0.0052047 | 0.0013044 | 0 | 0 |  | 1 | TRUE | wye
30 | LV_293-39_0_10_load_93 | 46 | 0.0054251 | 0.0013596 | 0 | 0 |  | 1 | TRUE | wye
31 | LV_293-39_0_10_load_56 | 47 | 0.012228 | 0.0030647 | 0 | 0 |  | 1 | TRUE | wye
32 | LV_293-39_0_10_load_37 | 48 | 0.0023872 | 0.00059829 | 0 | 0 |  | 1 | TRUE | wye
33 | LV_293-39_0_10_load_38 | 49 | 0.0016838 | 0.000422 | 0 | 0 |  | 1 | TRUE | wye
34 | LV_293-39_0_10_load_40 | 51 | 0.0016091 | 0.00040327 | 0 | 0 |  | 1 | TRUE | wye
35 | LV_293-39_0_10_load_41 | 52 | 0.0017477 | 0.00043803 | 0 | 0 |  | 1 | TRUE | wye
36 | LV_293-39_0_10_load_48 | 53 | 0.0025145 | 0.00063018 | 0 | 0 |  | 1 | TRUE | wye
37 | LV_293-39_0_10_load_143 | 54 | 0.0016803 | 0.00042112 | 0 | 0 |  | 1 | TRUE | wye
38 | LV_293-39_0_10_load_42 | 55 | 0.0036655 | 0.00091867 | 0 | 0 |  | 1 | TRUE | wye
39 | LV_293-39_0_10_load_152 | 56 | 0.0030614 | 0.00076727 | 0 | 0 |  | 1 | TRUE | wye
40 | LV_293-39_0_10_load_49 | 57 | 0.0015137 | 0.00037936 | 0 | 0 |  | 1 | TRUE | wye
41 | LV_293-39_0_10_load_144 | 58 | 0.0035031 | 0.00087796 | 0 | 0 |  | 1 | TRUE | wye
42 | LV_293-39_0_10_load_43 | 60 | 0.0028881 | 0.00072383 | 0 | 0 |  | 1 | TRUE | wye
43 | LV_293-39_0_10_load_44 | 61 | 0.0085499 | 0.0021428 | 0 | 0 |  | 1 | TRUE | wye
44 | LV_293-39_0_10_load_46 | 63 | 0.0053956 | 0.0013523 | 0 | 0 |  | 1 | TRUE | wye
45 | LV_293-39_0_10_load_47 | 64 | 0.011296 | 0.0028311 | 0 | 0 |  | 1 | TRUE | wye
46 | LV_293-39_0_10_load_64 | 65 | 0.0071365 | 0.0017886 | 0 | 0 |  | 1 | TRUE | wye
47 | LV_293-39_0_10_load_65 | 67 | 0.0021816 | 0.00054675 | 0 | 0 |  | 1 | TRUE | wye
48 | LV_293-39_0_10_load_50 | 69 | 0.0025593 | 0.00064141 | 0 | 0 |  | 1 | TRUE | wye
49 | LV_293-39_0_10_load_94 | 70 | 0.0095762 | 0.0024 | 0 | 0 |  | 1 | TRUE | wye
50 | LV_293-39_0_10_load_59 | 71 | 0.0049277 | 0.001235 | 0 | 0 |  | 1 | TRUE | wye
51 | LV_293-39_0_10_load_202 | 73 | 0.0031877 | 0.00079892 | 0 | 0 |  | 1 | TRUE | wye
52 | LV_293-39_0_10_load_204 | 74 | 0.0086059 | 0.0021568 | 0 | 0 |  | 1 | TRUE | wye
53 | LV_293-39_0_10_load_135 | 75 | 0.0017212 | 0.00043138 | 0 | 0 |  | 1 | TRUE | wye
54 | LV_293-39_0_10_load_71 | 77 | 0.0019563 | 0.0004903 | 0 | 0 |  | 1 | TRUE | wye
55 | LV_293-39_0_10_load_66 | 78 | 0.0093485 | 0.002343 | 0 | 0 |  | 1 | TRUE | wye
56 | LV_293-39_0_10_load_67 | 79 | 0.032101 | 0.0080453 | 0 | 0 |  | 1 | TRUE | wye
57 | LV_293-39_0_10_load_68 | 80 | 0.0049793 | 0.0012479 | 0 | 0 |  | 1 | TRUE | wye
58 | LV_293-39_0_10_load_70 | 81 | 0.0033245 | 0.00083321 | 0 | 0 |  | 1 | TRUE | wye
59 | LV_293-39_0_10_load_100 | 82 | 0.0037328 | 0.00093554 | 0 | 0 |  | 1 | TRUE | wye
60 | LV_293-39_0_10_load_101 | 83 | 0.0014069 | 0.0003526 | 0 | 0 |  | 1 | TRUE | wye
61 | LV_293-39_0_10_load_74 | 85 | 0.007416 | 0.0018586 | 0 | 0 |  | 1 | TRUE | wye
62 | LV_293-39_0_10_load_75 | 86 | 0.00046165 | 0.0001157 | 0 | 0 |  | 1 | TRUE | wye
63 | LV_293-39_0_10_load_76 | 87 | 0.0034169 | 0.00085636 | 0 | 0 |  | 1 | TRUE | wye
64 | LV_293-39_0_10_load_99 | 90 | 0.012522 | 0.0031384 | 0 | 0 |  | 1 | TRUE | wye
65 | LV_293-39_0_10_load_130 | 93 | 0.0045383 | 0.0011374 | 0 | 0 |  | 1 | TRUE | wye
66 | LV_293-39_0_10_load_129 | 95 | 0.0030735 | 0.0007703 | 0 | 0 |  | 1 | TRUE | wye
67 | LV_293-39_0_10_load_132 | 96 | 0.0042191 | 0.0010574 | 0 | 0 |  | 1 | TRUE | wye
68 | LV_293-39_0_10_load_126 | 97 | 0.0020496 | 0.00051367 | 0 | 0 |  | 1 | TRUE | wye
69 | LV_293-39_0_10_load_127 | 98 | 0.0025145 | 0.0006302 | 0 | 0 |  | 1 | TRUE | wye
70 | LV_293-39_0_10_load_124 | 99 | 0.0034374 | 0.00086149 | 0 | 0 |  | 1 | TRUE | wye
71 | LV_293-39_0_10_load_122 | 100 | 0.0025039 | 0.00062753 | 0 | 0 |  | 1 | TRUE | wye
72 | LV_293-39_0_10_load_82 | 101 | 0.0046889 | 0.0011752 | 0 | 0 |  | 1 | TRUE | wye
73 | LV_293-39_0_10_load_83 | 102 | 0.003853 | 0.00096566 | 0 | 0 |  | 1 | TRUE | wye
74 | LV_293-39_0_10_load_85 | 104 | 0.0041551 | 0.0010414 | 0 | 0 |  | 1 | TRUE | wye
75 | LV_293-39_0_10_load_87 | 106 | 0.0033749 | 0.00084583 | 0 | 0 |  | 1 | TRUE | wye
76 | LV_293-39_0_10_load_112 | 108 | 0.0071757 | 0.0017984 | 0 | 0 |  | 1 | TRUE | wye
77 | LV_293-39_0_10_load_111 | 109 | 0.0029578 | 0.0007413 | 0 | 0 |  | 1 | TRUE | wye
78 | LV_293-39_0_10_load_88 | 110 | 0.010148 | 0.0025433 | 0 | 0 |  | 1 | TRUE | wye
79 | LV_293-39_0_10_load_90 | 112 | 0.0033274 | 0.00083391 | 0 | 0 |  | 1 | TRUE | wye
80 | LV_293-39_0_10_load_116 | 115 | 0.0028125 | 0.00070487 | 0 | 0 |  | 1 | TRUE | wye
81 | LV_293-39_0_10_load_110 | 117 | 0.0023209 | 0.00058166 | 0 | 0 |  | 1 | TRUE | wye
82 | LV_293-39_0_10_load_162 | 118 | 0.0016637 | 0.00041696 | 0 | 0 |  | 1 | TRUE | wye
83 | LV_293-39_0_10_load_155 | 119 | 0.004666 | 0.0011694 | 0 | 0 |  | 1 | TRUE | wye
84 | LV_293-39_0_10_load_131 | 120 | 0.0018086 | 0.00045328 | 0 | 0 |  | 1 | TRUE | wye
85 | LV_293-39_0_10_load_182 | 121 | 0.0033221 | 0.00083261 | 0 | 0 |  | 1 | TRUE | wye
86 | LV_293-39_0_10_load_95 | 123 | 0.0053711 | 0.0013461 | 0 | 0 |  | 1 | TRUE | wye
87 | LV_293-39_0_10_load_96 | 124 | 0.0048642 | 0.0012191 | 0 | 0 |  | 1 | TRUE | wye
88 | LV_293-39_0_10_load_102 | 127 | 0.0078676 | 0.0019718 | 0 | 0 |  | 1 | TRUE | wye
89 | LV_293-39_0_10_load_137 | 129 | 0.0029471 | 0.00073862 | 0 | 0 |  | 1 | TRUE | wye
90 | LV_293-39_0_10_load_103 | 130 | 0.0082237 | 0.0020611 | 0 | 0 |  | 1 | TRUE | wye
91 | LV_293-39_0_10_load_121 | 132 | 0.0020975 | 0.00052568 | 0 | 0 |  | 1 | TRUE | wye
92 | LV_293-39_0_10_load_123 | 133 | 0.0041971 | 0.0010519 | 0 | 0 |  | 1 | TRUE | wye
93 | LV_293-39_0_10_load_104 | 134 | 0.0080643 | 0.0020211 | 0 | 0 |  | 1 | TRUE | wye
94 | LV_293-39_0_10_load_106 | 135 | 0.0094994 | 0.0023808 | 0 | 0 |  | 1 | TRUE | wye
95 | LV_293-39_0_10_load_139 | 137 | 0.0033769 | 0.00084632 | 0 | 0 |  | 1 | TRUE | wye
96 | LV_293-39_0_10_load_136 | 138 | 0.001795 | 0.00044986 | 0 | 0 |  | 1 | TRUE | wye
97 | LV_293-39_0_10_load_108 | 139 | 0.0021243 | 0.00053239 | 0 | 0 |  | 1 | TRUE | wye
98 | LV_293-39_0_10_load_109 | 140 | 0.0019493 | 0.00048854 | 0 | 0 |  | 1 | TRUE | wye
99 | LV_293-39_0_10_load_115 | 141 | 0.019115 | 0.0047908 | 0 | 0 |  | 1 | TRUE | wye
100 | LV_293-39_0_10_load_119 | 144 | 0.0037801 | 0.00094738 | 0 | 0 |  | 1 | TRUE | wye
101 | LV_293-39_0_10_load_120 | 145 | 0.0026198 | 0.0006566 | 0 | 0 |  | 1 | TRUE | wye
102 | LV_293-39_0_10_load_128 | 146 | 0.0033125 | 0.00083019 | 0 | 0 |  | 1 | TRUE | wye
103 | LV_293-39_0_10_load_142 | 149 | 0.0022108 | 0.00055409 | 0 | 0 |  | 1 | TRUE | wye
104 | LV_293-39_0_10_load_146 | 150 | 0.0034387 | 0.00086182 | 0 | 0 |  | 1 | TRUE | wye
105 | LV_293-39_0_10_load_145 | 151 | 0.002948 | 0.00073883 | 0 | 0 |  | 1 | TRUE | wye
106 | LV_293-39_0_10_load_149 | 152 | 0.0038227 | 0.00095807 | 0 | 0 |  | 1 | TRUE | wye
107 | LV_293-39_0_10_load_147 | 153 | 0.0019414 | 0.00048655 | 0 | 0 |  | 1 | TRUE | wye
108 | LV_293-39_0_10_load_150 | 154 | 0.0034709 | 0.00086988 | 0 | 0 |  | 1 | TRUE | wye
109 | LV_293-39_0_10_load_148 | 155 | 0.0022328 | 0.0005596 | 0 | 0 |  | 1 | TRUE | wye
110 | LV_293-39_0_10_load_159 | 156 | 0.002271 | 0.00056916 | 0 | 0 |  | 1 | TRUE | wye
111 | LV_293-39_0_10_load_151 | 157 | 0.00405 | 0.001015 | 0 | 0 |  | 1 | TRUE | wye
112 | LV_293-39_0_10_load_154 | 159 | 0.0029378 | 0.00073628 | 0 | 0 |  | 1 | TRUE | wye
113 | LV_293-39_0_10_load_156 | 160 | 0.0036343 | 0.00091083 | 0 | 0 |  | 1 | TRUE | wye
114 | LV_293-39_0_10_load_163 | 162 | 0.0027785 | 0.00069636 | 0 | 0 |  | 1 | TRUE | wye
115 | LV_293-39_0_10_load_164 | 163 | 0.0039895 | 0.00099987 | 0 | 0 |  | 1 | TRUE | wye
116 | LV_293-39_0_10_load_168 | 164 | 0.0019992 | 0.00050106 | 0 | 0 |  | 1 | TRUE | wye
117 | LV_293-39_0_10_load_165 | 165 | 0.0030134 | 0.00075524 | 0 | 0 |  | 1 | TRUE | wye
118 | LV_293-39_0_10_load_195 | 166 | 0.0046365 | 0.001162 | 0 | 0 |  | 1 | TRUE | wye
119 | LV_293-39_0_10_load_161 | 167 | 0.0040372 | 0.0010118 | 0 | 0 |  | 1 | TRUE | wye
120 | LV_293-39_0_10_load_187 | 168 | 0.0029234 | 0.00073267 | 0 | 0 |  | 1 | TRUE | wye
121 | LV_293-39_0_10_load_186 | 169 | 0.0030783 | 0.00077148 | 0 | 0 |  | 1 | TRUE | wye
122 | LV_293-39_0_10_load_169 | 170 | 0.0016039 | 0.00040197 | 0 | 0 |  | 1 | TRUE | wye
123 | LV_293-39_0_10_load_166 | 171 | 0.0026989 | 0.00067641 | 0 | 0 |  | 1 | TRUE | wye
124 | LV_293-39_0_10_load_167 | 173 | 0.0026576 | 0.00066605 | 0 | 0 |  | 1 | TRUE | wye
125 | LV_293-39_0_10_load_170 | 174 | 0.0047492 | 0.0011903 | 0 | 0 |  | 1 | TRUE | wye
126 | LV_293-39_0_10_load_171 | 175 | 0.0021299 | 0.00053381 | 0 | 0 |  | 1 | TRUE | wye
127 | LV_293-39_0_10_load_176 | 176 | 0.0016879 | 0.00042304 | 0 | 0 |  | 1 | TRUE | wye
128 | LV_293-39_0_10_load_177 | 177 | 0.0016177 | 0.00040544 | 0 | 0 |  | 1 | TRUE | wye
129 | LV_293-39_0_10_load_172 | 178 | 0.0031653 | 0.0007933 | 0 | 0 |  | 1 | TRUE | wye
130 | LV_293-39_0_10_load_173 | 179 | 0.002122 | 0.00053183 | 0 | 0 |  | 1 | TRUE | wye
131 | LV_293-39_0_10_load_174 | 180 | 0.0018204 | 0.00045624 | 0 | 0 |  | 1 | TRUE | wye
132 | LV_293-39_0_10_load_175 | 181 | 0.0023744 | 0.00059509 | 0 | 0 |  | 1 | TRUE | wye
133 | LV_293-39_0_10_load_184 | 182 | 0.0023081 | 0.00057846 | 0 | 0 |  | 1 | TRUE | wye
134 | LV_293-39_0_10_load_185 | 183 | 0.0029809 | 0.00074709 | 0 | 0 |  | 1 | TRUE | wye
135 | LV_293-39_0_10_load_178 | 184 | 0.0021668 | 0.00054306 | 0 | 0 |  | 1 | TRUE | wye
136 | LV_293-39_0_10_load_179 | 185 | 0.0025872 | 0.00064841 | 0 | 0 |  | 1 | TRUE | wye
137 | LV_293-39_0_10_load_180 | 186 | 0.0048025 | 0.0012036 | 0 | 0 |  | 1 | TRUE | wye
138 | LV_293-39_0_10_load_188 | 187 | 0.0030805 | 0.00077204 | 0 | 0 |  | 1 | TRUE | wye
139 | LV_293-39_0_10_load_189 | 188 | 0.0033064 | 0.00082867 | 0 | 0 |  | 1 | TRUE | wye
140 | LV_293-39_0_10_load_190 | 189 | 0.0025337 | 0.00063499 | 0 | 0 |  | 1 | TRUE | wye
141 | LV_293-39_0_10_load_191 | 190 | 0.0023888 | 0.00059868 | 0 | 0 |  | 1 | TRUE | wye
142 | LV_293-39_0_10_load_192 | 191 | 0.0048419 | 0.0012135 | 0 | 0 |  | 1 | TRUE | wye
143 | LV_293-39_0_10_load_193 | 192 | 0.00659 | 0.0016516 | 0 | 0 |  | 1 | TRUE | wye
144 | LV_293-39_0_10_load_196 | 193 | 0.0017691 | 0.00044337 | 0 | 0 |  | 1 | TRUE | wye
145 | LV_293-39_0_10_load_197 | 194 | 0.0018181 | 0.00045567 | 0 | 0 |  | 1 | TRUE | wye
146 | LV_293-39_0_10_load_199 | 195 | 0.0018553 | 0.00046498 | 0 | 0 |  | 1 | TRUE | wye
147 | LV_293-39_0_10_load_200 | 196 | 0.0019448 | 0.0004874 | 0 | 0 |  | 1 | TRUE | wye
148 | LV_293-39_0_10_load_201 | 197 | 0.0030495 | 0.00076427 | 0 | 0 |  | 1 | TRUE | wye

## ext_grid
| name | bus | vm_pu | va_degree | slack_weight | in_service
0 |  | 127 | 1 | 0 | 1 | TRUE

## line
| name | std_type | from_bus | to_bus | length_km | r_ohm_per_km | x_ohm_per_km | c_nf_per_km | g_us_per_km | max_i_ka | df | parallel | type | in_service
0 | LV_293-39_0_10_line_0 |  | 0 | 1 | 0.0025454 | 0.125 | 0.08 | 261 | 0 | 0.364 | 1 | 1 | cs | TRUE
1 | LV_293-39_0_10_line_1 |  | 0 | 2 | 0.018933 | 0.125 | 0.08 | 261 | 0 | 0.364 | 1 | 1 | cs | TRUE
2 | LV_293-39_0_10_line_2 |  | 1 | 3 | 0.015586 | 0.125 | 0.08 | 261 | 0 | 0.364 | 1 | 1 | cs | TRUE
3 | LV_293-39_0_10_line_3 |  | 2 | 4 | 0.027125 | 0.125 | 0.08 | 261 | 0 | 0.364 | 1 | 1 | cs | TRUE
4 | LV_293-39_0_10_line_4 |  | 3 | 5 | 0.021606 | 0.125 | 0.08 | 261 | 0 | 0.364 | 1 | 1 | cs | TRUE
5 | LV_293-39_0_10_line_5 |  | 3 | 6 | 0.028318 | 0.125 | 0.08 | 261 | 0 | 0.364 | 1 | 1 | cs | TRUE
6 | LV_293-39_0_10_line_6 |  | 4 | 7 | 0.033804 | 0.125 | 0.08 | 261 | 0 | 0.364 | 1 | 1 | cs | TRUE
7 | LV_293-39_0_10_line_7 |  | 5 | 8 | 0.010788 | 0.125 | 0.08 | 261 | 0 | 0.364 | 1 | 1 | cs | TRUE
8 | LV_293-39_0_10_line_8 |  | 7 | 9 | 0.06263 | 0.125 | 0.08 | 261 | 0 | 0.364 | 1 | 1 | cs | TRUE
9 | LV_293-39_0_10_line_9 |  | 9 | 10 | 0.049212 | 0.125 | 0.08 | 261 | 0 | 0.364 | 1 | 1 | cs | TRUE
10 | LV_293-39_0_10_line_10 |  | 10 | 11 | 0.09779 | 0.125 | 0.08 | 261 | 0 | 0.364 | 1 | 1 | cs | TRUE
11 | LV_293-39_0_10_line_11 |  | 10 | 12 | 0.023471 | 0.125 | 0.08 | 261 | 0 | 0.364 | 1 | 1 | cs | TRUE
12 | LV_293-39_0_10_line_12 |  | 12 | 13 | 0.014125 | 0.125 | 0.08 | 261 | 0 | 0.364 | 1 | 1 | cs | TRUE
13 | LV_293-39_0_10_line_13 |  | 13 | 31 | 0.045819 | 0.125 | 0.08 | 261 | 0 | 0.364 | 1 | 1 | cs | TRUE
14 | LV_293-39_0_10_line_14 |  | 14 | 15 | 0.021765 | 0.125 | 0.08 | 261 | 0 | 0.364 | 1 | 5 | cs | TRUE
15 | LV_293-39_0_10_line_15 |  | 14 | 16 | 0.0064227 | 0.125 | 0.08 | 261 | 0 | 0.364 | 1 | 5 | cs | TRUE
16 | LV_293-39_0_10_line_16 |  | 15 | 17 | 0.0096564 | 0.125 | 0.08 | 261 | 0 | 0.364 | 1 | 5 | cs | TRUE
17 | LV_293-39_0_10_line_17 |  | 16 | 18 | 0.011305 | 0.125 | 0.08 | 261 | 0 | 0.364 | 1 | 5 | cs | TRUE
18 | LV_293-39_0_10_line_18 |  | 17 | 19 | 0.0098553 | 0.125 | 0.08 | 261 | 0 | 0.364 | 1 | 5 | cs | TRUE
19 | LV_293-39_0_10_line_19 |  | 18 | 20 | 0.013823 | 0.125 | 0.08 | 261 | 0 | 0.364 | 1 | 5 | cs | TRUE
20 | LV_293-39_0_10_line_20 |  | 19 | 21 | 0.00053834 | 0.125 | 0.08 | 261 | 0 | 0.364 | 1 | 5 | cs | TRUE
21 | LV_293-39_0_10_line_21 |  | 19 | 22 | 0.031828 | 0.125 | 0.08 | 261 | 0 | 0.364 | 1 | 1 | cs | TRUE
22 | LV_293-39_0_10_line_22 |  | 20 | 23 | 0.024213 | 0.125 | 0.08 | 261 | 0 | 0.364 | 1 | 5 | cs | TRUE
23 | LV_293-39_0_10_line_23 |  | 21 | 75 | 0.014238 | 0.125 | 0.08 | 261 | 0 | 0.364 | 1 | 5 | cs | TRUE
24 | LV_293-39_0_10_line_24 |  | 22 | 72 | 0.001075 | 0.125 | 0.08 | 261 | 0 | 0.364 | 1 | 1 | cs | TRUE
25 | LV_293-39_0_10_line_25 |  | 22 | 71 | 0.021015 | 0.125 | 0.08 | 261 | 0 | 0.364 | 1 | 1 | cs | TRUE
26 | LV_293-39_0_10_line_26 |  | 23 | 30 | 0.0058517 | 0.125 | 0.08 | 261 | 0 | 0.364 | 1 | 5 | cs | TRUE
27 | LV_293-39_0_10_line_27 |  | 24 | 25 | 0.01503 | 0.125 | 0.08 | 261 | 0 | 0.364 | 1 | 1 | cs | TRUE
28 | LV_293-39_0_10_line_28 |  | 25 | 26 | 0.019264 | 0.125 | 0.08 | 261 | 0 | 0.364 | 1 | 1 | cs | TRUE
29 | LV_293-39_0_10_line_29 |  | 26 | 27 | 0.0062941 | 0.125 | 0.08 | 261 | 0 | 0.364 | 1 | 1 | cs | TRUE
30 | LV_293-39_0_10_line_30 |  | 27 | 28 | 0.012803 | 0.125 | 0.08 | 261 | 0 | 0.364 | 1 | 5 | cs | TRUE
31 | LV_293-39_0_10_line_31 |  | 27 | 29 | 0.034855 | 0.125 | 0.08 | 261 | 0 | 0.364 | 1 | 5 | cs | TRUE
32 | LV_293-39_0_10_line_32 |  | 28 | 47 | 0.016378 | 0.125 | 0.08 | 261 | 0 | 0.364 | 1 | 5 | cs | TRUE
33 | LV_293-39_0_10_line_33 |  | 29 | 41 | 0.015381 | 0.125 | 0.08 | 261 | 0 | 0.364 | 1 | 5 | cs | TRUE
34 | LV_293-39_0_10_line_34 |  | 30 | 33 | 0.015565 | 0.125 | 0.08 | 261 | 0 | 0.364 | 1 | 1 | cs | TRUE
35 | LV_293-39_0_10_line_35 |  | 30 | 34 | 0.033014 | 0.125 | 0.08 | 261 | 0 | 0.364 | 1 | 5 | cs | TRUE
36 | LV_293-39_0_10_line_36 |  | 31 | 32 | 4.9472e-05 | 0.125 | 0.08 | 261 | 0 | 0.364 | 1 | 1 | cs | TRUE
37 | LV_293-39_0_10_line_37 |  | 32 | 33 | 0.044373 | 0.125 | 0.08 | 261 | 0 | 0.364 | 1 | 1 | cs | TRUE
38 | LV_293-39_0_10_line_38 |  | 34 | 35 | 0.03144 | 0.125 | 0.08 | 261 | 0 | 0.364 | 1 | 5 | cs | TRUE
39 | LV_293-39_0_10_line_39 |  | 34 | 36 | 0.016035 | 0.125 | 0.08 | 261 | 0 | 0.364 | 1 | 1 | cs | TRUE
40 | LV_293-39_0_10_line_40 |  | 35 | 39 | 0.007706 | 0.125 | 0.08 | 261 | 0 | 0.364 | 1 | 5 | cs | TRUE
41 | LV_293-39_0_10_line_41 |  | 35 | 40 | 0.0098486 | 0.125 | 0.08 | 261 | 0 | 0.364 | 1 | 1 | cs | TRUE
42 | LV_293-39_0_10_line_42 |  | 37 | 38 | 0.007974 | 0.125 | 0.08 | 261 | 0 | 0.364 | 1 | 1 | cs | TRUE
43 | LV_293-39_0_10_line_43 |  | 37 | 39 | 0.028382 | 0.125 | 0.08 | 261 | 0 | 0.364 | 1 | 1 | cs | TRUE
44 | LV_293-39_0_10_line_44 |  | 39 | 47 | 0.021287 | 0.125 | 0.08 | 261 | 0 | 0.364 | 1 | 5 | cs | TRUE
45 | LV_293-39_0_10_line_45 |  | 41 | 42 | 0.025124 | 0.125 | 0.08 | 261 | 0 | 0.364 | 1 | 5 | cs | TRUE
46 | LV_293-39_0_10_line_46 |  | 42 | 43 | 0.0075287 | 0.125 | 0.08 | 261 | 0 | 0.364 | 1 | 5 | cs | TRUE
47 | LV_293-39_0_10_line_47 |  | 43 | 44 | 0.0072155 | 0.125 | 0.08 | 261 | 0 | 0.364 | 1 | 5 | cs | TRUE
48 | LV_293-39_0_10_line_48 |  | 44 | 45 | 0.010222 | 0.125 | 0.08 | 261 | 0 | 0.364 | 1 | 5 | cs | TRUE
49 | LV_293-39_0_10_line_49 |  | 44 | 46 | 0.011375 | 0.125 | 0.08 | 261 | 0 | 0.364 | 1 | 1 | cs | TRUE
50 | LV_293-39_0_10_line_50 |  | 45 | 70 | 0.021469 | 0.125 | 0.08 | 261 | 0 | 0.364 | 1 | 5 | cs | TRUE
51 | LV_293-39_0_10_line_51 |  | 48 | 49 | 0.0028717 | 0.125 | 0.08 | 261 | 0 | 0.364 | 1 | 1 | cs | TRUE
52 | LV_293-39_0_10_line_52 |  | 48 | 50 | 0.025355 | 0.125 | 0.08 | 261 | 0 | 0.364 | 1 | 1 | cs | TRUE
53 | LV_293-39_0_10_line_53 |  | 49 | 51 | 0.011825 | 0.125 | 0.08 | 261 | 0 | 0.364 | 1 | 1 | cs | TRUE
54 | LV_293-39_0_10_line_54 |  | 50 | 52 | 0.016376 | 0.125 | 0.08 | 261 | 0 | 0.364 | 1 | 1 | cs | TRUE
55 | LV_293-39_0_10_line_55 |  | 51 | 53 | 0.0057421 | 0.125 | 0.08 | 261 | 0 | 0.364 | 1 | 1 | cs | TRUE
56 | LV_293-39_0_10_line_56 |  | 52 | 54 | 0.0087295 | 0.125 | 0.08 | 261 | 0 | 0.364 | 1 | 1 | cs | TRUE
57 | LV_293-39_0_10_line_57 |  | 53 | 57 | 0.0056303 | 0.125 | 0.08 | 261 | 0 | 0.364 | 1 | 1 | cs | TRUE
58 | LV_293-39_0_10_line_58 |  | 54 | 58 | 0.0028437 | 0.125 | 0.08 | 261 | 0 | 0.364 | 1 | 1 | cs | TRUE
59 | LV_293-39_0_10_line_59 |  | 55 | 56 | 0.02727 | 0.125 | 0.08 | 261 | 0 | 0.364 | 1 | 1 | cs | TRUE
60 | LV_293-39_0_10_line_60 |  | 56 | 59 | 0.011196 | 0.125 | 0.08 | 261 | 0 | 0.364 | 1 | 1 | cs | TRUE
61 | LV_293-39_0_10_line_61 |  | 57 | 69 | 0.014417 | 0.125 | 0.08 | 261 | 0 | 0.364 | 1 | 1 | cs | TRUE
62 | LV_293-39_0_10_line_62 |  | 58 | 151 | 0.0076585 | 0.125 | 0.08 | 261 | 0 | 0.364 | 1 | 1 | cs | TRUE
63 | LV_293-39_0_10_line_63 |  | 59 | 156 | 0.039218 | 0.125 | 0.08 | 261 | 0 | 0.364 | 1 | 1 | cs | TRUE
64 | LV_293-39_0_10_line_64 |  | 59 | 155 | 0.012423 | 0.125 | 0.08 | 261 | 0 | 0.364 | 1 | 1 | cs | TRUE
65 | LV_293-39_0_10_line_65 |  | 60 | 61 | 0.053188 | 0.125 | 0.08 | 261 | 0 | 0.364 | 1 | 1 | cs | TRUE
66 | LV_293-39_0_10_line_66 |  | 60 | 62 | 0.051242 | 0.125 | 0.08 | 261 | 0 | 0.364 | 1 | 1 | cs | TRUE
67 | LV_293-39_0_10_line_67 |  | 61 | 63 | 0.035448 | 0.125 | 0.08 | 261 | 0 | 0.364 | 1 | 1 | cs | TRUE
68 | LV_293-39_0_10_line_68 |  | 62 | 64 | 0.040756 | 0.125 | 0.08 | 261 | 0 | 0.364 | 1 | 5 | cs | TRUE
69 | LV_293-39_0_10_line_69 |  | 63 | 65 | 0.048864 | 0.125 | 0.08 | 261 | 0 | 0.364 | 1 | 1 | cs | TRUE
70 | LV_293-39_0_10_line_70 |  | 64 | 66 | 0.035446 | 0.125 | 0.08 | 261 | 0 | 0.364 | 1 | 5 | cs | TRUE
71 | LV_293-39_0_10_line_71 |  | 65 | 67 | 0.028641 | 0.125 | 0.08 | 261 | 0 | 0.364 | 1 | 1 | cs | TRUE
72 | LV_293-39_0_10_line_72 |  | 66 | 68 | 0.022642 | 0.125 | 0.08 | 261 | 0 | 0.364 | 1 | 5 | cs | TRUE
73 | LV_293-39_0_10_line_73 |  | 67 | 76 | 0.030615 | 0.125 | 0.08 | 261 | 0 | 0.364 | 1 | 1 | cs | TRUE
74 | LV_293-39_0_10_line_74 |  | 68 | 79 | 0.03665 | 0.125 | 0.08 | 261 | 0 | 0.364 | 1 | 5 | cs | TRUE
75 | LV_293-39_0_10_line_75 |  | 70 | 123 | 0.0059156 | 0.125 | 0.08 | 261 | 0 | 0.364 | 1 | 5 | cs | TRUE
76 | LV_293-39_0_10_line_76 |  | 72 | 73 | 0.01436 | 0.125 | 0.08 | 261 | 0 | 0.364 | 1 | 1 | cs | TRUE
77 | LV_293-39_0_10_line_77 |  | 73 | 74 | 0.020933 | 0.125 | 0.08 | 261 | 0 | 0.364 | 1 | 1 | cs | TRUE
78 | LV_293-39_0_10_line_78 |  | 75 | 138 | 0.011625 | 0.125 | 0.08 | 261 | 0 | 0.364 | 1 | 5 | cs | TRUE
79 | LV_293-39_0_10_line_79 |  | 76 | 77 | 0.01701 | 0.125 | 0.08 | 261 | 0 | 0.364 | 1 | 1 | cs | TRUE
80 | LV_293-39_0_10_line_80 |  | 78 | 79 | 0.041918 | 0.125 | 0.08 | 261 | 0 | 0.364 | 1 | 5 | cs | TRUE
81 | LV_293-39_0_10_line_81 |  | 78 | 80 | 0.012677 | 0.125 | 0.08 | 261 | 0 | 0.364 | 1 | 5 | cs | TRUE
82 | LV_293-39_0_10_line_82 |  | 80 | 81 | 0.030764 | 0.125 | 0.08 | 261 | 0 | 0.364 | 1 | 5 | cs | TRUE
83 | LV_293-39_0_10_line_83 |  | 81 | 82 | 0.00068888 | 0.125 | 0.08 | 261 | 0 | 0.364 | 1 | 5 | cs | TRUE
84 | LV_293-39_0_10_line_84 |  | 82 | 83 | 0.030495 | 0.125 | 0.08 | 261 | 0 | 0.364 | 1 | 5 | cs | TRUE
85 | LV_293-39_0_10_line_85 |  | 83 | 89 | 0.041666 | 0.125 | 0.08 | 261 | 0 | 0.364 | 1 | 5 | cs | TRUE
86 | LV_293-39_0_10_line_86 |  | 84 | 85 | 0.036675 | 0.125 | 0.08 | 261 | 0 | 0.364 | 1 | 1 | cs | TRUE
87 | LV_293-39_0_10_line_87 |  | 84 | 86 | 0.011958 | 0.125 | 0.08 | 261 | 0 | 0.364 | 1 | 1 | cs | TRUE
88 | LV_293-39_0_10_line_88 |  | 85 | 87 | 0.011123 | 0.125 | 0.08 | 261 | 0 | 0.364 | 1 | 1 | cs | TRUE
89 | LV_293-39_0_10_line_89 |  | 87 | 88 | 0.022317 | 0.125 | 0.08 | 261 | 0 | 0.364 | 1 | 1 | cs | TRUE
90 | LV_293-39_0_10_line_90 |  | 88 | 89 | 0.008658 | 0.125 | 0.08 | 261 | 0 | 0.364 | 1 | 1 | cs | TRUE
91 | LV_293-39_0_10_line_91 |  | 89 | 90 | 0.038362 | 0.125 | 0.08 | 261 | 0 | 0.364 | 1 | 5 | cs | TRUE
92 | LV_293-39_0_10_line_92 |  | 90 | 91 | 0.016727 | 0.125 | 0.08 | 261 | 0 | 0.364 | 1 | 5 | cs | TRUE
93 | LV_293-39_0_10_line_93 |  | 91 | 124 | 0.0069416 | 0.125 | 0.08 | 261 | 0 | 0.364 | 1 | 5 | cs | TRUE
94 | LV_293-39_0_10_line_94 |  | 92 | 93 | 0.010066 | 0.125 | 0.08 | 261 | 0 | 0.364 | 1 | 1 | cs | TRUE
95 | LV_293-39_0_10_line_95 |  | 92 | 94 | 0.022483 | 0.125 | 0.08 | 261 | 0 | 0.364 | 1 | 1 | cs | TRUE
96 | LV_293-39_0_10_line_96 |  | 93 | 95 | 0.017426 | 0.125 | 0.08 | 261 | 0 | 0.364 | 1 | 1 | cs | TRUE
97 | LV_293-39_0_10_line_97 |  | 94 | 96 | 0.02205 | 0.125 | 0.08 | 261 | 0 | 0.364 | 1 | 1 | cs | TRUE
98 | LV_293-39_0_10_line_98 |  | 95 | 146 | 0.034099 | 0.125 | 0.08 | 261 | 0 | 0.364 | 1 | 1 | cs | TRUE
99 | LV_293-39_0_10_line_99 |  | 96 | 120 | 0.025984 | 0.125 | 0.08 | 261 | 0 | 0.364 | 1 | 1 | cs | TRUE
100 | LV_293-39_0_10_line_100 |  | 97 | 98 | 0.024331 | 0.125 | 0.08 | 261 | 0 | 0.364 | 1 | 1 | cs | TRUE
101 | LV_293-39_0_10_line_101 |  | 98 | 142 | 0.013989 | 0.125 | 0.08 | 261 | 0 | 0.364 | 1 | 1 | cs | TRUE
102 | LV_293-39_0_10_line_102 |  | 99 | 100 | 0.025288 | 0.125 | 0.08 | 261 | 0 | 0.364 | 1 | 1 | cs | TRUE
103 | LV_293-39_0_10_line_103 |  | 100 | 133 | 0.025731 | 0.125 | 0.08 | 261 | 0 | 0.364 | 1 | 1 | cs | TRUE
104 | LV_293-39_0_10_line_104 |  | 101 | 102 | 0.037755 | 0.125 | 0.08 | 261 | 0 | 0.364 | 1 | 1 | cs | TRUE
105 | LV_293-39_0_10_line_105 |  | 101 | 103 | 0.021827 | 0.125 | 0.08 | 261 | 0 | 0.364 | 1 | 1 | cs | TRUE
106 | LV_293-39_0_10_line_106 |  | 102 | 104 | 0.030654 | 0.125 | 0.08 | 261 | 0 | 0.364 | 1 | 1 | cs | TRUE
107 | LV_293-39_0_10_line_107 |  | 103 | 105 | 0.009327 | 0.125 | 0.08 | 261 | 0 | 0.364 | 1 | 1 | cs | TRUE
108 | LV_293-39_0_10_line_108 |  | 103 | 106 | 0.017909 | 0.125 | 0.08 | 261 | 0 | 0.364 | 1 | 1 | cs | TRUE
109 | LV_293-39_0_10_line_109 |  | 104 | 107 | 0.0041078 | 0.125 | 0.08 | 261 | 0 | 0.364 | 1 | 1 | cs | TRUE
110 | LV_293-39_0_10_line_110 |  | 105 | 108 | 0.016228 | 0.125 | 0.08 | 261 | 0 | 0.364 | 1 | 1 | cs | TRUE
111 | LV_293-39_0_10_line_111 |  | 106 | 109 | 0.00028403 | 0.125 | 0.08 | 261 | 0 | 0.364 | 1 | 1 | cs | TRUE
112 | LV_293-39_0_10_line_112 |  | 107 | 112 | 0.0078458 | 0.125 | 0.08 | 261 | 0 | 0.364 | 1 | 1 | cs | TRUE
113 | LV_293-39_0_10_line_113 |  | 107 | 113 | 0.012804 | 0.125 | 0.08 | 261 | 0 | 0.364 | 1 | 1 | cs | TRUE
114 | LV_293-39_0_10_line_114 |  | 108 | 116 | 0.014427 | 0.125 | 0.08 | 261 | 0 | 0.364 | 1 | 1 | cs | TRUE
115 | LV_293-39_0_10_line_115 |  | 109 | 117 | 0.030595 | 0.125 | 0.08 | 261 | 0 | 0.364 | 1 | 1 | cs | TRUE
116 | LV_293-39_0_10_line_116 |  | 110 | 111 | 0.019618 | 0.125 | 0.08 | 261 | 0 | 0.364 | 1 | 1 | cs | TRUE
117 | LV_293-39_0_10_line_117 |  | 111 | 118 | 0.012802 | 0.125 | 0.08 | 261 | 0 | 0.364 | 1 | 1 | cs | TRUE
118 | LV_293-39_0_10_line_118 |  | 111 | 119 | 0.019117 | 0.125 | 0.08 | 261 | 0 | 0.364 | 1 | 1 | cs | TRUE
119 | LV_293-39_0_10_line_119 |  | 112 | 120 | 0.017566 | 0.125 | 0.08 | 261 | 0 | 0.364 | 1 | 1 | cs | TRUE
120 | LV_293-39_0_10_line_120 |  | 113 | 121 | 0.026963 | 0.125 | 0.08 | 261 | 0 | 0.364 | 1 | 1 | cs | TRUE
121 | LV_293-39_0_10_line_121 |  | 114 | 115 | 0.0063073 | 0.125 | 0.08 | 261 | 0 | 0.364 | 1 | 1 | cs | TRUE
122 | LV_293-39_0_10_line_122 |  | 114 | 116 | 0.004852 | 0.125 | 0.08 | 261 | 0 | 0.364 | 1 | 1 | cs | TRUE
123 | LV_293-39_0_10_line_123 |  | 115 | 143 | 0.026079 | 0.125 | 0.08 | 261 | 0 | 0.364 | 1 | 1 | cs | TRUE
124 | LV_293-39_0_10_line_124 |  | 117 | 139 | 0.0020694 | 0.125 | 0.08 | 261 | 0 | 0.364 | 1 | 1 | cs | TRUE
125 | LV_293-39_0_10_line_125 |  | 118 | 164 | 0.009685 | 0.125 | 0.08 | 261 | 0 | 0.364 | 1 | 1 | cs | TRUE
126 | LV_293-39_0_10_line_126 |  | 121 | 122 | 0.021051 | 0.125 | 0.08 | 261 | 0 | 0.364 | 1 | 1 | cs | TRUE
127 | LV_293-39_0_10_line_127 |  | 122 | 186 | 0.010381 | 0.125 | 0.08 | 261 | 0 | 0.364 | 1 | 1 | cs | TRUE
128 | LV_293-39_0_10_line_128 |  | 123 | 124 | 0.016469 | 0.125 | 0.08 | 261 | 0 | 0.364 | 1 | 5 | cs | TRUE
129 | LV_293-39_0_10_line_129 |  | 125 | 126 | 0.040541 | 0.125 | 0.08 | 261 | 0 | 0.364 | 1 | 5 | cs | TRUE
130 | LV_293-39_0_10_line_130 |  | 125 | 127 | 0.0090685 | 0.125 | 0.08 | 261 | 0 | 0.364 | 1 | 5 | cs | TRUE
131 | LV_293-39_0_10_line_131 |  | 126 | 128 | 0.008502 | 0.125 | 0.08 | 261 | 0 | 0.364 | 1 | 5 | cs | TRUE
132 | LV_293-39_0_10_line_132 |  | 126 | 129 | 0.028254 | 0.125 | 0.08 | 261 | 0 | 0.364 | 1 | 5 | cs | TRUE
133 | LV_293-39_0_10_line_133 |  | 127 | 130 | 0.015008 | 0.125 | 0.08 | 261 | 0 | 0.364 | 1 | 5 | cs | TRUE
134 | LV_293-39_0_10_line_134 |  | 128 | 137 | 0.01898 | 0.125 | 0.08 | 261 | 0 | 0.364 | 1 | 5 | cs | TRUE
135 | LV_293-39_0_10_line_135 |  | 129 | 138 | 0.011705 | 0.125 | 0.08 | 261 | 0 | 0.364 | 1 | 5 | cs | TRUE
136 | LV_293-39_0_10_line_136 |  | 130 | 134 | 0.014557 | 0.125 | 0.08 | 261 | 0 | 0.364 | 1 | 5 | cs | TRUE
137 | LV_293-39_0_10_line_137 |  | 131 | 132 | 0.012742 | 0.125 | 0.08 | 261 | 0 | 0.364 | 1 | 1 | cs | TRUE
138 | LV_293-39_0_10_line_138 |  | 131 | 133 | 0.012314 | 0.125 | 0.08 | 261 | 0 | 0.364 | 1 | 1 | cs | TRUE
139 | LV_293-39_0_10_line_139 |  | 132 | 145 | 0.023403 | 0.125 | 0.08 | 261 | 0 | 0.364 | 1 | 1 | cs | TRUE
140 | LV_293-39_0_10_line_140 |  | 134 | 135 | 0.028049 | 0.125 | 0.08 | 261 | 0 | 0.364 | 1 | 2 | cs | TRUE
141 | LV_293-39_0_10_line_141 |  | 135 | 136 | 0.02553 | 0.125 | 0.08 | 261 | 0 | 0.364 | 1 | 1 | cs | TRUE
142 | LV_293-39_0_10_line_142 |  | 136 | 139 | 0.018746 | 0.125 | 0.08 | 261 | 0 | 0.364 | 1 | 1 | cs | TRUE
143 | LV_293-39_0_10_line_143 |  | 136 | 140 | 0.00302 | 0.125 | 0.08 | 261 | 0 | 0.364 | 1 | 1 | cs | TRUE
144 | LV_293-39_0_10_line_144 |  | 137 | 147 | 0.013945 | 0.125 | 0.08 | 261 | 0 | 0.364 | 1 | 2 | cs | TRUE
145 | LV_293-39_0_10_line_145 |  | 141 | 142 | 0.019987 | 0.125 | 0.08 | 261 | 0 | 0.364 | 1 | 1 | cs | TRUE
146 | LV_293-39_0_10_line_146 |  | 142 | 143 | 0.027263 | 0.125 | 0.08 | 261 | 0 | 0.364 | 1 | 1 | cs | TRUE
147 | LV_293-39_0_10_line_147 |  | 143 | 144 | 0.021243 | 0.125 | 0.08 | 261 | 0 | 0.364 | 1 | 1 | cs | TRUE
148 | LV_293-39_0_10_line_148 |  | 144 | 145 | 0.038296 | 0.125 | 0.08 | 261 | 0 | 0.364 | 1 | 1 | cs | TRUE
149 | LV_293-39_0_10_line_149 |  | 147 | 148 | 0.007035 | 0.125 | 0.08 | 261 | 0 | 0.364 | 1 | 1 | cs | TRUE
150 | LV_293-39_0_10_line_150 |  | 147 | 149 | 0.019294 | 0.125 | 0.08 | 261 | 0 | 0.364 | 1 | 1 | cs | TRUE
151 | LV_293-39_0_10_line_151 |  | 148 | 150 | 0.019063 | 0.125 | 0.08 | 261 | 0 | 0.364 | 1 | 1 | cs | TRUE
152 | LV_293-39_0_10_line_152 |  | 148 | 151 | 0.023978 | 0.125 | 0.08 | 261 | 0 | 0.364 | 1 | 1 | cs | TRUE
153 | LV_293-39_0_10_line_153 |  | 149 | 152 | 0.018402 | 0.125 | 0.08 | 261 | 0 | 0.364 | 1 | 1 | cs | TRUE
154 | LV_293-39_0_10_line_154 |  | 150 | 153 | 0.014424 | 0.125 | 0.08 | 261 | 0 | 0.364 | 1 | 1 | cs | TRUE
155 | LV_293-39_0_10_line_155 |  | 152 | 154 | 0.024388 | 0.125 | 0.08 | 261 | 0 | 0.364 | 1 | 1 | cs | TRUE
156 | LV_293-39_0_10_line_156 |  | 153 | 155 | 0.022238 | 0.125 | 0.08 | 261 | 0 | 0.364 | 1 | 1 | cs | TRUE
157 | LV_293-39_0_10_line_157 |  | 154 | 157 | 0.023627 | 0.125 | 0.08 | 261 | 0 | 0.364 | 1 | 1 | cs | TRUE
158 | LV_293-39_0_10_line_158 |  | 156 | 158 | 0.01466 | 0.125 | 0.08 | 261 | 0 | 0.364 | 1 | 1 | cs | TRUE
159 | LV_293-39_0_10_line_159 |  | 158 | 161 | 0.025065 | 0.125 | 0.08 | 261 | 0 | 0.364 | 1 | 1 | cs | TRUE
160 | LV_293-39_0_10_line_160 |  | 159 | 160 | 0.0060867 | 0.125 | 0.08 | 261 | 0 | 0.364 | 1 | 1 | cs | TRUE
161 | LV_293-39_0_10_line_161 |  | 160 | 161 | 0.012366 | 0.125 | 0.08 | 261 | 0 | 0.364 | 1 | 1 | cs | TRUE
162 | LV_293-39_0_10_line_162 |  | 161 | 162 | 0.019077 | 0.125 | 0.08 | 261 | 0 | 0.364 | 1 | 1 | cs | TRUE
163 | LV_293-39_0_10_line_163 |  | 161 | 163 | 0.01561 | 0.125 | 0.08 | 261 | 0 | 0.364 | 1 | 1 | cs | TRUE
164 | LV_293-39_0_10_line_164 |  | 162 | 165 | 0.018655 | 0.125 | 0.08 | 261 | 0 | 0.364 | 1 | 1 | cs | TRUE
165 | LV_293-39_0_10_line_165 |  | 163 | 166 | 0.0054041 | 0.125 | 0.08 | 261 | 0 | 0.364 | 1 | 1 | cs | TRUE
166 | LV_293-39_0_10_line_166 |  | 164 | 170 | 0.020072 | 0.125 | 0.08 | 261 | 0 | 0.364 | 1 | 1 | cs | TRUE
167 | LV_293-39_0_10_line_167 |  | 165 | 171 | 0.0074676 | 0.125 | 0.08 | 261 | 0 | 0.364 | 1 | 1 | cs | TRUE
168 | LV_293-39_0_10_line_168 |  | 166 | 172 | 0.032631 | 0.125 | 0.08 | 261 | 0 | 0.364 | 1 | 1 | cs | TRUE
169 | LV_293-39_0_10_line_169 |  | 167 | 168 | 0.0036956 | 0.125 | 0.08 | 261 | 0 | 0.364 | 1 | 1 | cs | TRUE
170 | LV_293-39_0_10_line_170 |  | 168 | 169 | 0.018169 | 0.125 | 0.08 | 261 | 0 | 0.364 | 1 | 1 | cs | TRUE
171 | LV_293-39_0_10_line_171 |  | 169 | 187 | 0.0071362 | 0.125 | 0.08 | 261 | 0 | 0.364 | 1 | 1 | cs | TRUE
172 | LV_293-39_0_10_line_172 |  | 170 | 176 | 0.0017235 | 0.125 | 0.08 | 261 | 0 | 0.364 | 1 | 1 | cs | TRUE
173 | LV_293-39_0_10_line_173 |  | 171 | 173 | 0.020059 | 0.125 | 0.08 | 261 | 0 | 0.364 | 1 | 1 | cs | TRUE
174 | LV_293-39_0_10_line_174 |  | 172 | 193 | 0.022999 | 0.125 | 0.08 | 261 | 0 | 0.364 | 1 | 1 | cs | TRUE
175 | LV_293-39_0_10_line_175 |  | 172 | 194 | 0.039134 | 0.125 | 0.08 | 261 | 0 | 0.364 | 1 | 1 | cs | TRUE
176 | LV_293-39_0_10_line_176 |  | 172 | 192 | 0.015574 | 0.125 | 0.08 | 261 | 0 | 0.364 | 1 | 1 | cs | TRUE
177 | LV_293-39_0_10_line_177 |  | 173 | 174 | 0.0025434 | 0.125 | 0.08 | 261 | 0 | 0.364 | 1 | 1 | cs | TRUE
178 | LV_293-39_0_10_line_178 |  | 174 | 175 | 0.019357 | 0.125 | 0.08 | 261 | 0 | 0.364 | 1 | 1 | cs | TRUE
179 | LV_293-39_0_10_line_179 |  | 175 | 178 | 0.0057015 | 0.125 | 0.08 | 261 | 0 | 0.364 | 1 | 1 | cs | TRUE
180 | LV_293-39_0_10_line_180 |  | 176 | 177 | 0.020172 | 0.125 | 0.08 | 261 | 0 | 0.364 | 1 | 1 | cs | TRUE
181 | LV_293-39_0_10_line_181 |  | 177 | 184 | 0.0018269 | 0.125 | 0.08 | 261 | 0 | 0.364 | 1 | 1 | cs | TRUE
182 | LV_293-39_0_10_line_182 |  | 178 | 179 | 0.015512 | 0.125 | 0.08 | 261 | 0 | 0.364 | 1 | 1 | cs | TRUE
183 | LV_293-39_0_10_line_183 |  | 179 | 180 | 0.003569 | 0.125 | 0.08 | 261 | 0 | 0.364 | 1 | 1 | cs | TRUE
184 | LV_293-39_0_10_line_184 |  | 180 | 181 | 0.029962 | 0.125 | 0.08 | 261 | 0 | 0.364 | 1 | 1 | cs | TRUE
185 | LV_293-39_0_10_line_185 |  | 181 | 182 | 0.011993 | 0.125 | 0.08 | 261 | 0 | 0.364 | 1 | 1 | cs | TRUE
186 | LV_293-39_0_10_line_186 |  | 182 | 183 | 0.0077403 | 0.125 | 0.08 | 261 | 0 | 0.364 | 1 | 1 | cs | TRUE
187 | LV_293-39_0_10_line_187 |  | 184 | 185 | 0.025295 | 0.125 | 0.08 | 261 | 0 | 0.364 | 1 | 1 | cs | TRUE
188 | LV_293-39_0_10_line_188 |  | 185 | 186 | 0.01275 | 0.125 | 0.08 | 261 | 0 | 0.364 | 1 | 1 | cs | TRUE
189 | LV_293-39_0_10_line_189 |  | 187 | 188 | 0.0070933 | 0.125 | 0.08 | 261 | 0 | 0.364 | 1 | 1 | cs | TRUE
190 | LV_293-39_0_10_line_190 |  | 188 | 189 | 0.0125 | 0.125 | 0.08 | 261 | 0 | 0.364 | 1 | 1 | cs | TRUE
191 | LV_293-39_0_10_line_191 |  | 189 | 190 | 0.024832 | 0.125 | 0.08 | 261 | 0 | 0.364 | 1 | 1 | cs | TRUE
192 | LV_293-39_0_10_line_192 |  | 190 | 191 | 0.014905 | 0.125 | 0.08 | 261 | 0 | 0.364 | 1 | 1 | cs | TRUE
193 | LV_293-39_0_10_line_193 |  | 191 | 192 | 0.011641 | 0.125 | 0.08 | 261 | 0 | 0.364 | 1 | 1 | cs | TRUE
194 | LV_293-39_0_10_line_194 |  | 194 | 195 | 0.029633 | 0.125 | 0.08 | 261 | 0 | 0.364 | 1 | 1 | cs | TRUE
195 | LV_293-39_0_10_line_195 |  | 195 | 196 | 0.022434 | 0.125 | 0.08 | 261 | 0 | 0.364 | 1 | 1 | cs | TRUE
196 | LV_293-39_0_10_line_196 |  | 196 | 197 | 0.023308 | 0.125 | 0.08 | 261 | 0 | 0.364 | 1 | 1 | cs | TRUE

## trafo
| name | std_type | hv_bus | lv_bus | sn_mva | vn_hv_kv | vn_lv_kv | vk_percent | vkr_percent | pfe_kw | i0_percent | shift_degree | tap_side | tap_neutral | tap_min | tap_max | tap_step_percent | tap_step_degree | tap_pos | tap_phase_shifter | parallel | df | in_service
0 | LV_293-39_0_10_trafo_102 | 0.63 MVA 20/0.4 kV | 198 | 127 | 0.63 | 20 | 0.4 | 6 | 1.206 | 1.65 | 0.2619 | 150 | hv | 0 | -2 | 2 | 2.5 | 0 | 0 | FALSE | 1 | 1 | TRUE

## line_geodata
| x0 | y0 | x1 | y1 | x2 | y2 | x3 | y3 | x4 | y4 | x5 | y5 | x6 | y6 | x7 | y7 | x8 | y8 | x9 | y9
0 | 2693793.4905 | 1230878.9408 | 2693795.8038 | 1230877.879
1 | 2693776.2836 | 1230886.8389 | 2693793.4905 | 1230878.9408
2 | 2693806.6334 | 1230869.316 | 2693806.7517 | 1230872.8538 | 2693795.8038 | 1230877.879
3 | 2693776.2836 | 1230886.8389 | 2693763.0998 | 1230892.8019 | 2693751.5618 | 1230898.1572
4 | 2693806.6334 | 1230869.316 | 2693797.0306 | 1230849.9617
5 | 2693806.6334 | 1230869.316 | 2693832.769 | 1230858.4159
6 | 2693751.5618 | 1230898.1572 | 2693759.0448 | 1230914.0755 | 2693766.414 | 1230908.8769 | 2693772.4985 | 1230907.8054 | 2693773.5151 | 1230907.8557
7 | 2693787.1439 | 1230854.2793 | 2693797.0306 | 1230849.9617
8 | 2693787.5272 | 1230925.0993 | 2693789.29 | 1230914.197 | 2693800.0811 | 1230913.9337 | 2693804.2912 | 1230909.7193 | 2693804.5649 | 1230907.2552 | 2693798.4679 | 1230909.1159 | 2693785.6155 | 1230906.0777 | 2693781.5809 | 1230905.4135 | 2693776.4572 | 1230908.0013 | 2693773.5151 | 1230907.8557
9 | 2693787.5272 | 1230925.0993 | 2693811.218 | 1230938.3047 | 2693814.0673 | 1230938.2385 | 2693818.7562 | 1230939.6802 | 2693832.3815 | 1230944.1317
10 | 2693832.3815 | 1230944.1317 | 2693826.6566 | 1230937.3031 | 2693824.3947 | 1230930.3958 | 2693825.164 | 1230921.0123 | 2693835.7214 | 1230908.6811 | 2693844.1684 | 1230901.4314 | 2693879.0236 | 1230894.0985 | 2693886.7606 | 1230889.0969
11 | 2693832.3815 | 1230944.1317 | 2693834.4922 | 1230945.2658 | 2693840.2119 | 1230949.0699 | 2693848.3015 | 1230955.3354 | 2693850.8482 | 1230958.3851
12 | 2693850.8482 | 1230958.3851 | 2693855.208 | 1230963.6059 | 2693857.5275 | 1230970.5521
13 | 2693876.2923 | 1231008.5492 | 2693859.2172 | 1230992.7346 | 2693858.3884 | 1230990.053 | 2693858.848 | 1230983.9781 | 2693859.3144 | 1230980.3495 | 2693858.2314 | 1230972.6602 | 2693857.5275 | 1230970.5521
14 | 2693960.5518 | 1230990.2475 | 2693976.494 | 1230975.4299
15 | 2693960.5518 | 1230990.2475 | 2693955.8474 | 1230994.62
16 | 2693983.567 | 1230968.8558 | 2693976.494 | 1230975.4299
17 | 2693947.5669 | 1231002.3164 | 2693955.8474 | 1230994.62
18 | 2693990.7858 | 1230962.1463 | 2693983.567 | 1230968.8558
19 | 2693947.5669 | 1231002.3164 | 2693937.4421 | 1231011.727
20 | 2693991.1701 | 1230961.7694 | 2693990.7858 | 1230962.1463
21 | 2694011.4146 | 1230986.4343 | 2693999.903 | 1230972.8759 | 2693990.7858 | 1230962.1463
22 | 2693919.7071 | 1231028.211 | 2693937.4421 | 1231011.727
23 | 2693991.1701 | 1230961.7694 | 2693996.6335 | 1230956.4123 | 2694001.4258 | 1230951.8943
24 | 2694011.4146 | 1230986.4343 | 2694012.3219 | 1230987.0157
25 | 2694011.4146 | 1230986.4343 | 2693994.5231 | 1230998.9364
26 | 2693915.4209 | 1231032.1949 | 2693919.7071 | 1231028.211
27 | 2693971.7662 | 1231111.04 | 2693969.2658 | 1231114.427 | 2693963.2269 | 1231123.4048
28 | 2693983.2073 | 1231095.5418 | 2693971.7662 | 1231111.04
29 | 2693986.9455 | 1231090.4781 | 2693983.2073 | 1231095.5418
30 | 2693975.0722 | 1231089.7454 | 2693984.1565 | 1231088.1768 | 2693986.9455 | 1231090.4781
31 | 2693986.9455 | 1231090.4781 | 2694009.6846 | 1231064.0614
32 | 2693975.0722 | 1231089.7454 | 2693980.371 | 1231086.1377 | 2693977.4166 | 1231081.3653 | 2693975.2682 | 1231077.5776
33 | 2694009.6846 | 1231064.0614 | 2694018.2289 | 1231054.1353 | 2694019.502 | 1231052.239
34 | 2693915.4209 | 1231032.1949 | 2693909.7489 | 1231037.3646 | 2693903.7513 | 1231042.5292
35 | 2693941.1021 | 1231043.0751 | 2693937.8882 | 1231045.1258 | 2693936.4703 | 1231044.7364 | 2693933.3867 | 1231046.6891 | 2693927.6203 | 1231045.853 | 2693915.4209 | 1231032.1949
36 | 2693876.3286 | 1231008.5828 | 2693876.2923 | 1231008.5492
37 | 2693903.7513 | 1231042.5292 | 2693900.1279 | 1231038.3801 | 2693891.0122 | 1231032.3429 | 2693876.3286 | 1231008.5828
38 | 2693941.1021 | 1231043.0751 | 2693950.0451 | 1231045.1734 | 2693951.6347 | 1231047.6447 | 2693957.7518 | 1231057.4373 | 2693955.386 | 1231059.0344 | 2693957.994 | 1231063.2009
39 | 2693941.1021 | 1231043.0751 | 2693946.0065 | 1231039.9836 | 2693946.298 | 1231038.3093 | 2693953.4849 | 1231033.7008
40 | 2693957.994 | 1231063.2009 | 2693964.5797 | 1231059.1687
41 | 2693957.994 | 1231063.2009 | 2693949.6472 | 1231068.4283
42 | 2693980.3109 | 1231039.6477 | 2693981.014 | 1231039.2585 | 2693976.8185 | 1231033.4436
43 | 2693980.3109 | 1231039.6477 | 2693981.6484 | 1231041.7703 | 2693979.5453 | 1231049.2647 | 2693975.0774 | 1231051.5736 | 2693972.9692 | 1231054.1199 | 2693964.5797 | 1231059.1687
44 | 2693964.5797 | 1231059.1687 | 2693971.4474 | 1231070.8412 | 2693975.2682 | 1231077.5776
45 | 2694019.502 | 1231052.239 | 2694032.2627 | 1231033.231 | 2694033.8664 | 1231031.6818
46 | 2694033.8664 | 1231031.6818 | 2694039.2812 | 1231026.451
47 | 2694044.4707 | 1231021.4378 | 2694039.2812 | 1231026.451
48 | 2694044.4707 | 1231021.4378 | 2694053.2981 | 1231016.2832
49 | 2694044.4707 | 1231021.4378 | 2694037.7251 | 1231012.2787
50 | 2694053.2981 | 1231016.2832 | 2694070.4811 | 1231006.2494 | 2694071.7325 | 1231005.2996
51 | 2693943.8766 | 1230899.0612 | 2693941.7524 | 1230900.9936
52 | 2693962.6318 | 1230881.9991 | 2693943.8766 | 1230899.0612
53 | 2693933.005 | 1230908.9514 | 2693941.7524 | 1230900.9936
54 | 2693962.6318 | 1230881.9991 | 2693973.8178 | 1230884.0663 | 2693975.8647 | 1230884.4434 | 2693978.7801 | 1230884.5926
55 | 2693928.7575 | 1230912.8154 | 2693933.005 | 1230908.9514
56 | 2693978.7801 | 1230884.5926 | 2693987.4982 | 1230885.0387 | 2693987.4982 | 1230885.0387
57 | 2693928.7575 | 1230912.8154 | 2693924.5927 | 1230916.6042
58 | 2693987.4982 | 1230885.0387 | 2693990.3189 | 1230884.6782
59 | 2693982.9623 | 1230834.4004 | 2693980.9238 | 1230835.6548 | 2693969.2063 | 1230840.3619 | 2693957.1295 | 1230842.4059
60 | 2693992.4977 | 1230828.5326 | 2693982.9623 | 1230834.4004
61 | 2693913.9281 | 1230926.3061 | 2693924.5927 | 1230916.6042
62 | 2693997.9157 | 1230883.7072 | 2693990.3189 | 1230884.6782
63 | 2693992.4977 | 1230828.5326 | 2694000.5251 | 1230818.619 | 2694007.5816 | 1230809.7464 | 2694014.2315 | 1230800.2447 | 2694017.253 | 1230798.424
64 | 2693992.4977 | 1230828.5326 | 2694000.1756 | 1230838.2988
65 | 2694005.6885 | 1231209.2022 | 2694026.5992 | 1231195.3472 | 2694049.0155 | 1231178.3967
66 | 2693962.9716 | 1231237.5052 | 2694005.6885 | 1231209.2022
67 | 2694049.0155 | 1231178.3967 | 2694077.2903 | 1231157.0161
68 | 2693962.9716 | 1231237.5052 | 2693960.8758 | 1231233.0466 | 2693959.7028 | 1231229.1475 | 2693959.9422 | 1231226.4605 | 2693961.0129 | 1231224.3759 | 2693963.3785 | 1231220.8774 | 2693970.6131 | 1231213.6421 | 2693978.1439 | 1231203.9652
69 | 2694116.8377 | 1231128.3381 | 2694099.3775 | 1231140.3144 | 2694077.2903 | 1231157.0161
70 | 2694000.7843 | 1231176.6923 | 2693978.1439 | 1231203.9652
71 | 2694116.8377 | 1231128.3381 | 2694140.4568 | 1231112.1375
72 | 2694000.7843 | 1231176.6923 | 2694015.0535 | 1231159.083
73 | 2694165.7036 | 1231094.8204 | 2694140.4568 | 1231112.1375
74 | 2694015.0535 | 1231159.083 | 2694037.9983 | 1231130.504
75 | 2694076.4446 | 1231001.7232 | 2694071.7325 | 1231005.2996
76 | 2694012.3219 | 1230987.0157 | 2694023.0297 | 1230977.4478
77 | 2694038.7128 | 1230963.5828 | 2694034.2882 | 1230967.4601 | 2694029.8559 | 1230971.3483 | 2694023.0297 | 1230977.4478
78 | 2694001.4258 | 1230951.8943 | 2694009.8846 | 1230943.9196
79 | 2694165.7036 | 1231094.8204 | 2694161.1923 | 1231086.4874 | 2694159.8022 | 1231079.0822
80 | 2694037.9983 | 1231130.504 | 2694051.8653 | 1231113.232 | 2694063.9754 | 1231097.6081
81 | 2694071.7416 | 1231087.5884 | 2694063.9754 | 1231097.6081
82 | 2694090.5886 | 1231063.2728 | 2694071.7416 | 1231087.5884
83 | 2694090.5886 | 1231063.2728 | 2694091.0106 | 1231062.7283
84 | 2694109.637 | 1231038.5833 | 2694105.7244 | 1231043.7451 | 2694091.0106 | 1231062.7283
85 | 2694134.8063 | 1231005.3778 | 2694109.637 | 1231038.5833
86 | 2694191.8365 | 1231019.8135 | 2694180.3868 | 1231016.7188 | 2694165.56 | 1231028.8372 | 2694161.9272 | 1231024.4898
87 | 2694191.8365 | 1231019.8135 | 2694198.3556 | 1231009.7888
88 | 2694161.9272 | 1231024.4898 | 2694154.7953 | 1231015.9548
89 | 2694140.4852 | 1230998.8296 | 2694154.7953 | 1231015.9548
90 | 2694134.8063 | 1231005.3778 | 2694140.4852 | 1230998.8296
91 | 2694134.8063 | 1231005.3778 | 2694132.1315 | 1231002.5556 | 2694125.7094 | 1230995.7713 | 2694120.2481 | 1230990.014 | 2694108.4409 | 1230977.4403
92 | 2694108.4409 | 1230977.4403 | 2694095.0925 | 1230987.5697
93 | 2694095.0925 | 1230987.5697 | 2694089.5632 | 1230991.7664
94 | 2694282.9834 | 1230809.8954 | 2694278.6113 | 1230808.5362 | 2694273.3637 | 1230807.9304 | 2694273.1639 | 1230807.9768
95 | 2694289.9283 | 1230788.5123 | 2694284.0809 | 1230806.1323 | 2694282.9834 | 1230809.8954
96 | 2694273.1639 | 1230807.9768 | 2694256.1904 | 1230811.9222
97 | 2694289.9283 | 1230788.5123 | 2694283.1049 | 1230786.0023 | 2694271.3623 | 1230787.0169 | 2694268.4338 | 1230787.637
98 | 2694243.9083 | 1230833.2722 | 2694254.4956 | 1230831.704 | 2694251.8694 | 1230812.9266 | 2694256.1904 | 1230811.9222
99 | 2694243.0133 | 1230793.0199 | 2694268.4338 | 1230787.637
100 | 2694217.116 | 1230876.7491 | 2694229.0503 | 1230868.9832 | 2694238.6616 | 1230872.0622
101 | 2694204.7818 | 1230879.3506 | 2694206.542 | 1230878.2221 | 2694211.9357 | 1230880.12 | 2694217.116 | 1230876.7491
102 | 2694190.1677 | 1230935.7519 | 2694197.8126 | 1230930.4882 | 2694209.5547 | 1230919.6104
103 | 2694190.1677 | 1230935.7519 | 2694170.2033 | 1230949.4979 | 2694168.8769 | 1230950.1811
104 | 2694160.043 | 1230824.9865 | 2694181.6268 | 1230810.3897 | 2694191.1853 | 1230803.6452
105 | 2694141.9623 | 1230837.2143 | 2694160.043 | 1230824.9865
106 | 2694191.1853 | 1230803.6452 | 2694199.9057 | 1230797.4921 | 2694216.9669 | 1230787.0915
107 | 2694141.9623 | 1230837.2143 | 2694147.3027 | 1230844.871
108 | 2694141.9623 | 1230837.2143 | 2694127.3628 | 1230847.5868
109 | 2694220.4743 | 1230784.9534 | 2694216.9669 | 1230787.0915
110 | 2694147.3027 | 1230844.871 | 2694150.8169 | 1230843.9593 | 2694156.084 | 1230848.1124 | 2694159.4088 | 1230852.9748
111 | 2694127.1313 | 1230847.7513 | 2694127.3628 | 1230847.5868
112 | 2694220.4743 | 1230784.9534 | 2694224.9668 | 1230789.7058 | 2694226.1287 | 1230790.3022
113 | 2694220.4743 | 1230784.9534 | 2694223.5729 | 1230783.0233 | 2694231.3689 | 1230778.1767
114 | 2694167.5521 | 1230864.8838 | 2694159.4088 | 1230852.9748
115 | 2694127.1313 | 1230847.7513 | 2694102.19 | 1230865.4714
116 | 2694105.563 | 1230778.8961 | 2694115.9503 | 1230795.5384
117 | 2694105.563 | 1230778.8961 | 2694116.6405 | 1230772.478
118 | 2694105.563 | 1230778.8961 | 2694098.2009 | 1230788.8757 | 2694092.246 | 1230791.9811
119 | 2694226.1287 | 1230790.3022 | 2694230.2192 | 1230792.402 | 2694239.5608 | 1230793.751 | 2694243.0133 | 1230793.0199
120 | 2694231.3689 | 1230778.1767 | 2694218.0213 | 1230754.7497
121 | 2694163.6653 | 1230867.8022 | 2694167.2446 | 1230872.9954
122 | 2694163.6653 | 1230867.8022 | 2694167.5521 | 1230864.8838
123 | 2694182.0441 | 1230894.468 | 2694167.2446 | 1230872.9954
124 | 2694100.503 | 1230866.6699 | 2694102.19 | 1230865.4714
125 | 2694116.6405 | 1230772.478 | 2694125.0206 | 1230767.6228
126 | 2694207.6001 | 1230736.4589 | 2694218.0213 | 1230754.7497
127 | 2694207.6001 | 1230736.4589 | 2694197.5055 | 1230734.0356
128 | 2694076.4446 | 1231001.7232 | 2694089.5632 | 1230991.7664
129 | 2694040.2227 | 1230917.9516 | 2694060.777 | 1230944.0733 | 2694063.7522 | 1230941.7965 | 2694065.9569 | 1230944.6445
130 | 2694065.9569 | 1230944.6445 | 2694073.1612 | 1230939.1367
131 | 2694040.2227 | 1230917.9516 | 2694046.3312 | 1230912.0217
132 | 2694040.2227 | 1230917.9516 | 2694032.2767 | 1230924.1637 | 2694020.7542 | 1230933.7885 | 2694018.4463 | 1230935.9384
133 | 2694073.1612 | 1230939.1367 | 2694085.0839 | 1230930.0218
134 | 2694046.3312 | 1230912.0217 | 2694041.2468 | 1230905.4143 | 2694035.3114 | 1230896.5807
135 | 2694009.8846 | 1230943.9196 | 2694010.3673 | 1230943.4646 | 2694018.4463 | 1230935.9384
136 | 2694085.0839 | 1230930.0218 | 2694096.6484 | 1230921.1807
137 | 2694157.9301 | 1230955.8193 | 2694150.3481 | 1230945.5782
138 | 2694157.9301 | 1230955.8193 | 2694168.8769 | 1230950.1811
139 | 2694136.4227 | 1230926.7689 | 2694150.3481 | 1230945.5782
140 | 2694099.6943 | 1230899.0636 | 2694105.4704 | 1230907.6764 | 2694105.0707 | 1230914.7418 | 2694096.6484 | 1230921.1807
141 | 2694085.4746 | 1230877.8607 | 2694099.6943 | 1230899.0636
142 | 2694085.4746 | 1230877.8607 | 2694090.3861 | 1230873.8577 | 2694100.503 | 1230866.6699
143 | 2694085.4746 | 1230877.8607 | 2694083.1358 | 1230879.7713
144 | 2694027.5231 | 1230885.1605 | 2694029.9431 | 1230887.3336 | 2694035.3114 | 1230896.5807
145 | 2694204.7818 | 1230879.3506 | 2694204.0315 | 1230870.777 | 2694209.1403 | 1230862.4519 | 2694209.8689 | 1230861.0135
146 | 2694182.0441 | 1230894.468 | 2694195.884 | 1230885.3807 | 2694204.7427 | 1230879.4278 | 2694204.7818 | 1230879.3506
147 | 2694182.0441 | 1230894.468 | 2694182.3394 | 1230901.1664 | 2694170.1428 | 1230909.0787
148 | 2694136.4227 | 1230926.7689 | 2694152.0107 | 1230917.2978 | 2694163.4499 | 1230913.4205 | 2694170.1428 | 1230909.0787
149 | 2694027.5231 | 1230885.1605 | 2694021.7156 | 1230881.1658
150 | 2694027.5231 | 1230885.1605 | 2694042.1401 | 1230872.5665
151 | 2694021.7156 | 1230881.1658 | 2694009.965 | 1230866.1557
152 | 2694021.7156 | 1230881.1658 | 2694019.6168 | 1230881.6774 | 2694011.651 | 1230881.9516 | 2693997.9157 | 1230883.7072
153 | 2694042.1401 | 1230872.5665 | 2694056.0811 | 1230860.5549
154 | 2694009.965 | 1230866.1557 | 2694001.0739 | 1230854.7982
155 | 2694056.0811 | 1230860.5549 | 2694074.5572 | 1230844.6359
156 | 2694000.1756 | 1230838.2988 | 2694008.0323 | 1230848.2924 | 2694001.0739 | 1230854.7982 | 2694001.0739 | 1230854.7982
157 | 2694092.4565 | 1230829.2139 | 2694074.5572 | 1230844.6359
158 | 2694026.9093 | 1230787.9919 | 2694025.0497 | 1230792.0543 | 2694022.4857 | 1230795.1493 | 2694017.6119 | 1230798.2078 | 2694017.253 | 1230798.424
159 | 2694026.9093 | 1230787.9919 | 2694047.847 | 1230774.1241
160 | 2694055.384 | 1230790.9673 | 2694052.8979 | 1230785.4114
161 | 2694047.847 | 1230774.1241 | 2694052.8979 | 1230785.4114
162 | 2694047.847 | 1230774.1241 | 2694061.0096 | 1230760.3161
163 | 2694047.847 | 1230774.1241 | 2694041.4395 | 1230759.89
164 | 2694061.0096 | 1230760.3161 | 2694073.881 | 1230746.8135
165 | 2694041.4395 | 1230759.89 | 2694039.2213 | 1230754.9622
166 | 2694142.3878 | 1230757.5606 | 2694125.0206 | 1230767.6228
167 | 2694079.0336 | 1230741.4084 | 2694073.881 | 1230746.8135
168 | 2694025.8271 | 1230725.2073 | 2694039.2213 | 1230754.9622
169 | 2693988.451 | 1230782.5582 | 2693992.0962 | 1230781.9498
170 | 2693970.4739 | 1230783.6745 | 2693970.4739 | 1230783.6745 | 2693977.3785 | 1230784.4063 | 2693988.451 | 1230782.5582
171 | 2693970.4739 | 1230783.6745 | 2693965.0939 | 1230778.9861 | 2693965.0939 | 1230778.9861
172 | 2694142.3878 | 1230757.5606 | 2694143.8791 | 1230756.6966
173 | 2694093.6756 | 1230727.8328 | 2694088.7895 | 1230731.1741 | 2694079.0336 | 1230741.4084
174 | 2694025.8271 | 1230725.2073 | 2694023.8925 | 1230717.7269 | 2694019.3261 | 1230703.1532
175 | 2694025.8271 | 1230725.2073 | 2694054.9945 | 1230713.082 | 2694062.1313 | 1230710.629
176 | 2694025.8271 | 1230725.2073 | 2694012.6089 | 1230733.444
177 | 2694093.6756 | 1230727.8328 | 2694095.7751 | 1230726.3971
178 | 2694111.7536 | 1230715.4705 | 2694095.7751 | 1230726.3971
179 | 2694111.7536 | 1230715.4705 | 2694116.4599 | 1230712.2522
180 | 2694143.8791 | 1230756.6966 | 2694146.6418 | 1230755.0958 | 2694161.6108 | 1230747.0821
181 | 2694163.2214 | 1230746.2198 | 2694161.6108 | 1230747.0821
182 | 2694129.264 | 1230703.4963 | 2694116.4599 | 1230712.2522
183 | 2694129.264 | 1230703.4963 | 2694132.2101 | 1230701.4817
184 | 2694132.2101 | 1230701.4817 | 2694136.7991 | 1230698.3436 | 2694158.6424 | 1230687.4639
185 | 2694169.3774 | 1230682.117 | 2694158.6424 | 1230687.4639
186 | 2694169.3774 | 1230682.117 | 2694176.3058 | 1230678.666 | 2694176.3058 | 1230678.666
187 | 2694163.2214 | 1230746.2198 | 2694185.5222 | 1230734.281
188 | 2694185.5222 | 1230734.281 | 2694189.5487 | 1230732.1254 | 2694197.5055 | 1230734.0356
189 | 2693965.0939 | 1230778.9861 | 2693963.5292 | 1230772.0675 | 2693963.5292 | 1230772.0675
190 | 2693963.5292 | 1230772.0675 | 2693966.1625 | 1230764.5815 | 2693969.8858 | 1230761.9409
191 | 2693969.8858 | 1230761.9409 | 2693990.1406 | 1230747.576
192 | 2693990.1406 | 1230747.576 | 2693991.6666 | 1230746.4937 | 2694002.7287 | 1230739.6006
193 | 2694012.6089 | 1230733.444 | 2694002.7287 | 1230739.6006
194 | 2694062.1313 | 1230710.629 | 2694079.1473 | 1230704.7803 | 2694088.7434 | 1230698.1929
195 | 2694088.7434 | 1230698.1929 | 2694107.2387 | 1230685.4966
196 | 2694126.4546 | 1230672.3055 | 2694107.2387 | 1230685.4966

## bus_geodata
| x | y | coords
0 | 2693793.4905 | 1230878.9408
1 | 2693795.8038 | 1230877.879
2 | 2693776.2836 | 1230886.8389
3 | 2693806.6334 | 1230869.316
4 | 2693751.5618 | 1230898.1572
5 | 2693797.0306 | 1230849.9617
6 | 2693832.769 | 1230858.4159
7 | 2693773.5151 | 1230907.8557
8 | 2693787.1439 | 1230854.2793
9 | 2693787.5272 | 1230925.0993
10 | 2693832.3815 | 1230944.1317
11 | 2693886.7606 | 1230889.0969
12 | 2693850.8482 | 1230958.3851
13 | 2693857.5275 | 1230970.5521
14 | 2693960.5518 | 1230990.2475
15 | 2693976.494 | 1230975.4299
16 | 2693955.8474 | 1230994.62
17 | 2693983.567 | 1230968.8558
18 | 2693947.5669 | 1231002.3164
19 | 2693990.7858 | 1230962.1463
20 | 2693937.4421 | 1231011.727
21 | 2693991.1701 | 1230961.7694
22 | 2694011.4146 | 1230986.4343
23 | 2693919.7071 | 1231028.211
24 | 2693963.2269 | 1231123.4048
25 | 2693971.7662 | 1231111.04
26 | 2693983.2073 | 1231095.5418
27 | 2693986.9455 | 1231090.4781
28 | 2693975.0722 | 1231089.7454
29 | 2694009.6846 | 1231064.0614
30 | 2693915.4209 | 1231032.1949
31 | 2693876.2923 | 1231008.5492
32 | 2693876.3286 | 1231008.5828
33 | 2693903.7513 | 1231042.5292
34 | 2693941.1021 | 1231043.0751
35 | 2693957.994 | 1231063.2009
36 | 2693953.4849 | 1231033.7008
37 | 2693980.3109 | 1231039.6477
38 | 2693976.8185 | 1231033.4436
39 | 2693964.5797 | 1231059.1687
40 | 2693949.6472 | 1231068.4283
41 | 2694019.502 | 1231052.239
42 | 2694033.8664 | 1231031.6818
43 | 2694039.2812 | 1231026.451
44 | 2694044.4707 | 1231021.4378
45 | 2694053.2981 | 1231016.2832
46 | 2694037.7251 | 1231012.2787
47 | 2693975.2682 | 1231077.5776
48 | 2693943.8766 | 1230899.0612
49 | 2693941.7524 | 1230900.9936
50 | 2693962.6318 | 1230881.9991
51 | 2693933.005 | 1230908.9514
52 | 2693978.7801 | 1230884.5926
53 | 2693928.7575 | 1230912.8154
54 | 2693987.4982 | 1230885.0387
55 | 2693957.1295 | 1230842.4059
56 | 2693982.9623 | 1230834.4004
57 | 2693924.5927 | 1230916.6042
58 | 2693990.3189 | 1230884.6782
59 | 2693992.4977 | 1230828.5326
60 | 2694005.6885 | 1231209.2022
61 | 2694049.0155 | 1231178.3967
62 | 2693962.9716 | 1231237.5052
63 | 2694077.2903 | 1231157.0161
64 | 2693978.1439 | 1231203.9652
65 | 2694116.8377 | 1231128.3381
66 | 2694000.7843 | 1231176.6923
67 | 2694140.4568 | 1231112.1375
68 | 2694015.0535 | 1231159.083
69 | 2693913.9281 | 1230926.3061
70 | 2694071.7325 | 1231005.2996
71 | 2693994.5231 | 1230998.9364
72 | 2694012.3219 | 1230987.0157
73 | 2694023.0297 | 1230977.4478
74 | 2694038.7128 | 1230963.5828
75 | 2694001.4258 | 1230951.8943
76 | 2694165.7036 | 1231094.8204
77 | 2694159.8022 | 1231079.0822
78 | 2694063.9754 | 1231097.6081
79 | 2694037.9983 | 1231130.504
80 | 2694071.7416 | 1231087.5884
81 | 2694090.5886 | 1231063.2728
82 | 2694091.0106 | 1231062.7283
83 | 2694109.637 | 1231038.5833
84 | 2694191.8365 | 1231019.8135
85 | 2694161.9272 | 1231024.4898
86 | 2694198.3556 | 1231009.7888
87 | 2694154.7953 | 1231015.9548
88 | 2694140.4852 | 1230998.8296
89 | 2694134.8063 | 1231005.3778
90 | 2694108.4409 | 1230977.4403
91 | 2694095.0925 | 1230987.5697
92 | 2694282.9834 | 1230809.8954
93 | 2694273.1639 | 1230807.9768
94 | 2694289.9283 | 1230788.5123
95 | 2694256.1904 | 1230811.9222
96 | 2694268.4338 | 1230787.637
97 | 2694238.6616 | 1230872.0622
98 | 2694217.116 | 1230876.7491
99 | 2694209.5547 | 1230919.6104
100 | 2694190.1677 | 1230935.7519
101 | 2694160.043 | 1230824.9865
102 | 2694191.1853 | 1230803.6452
103 | 2694141.9623 | 1230837.2143
104 | 2694216.9669 | 1230787.0915
105 | 2694147.3027 | 1230844.871
106 | 2694127.3628 | 1230847.5868
107 | 2694220.4743 | 1230784.9534
108 | 2694159.4088 | 1230852.9748
109 | 2694127.1313 | 1230847.7513
110 | 2694115.9503 | 1230795.5384
111 | 2694105.563 | 1230778.8961
112 | 2694226.1287 | 1230790.3022
113 | 2694231.3689 | 1230778.1767
114 | 2694163.6653 | 1230867.8022
115 | 2694167.2446 | 1230872.9954
116 | 2694167.5521 | 1230864.8838
117 | 2694102.19 | 1230865.4714
118 | 2694116.6405 | 1230772.478
119 | 2694092.246 | 1230791.9811
120 | 2694243.0133 | 1230793.0199
121 | 2694218.0213 | 1230754.7497
122 | 2694207.6001 | 1230736.4589
123 | 2694076.4446 | 1231001.7232
124 | 2694089.5632 | 1230991.7664
125 | 2694065.9569 | 1230944.6445
126 | 2694040.2227 | 1230917.9516
127 | 2694073.1612 | 1230939.1367
128 | 2694046.3312 | 1230912.0217
129 | 2694018.4463 | 1230935.9384
130 | 2694085.0839 | 1230930.0218
131 | 2694157.9301 | 1230955.8193
132 | 2694150.3481 | 1230945.5782
133 | 2694168.8769 | 1230950.1811
134 | 2694096.6484 | 1230921.1807
135 | 2694099.6943 | 1230899.0636
136 | 2694085.4746 | 1230877.8607
137 | 2694035.3114 | 1230896.5807
138 | 2694009.8846 | 1230943.9196
139 | 2694100.503 | 1230866.6699
140 | 2694083.1358 | 1230879.7713
141 | 2694209.8689 | 1230861.0135
142 | 2694204.7818 | 1230879.3506
143 | 2694182.0441 | 1230894.468
144 | 2694170.1428 | 1230909.0787
145 | 2694136.4227 | 1230926.7689
146 | 2694243.9083 | 1230833.2722
147 | 2694027.5231 | 1230885.1605
148 | 2694021.7156 | 1230881.1658
149 | 2694042.1401 | 1230872.5665
150 | 2694009.965 | 1230866.1557
151 | 2693997.9157 | 1230883.7072
152 | 2694056.0811 | 1230860.5549
153 | 2694001.0739 | 1230854.7982
154 | 2694074.5572 | 1230844.6359
155 | 2694000.1756 | 1230838.2988
156 | 2694017.253 | 1230798.424
157 | 2694092.4565 | 1230829.2139
158 | 2694026.9093 | 1230787.9919
159 | 2694055.384 | 1230790.9673
160 | 2694052.8979 | 1230785.4114
161 | 2694047.847 | 1230774.1241
162 | 2694061.0096 | 1230760.3161
163 | 2694041.4395 | 1230759.89
164 | 2694125.0206 | 1230767.6228
165 | 2694073.881 | 1230746.8135
166 | 2694039.2213 | 1230754.9622
167 | 2693992.0962 | 1230781.9498
168 | 2693988.451 | 1230782.5582
169 | 2693970.4739 | 1230783.6745
170 | 2694142.3878 | 1230757.5606
171 | 2694079.0336 | 1230741.4084
172 | 2694025.8271 | 1230725.2073
173 | 2694093.6756 | 1230727.8328
174 | 2694095.7751 | 1230726.3971
175 | 2694111.7536 | 1230715.4705
176 | 2694143.8791 | 1230756.6966
177 | 2694161.6108 | 1230747.0821
178 | 2694116.4599 | 1230712.2522
179 | 2694129.264 | 1230703.4963
180 | 2694132.2101 | 1230701.4817
181 | 2694158.6424 | 1230687.4639
182 | 2694169.3774 | 1230682.117
183 | 2694176.3058 | 1230678.666
184 | 2694163.2214 | 1230746.2198
185 | 2694185.5222 | 1230734.281
186 | 2694197.5055 | 1230734.0356
187 | 2693965.0939 | 1230778.9861
188 | 2693963.5292 | 1230772.0675
189 | 2693969.8858 | 1230761.9409
190 | 2693990.1406 | 1230747.576
191 | 2694002.7287 | 1230739.6006
192 | 2694012.6089 | 1230733.444
193 | 2694019.3261 | 1230703.1532
194 | 2694062.1313 | 1230710.629
195 | 2694088.7434 | 1230698.1929
196 | 2694107.2387 | 1230685.4966
197 | 2694126.4546 | 1230672.3055
198 | 2694065.9569 | 1230944.6445

## line_std_types
| c_nf_per_km | r_ohm_per_km | x_ohm_per_km | max_i_ka | type | q_mm2 | alpha | voltage_rating
NAYY 4x50 SE | 210 | 0.642 | 0.083 | 0.142 | cs | 50 | 0.00403 | LV
NAYY 4x120 SE | 264 | 0.225 | 0.08 | 0.242 | cs | 120 | 0.00403 | LV
NAYY 4x150 SE | 261 | 0.208 | 0.08 | 0.27 | cs | 150 | 0.00403 | LV
NA2XS2Y 1x95 RM/25 12/20 kV | 216 | 0.313 | 0.132 | 0.252 | cs | 95 | 0.00403 | MV
NA2XS2Y 1x185 RM/25 12/20 kV | 273 | 0.161 | 0.117 | 0.362 | cs | 185 | 0.00403 | MV
NA2XS2Y 1x240 RM/25 12/20 kV | 304 | 0.122 | 0.112 | 0.421 | cs | 240 | 0.00403 | MV
NA2XS2Y 1x95 RM/25 6/10 kV | 315 | 0.313 | 0.123 | 0.249 | cs | 95 | 0.00403 | MV
NA2XS2Y 1x185 RM/25 6/10 kV | 406 | 0.161 | 0.11 | 0.358 | cs | 185 | 0.00403 | MV
NA2XS2Y 1x240 RM/25 6/10 kV | 456 | 0.122 | 0.105 | 0.416 | cs | 240 | 0.00403 | MV
NA2XS2Y 1x150 RM/25 12/20 kV | 250 | 0.206 | 0.116 | 0.319 | cs | 150 | 0.00403 | MV
NA2XS2Y 1x120 RM/25 12/20 kV | 230 | 0.253 | 0.119 | 0.283 | cs | 120 | 0.00403 | MV
NA2XS2Y 1x70 RM/25 12/20 kV | 190 | 0.443 | 0.132 | 0.22 | cs | 70 | 0.00403 | MV
NA2XS2Y 1x150 RM/25 6/10 kV | 360 | 0.206 | 0.11 | 0.315 | cs | 150 | 0.00403 | MV
NA2XS2Y 1x120 RM/25 6/10 kV | 340 | 0.253 | 0.113 | 0.28 | cs | 120 | 0.00403 | MV
NA2XS2Y 1x70 RM/25 6/10 kV | 280 | 0.443 | 0.123 | 0.217 | cs | 70 | 0.00403 | MV
N2XS(FL)2Y 1x120 RM/35 64/110 kV | 112 | 0.153 | 0.166 | 0.366 | cs | 120 | 0.00393 | HV
N2XS(FL)2Y 1x185 RM/35 64/110 kV | 125 | 0.099 | 0.156 | 0.457 | cs | 185 | 0.00393 | HV
N2XS(FL)2Y 1x240 RM/35 64/110 kV | 135 | 0.075 | 0.149 | 0.526 | cs | 240 | 0.00393 | HV
N2XS(FL)2Y 1x300 RM/35 64/110 kV | 144 | 0.06 | 0.144 | 0.588 | cs | 300 | 0.00393 | HV
15-AL1/3-ST1A 0.4 | 11 | 1.8769 | 0.35 | 0.105 | ol | 16 | 0.00403 | LV
24-AL1/4-ST1A 0.4 | 11.25 | 1.2012 | 0.335 | 0.14 | ol | 24 | 0.00403 | LV
48-AL1/8-ST1A 0.4 | 12.2 | 0.5939 | 0.3 | 0.21 | ol | 48 | 0.00403 | LV
94-AL1/15-ST1A 0.4 | 13.2 | 0.306 | 0.29 | 0.35 | ol | 94 | 0.00403 | LV
34-AL1/6-ST1A 10.0 | 9.7 | 0.8342 | 0.36 | 0.17 | ol | 34 | 0.00403 | MV
48-AL1/8-ST1A 10.0 | 10.1 | 0.5939 | 0.35 | 0.21 | ol | 48 | 0.00403 | MV
70-AL1/11-ST1A 10.0 | 10.4 | 0.4132 | 0.339 | 0.29 | ol | 70 | 0.00403 | MV
94-AL1/15-ST1A 10.0 | 10.75 | 0.306 | 0.33 | 0.35 | ol | 94 | 0.00403 | MV
122-AL1/20-ST1A 10.0 | 11.1 | 0.2376 | 0.323 | 0.41 | ol | 122 | 0.00403 | MV
149-AL1/24-ST1A 10.0 | 11.25 | 0.194 | 0.315 | 0.47 | ol | 149 | 0.00403 | MV
34-AL1/6-ST1A 20.0 | 9.15 | 0.8342 | 0.382 | 0.17 | ol | 34 | 0.00403 | MV
48-AL1/8-ST1A 20.0 | 9.5 | 0.5939 | 0.372 | 0.21 | ol | 48 | 0.00403 | MV
70-AL1/11-ST1A 20.0 | 9.7 | 0.4132 | 0.36 | 0.29 | ol | 70 | 0.00403 | MV
94-AL1/15-ST1A 20.0 | 10 | 0.306 | 0.35 | 0.35 | ol | 94 | 0.00403 | MV
122-AL1/20-ST1A 20.0 | 10.3 | 0.2376 | 0.344 | 0.41 | ol | 122 | 0.00403 | MV
149-AL1/24-ST1A 20.0 | 10.5 | 0.194 | 0.337 | 0.47 | ol | 149 | 0.00403 | MV
184-AL1/30-ST1A 20.0 | 10.75 | 0.1571 | 0.33 | 0.535 | ol | 184 | 0.00403 | MV
243-AL1/39-ST1A 20.0 | 11 | 0.1188 | 0.32 | 0.645 | ol | 243 | 0.00403 | MV
48-AL1/8-ST1A 110.0 | 8 | 0.5939 | 0.46 | 0.21 | ol | 48 | 0.00403 | HV
70-AL1/11-ST1A 110.0 | 8.4 | 0.4132 | 0.45 | 0.29 | ol | 70 | 0.00403 | HV
94-AL1/15-ST1A 110.0 | 8.65 | 0.306 | 0.44 | 0.35 | ol | 94 | 0.00403 | HV
122-AL1/20-ST1A 110.0 | 8.5 | 0.2376 | 0.43 | 0.41 | ol | 122 | 0.00403 | HV
149-AL1/24-ST1A 110.0 | 8.75 | 0.194 | 0.41 | 0.47 | ol | 149 | 0.00403 | HV
184-AL1/30-ST1A 110.0 | 8.8 | 0.1571 | 0.4 | 0.535 | ol | 184 | 0.00403 | HV
243-AL1/39-ST1A 110.0 | 9 | 0.1188 | 0.39 | 0.645 | ol | 243 | 0.00403 | HV
305-AL1/39-ST1A 110.0 | 9.2 | 0.0949 | 0.38 | 0.74 | ol | 305 | 0.00403 | HV
490-AL1/64-ST1A 110.0 | 9.75 | 0.059 | 0.37 | 0.96 | ol | 490 | 0.00403 | HV
679-AL1/86-ST1A 110.0 | 9.95 | 0.042 | 0.36 | 1.15 | ol | 679 | 0.00403 | HV
490-AL1/64-ST1A 220.0 | 10 | 0.059 | 0.285 | 0.96 | ol | 490 | 0.00403 | HV
679-AL1/86-ST1A 220.0 | 11.7 | 0.042 | 0.275 | 1.15 | ol | 679 | 0.00403 | HV
490-AL1/64-ST1A 380.0 | 11 | 0.059 | 0.253 | 0.96 | ol | 490 | 0.00403 | HV
679-AL1/86-ST1A 380.0 | 14.6 | 0.042 | 0.25 | 1.15 | ol | 679 | 0.00403 | HV

## trafo_std_types
| i0_percent | pfe_kw | vkr_percent | sn_mva | vn_lv_kv | vn_hv_kv | vk_percent | shift_degree | vector_group | tap_side | tap_neutral | tap_min | tap_max | tap_step_degree | tap_step_percent | tap_phase_shifter
160 MVA 380/110 kV | 0.06 | 60 | 0.25 | 160 | 110 | 380 | 12.2 | 0 | Yy0 | hv | 0 | -9 | 9 | 0 | 1.5 | FALSE
100 MVA 220/110 kV | 0.06 | 55 | 0.26 | 100 | 110 | 220 | 12 | 0 | Yy0 | hv | 0 | -9 | 9 | 0 | 1.5 | FALSE
63 MVA 110/20 kV | 0.04 | 22 | 0.32 | 63 | 20 | 110 | 18 | 150 | YNd5 | hv | 0 | -9 | 9 | 0 | 1.5 | FALSE
40 MVA 110/20 kV | 0.05 | 18 | 0.34 | 40 | 20 | 110 | 16.2 | 150 | YNd5 | hv | 0 | -9 | 9 | 0 | 1.5 | FALSE
25 MVA 110/20 kV | 0.07 | 14 | 0.41 | 25 | 20 | 110 | 12 | 150 | YNd5 | hv | 0 | -9 | 9 | 0 | 1.5 | FALSE
63 MVA 110/10 kV | 0.04 | 22 | 0.32 | 63 | 10 | 110 | 18 | 150 | YNd5 | hv | 0 | -9 | 9 | 0 | 1.5 | FALSE
40 MVA 110/10 kV | 0.05 | 18 | 0.34 | 40 | 10 | 110 | 16.2 | 150 | YNd5 | hv | 0 | -9 | 9 | 0 | 1.5 | FALSE
25 MVA 110/10 kV | 0.07 | 14 | 0.41 | 25 | 10 | 110 | 12 | 150 | YNd5 | hv | 0 | -9 | 9 | 0 | 1.5 | FALSE
0.25 MVA 20/0.4 kV | 0.32 | 0.8 | 1.44 | 0.25 | 0.4 | 20 | 6 | 150 | Yzn5 | hv | 0 | -2 | 2 | 0 | 2.5 | FALSE
0.4 MVA 20/0.4 kV | 0.3375 | 1.35 | 1.425 | 0.4 | 0.4 | 20 | 6 | 150 | Dyn5 | hv | 0 | -2 | 2 | 0 | 2.5 | FALSE
0.63 MVA 20/0.4 kV | 0.2619 | 1.65 | 1.206 | 0.63 | 0.4 | 20 | 6 | 150 | Dyn5 | hv | 0 | -2 | 2 | 0 | 2.5 | FALSE
0.25 MVA 10/0.4 kV | 0.24 | 0.6 | 1.2 | 0.25 | 0.4 | 10 | 4 | 150 | Dyn5 | hv | 0 | -2 | 2 | 0 | 2.5 | FALSE
0.4 MVA 10/0.4 kV | 0.2375 | 0.95 | 1.325 | 0.4 | 0.4 | 10 | 4 | 150 | Dyn5 | hv | 0 | -2 | 2 | 0 | 2.5 | FALSE
0.63 MVA 10/0.4 kV | 0.1873 | 1.18 | 1.0794 | 0.63 | 0.4 | 10 | 4 | 150 | Dyn5 | hv | 0 | -2 | 2 | 0 | 2.5 | FALSE

## trafo3w_std_types
| sn_hv_mva | sn_mv_mva | sn_lv_mva | vn_hv_kv | vn_mv_kv | vn_lv_kv | vk_hv_percent | vk_mv_percent | vk_lv_percent | vkr_hv_percent | vkr_mv_percent | vkr_lv_percent | pfe_kw | i0_percent | shift_mv_degree | shift_lv_degree | vector_group | tap_side | tap_neutral | tap_min | tap_max | tap_step_percent
63/25/38 MVA 110/20/10 kV | 63 | 25 | 38 | 110 | 20 | 10 | 10.4 | 10.4 | 10.4 | 0.28 | 0.32 | 0.35 | 35 | 0.89 | 0 | 0 | YN0yn0yn0 | hv | 0 | -10 | 10 | 1.2
63/25/38 MVA 110/10/10 kV | 63 | 25 | 38 | 110 | 10 | 10 | 10.4 | 10.4 | 10.4 | 0.28 | 0.32 | 0.35 | 35 | 0.89 | 0 | 0 | YN0yn0yn0 | hv | 0 | -10 | 10 | 1.2

## fuse_std_types
| fuse_type | i_rated_a | t_avg | t_min | t_total | x_avg | x_min | x_total
HV 100A | HV 100A | 100 | 0 | [10.0, 3.64, 0.854, 0.281, 0.1, 0.0531, 0.022, 0.01] | [10.0, 4.267, 1.21, 0.403, 0.1, 0.058, 0.022, 0.01] | 0 | [300.0, 350.0, 450.0, 550.0, 700.0, 850.0, 1200.0, 1752.0] | [600.0, 700.0, 900.0, 1150.0, 1665.0, 2000.0, 3000.0, 4313.0]
HV 10A | HV 10A | 10 | 0 | [10.0, 1675.0, 0.344, 0.156, 0.1, 0.0417, 0.0171, 0.01] | [10.0, 1.3, 0.3, 0.155, 0.1, 0.0555, 0.023, 0.01] | 0 | [30.0, 32.0, 35.0, 37.0, 39.0, 50.0, 70.0, 88.0] | [60.0, 70.0, 80.0, 87.0, 94.0, 110.0, 150.0, 216.0]
HV 125A | HV 125A | 125 | 0 | [10.0, 1.82, 0.344, 0.1, 0.0467, 0.0269, 0.01] | [10.0, 2.478, 0.426, 0.1, 0.0427, 0.0211, 0.01] | 0 | [375.0, 500.0, 700.0, 925.0, 1200.0, 1500.0, 2341.0] | [750.0, 1000.0, 1500.0, 2200.0, 3000.0, 4000.0, 5765.0]
HV 160A | HV 160A | 160 | 0 | [10.0, 4.15, 1.03, 0.198, 0.1, 0.051, 0.0172, 0.01] | [10.0, 2.3, 0.734, 0.274, 0.1, 0.046, 0.0177, 0.01] | 0 | [480.0, 550.0, 700.0, 1000.0, 1260.0, 1600.0, 2500.0, 3227.0] | [960.0, 1300.0, 1700.0, 2200.0, 2996.0, 4000.0, 6000.0, 7946.0]
HV 16A | HV 16A | 16 | 0 | [10.0, 0.352, 0.164, 0.1, 0.0649, 0.0342, 0.01] | [10.0, 2.34, 0.722, 0.181, 0.1, 0.055, 0.0296, 0.01] | 0 | [48.0, 60.0, 65.0, 71.0, 80.0, 100.0, 162.0] | [96.0, 110.0, 125.0, 150.0, 168.0, 200.0, 250.0, 398.0]
HV 200A | HV 200A | 200 | 0 | [10.0, 4.267, 1.21, 0.403, 0.1, 0.058, 0.022, 0.01] | [10.0, 3.73, 1.654, 0.328, 0.1, 0.0531, 0.019, 0.01] | 0 | [600.0, 700.0, 900.0, 1150.0, 1665.0, 2000.0, 3000.0, 4313.0] | [1200.0, 1500.0, 1800.0, 2700.0, 3960.0, 5000.0, 7500.0, 10620.0]
HV 20A | HV 20A | 20 | 0 | [10.0, 1.3, 0.3, 0.155, 0.1, 0.0555, 0.023, 0.01] | [10.0, 1.3, 0.161, 0.1, 0.0611, 0.0399, 0.0141, 0.01] | 0 | [60.0, 70.0, 80.0, 87.0, 94.0, 110.0, 150.0, 216.0] | [120.0, 150.0, 200.0, 223.0, 260.0, 300.0, 450.0, 532.0]
HV 25A | HV 25A | 25 | 0 | [10.0, 2.512, 0.833, 0.299, 0.1, 0.0372, 0.0223, 0.01] | [10.0, 3.125, 0.597, 0.198, 0.1, 0.0378, 0.022, 0.01] | 0 | [75.0, 82.0, 90.0, 100.0, 124.0, 170.0, 200.0, 289.0] | [150.0, 170.0, 210.0, 250.0, 294.0, 400.0, 500.0, 711.0]
HV 31.5A | HV 31.5A | 31.5 | 0 | [10.0, 2.34, 0.722, 0.181, 0.1, 0.055, 0.0296, 0.01] | [10.0, 2.84, 0.368, 0.164, 0.1, 0.0621, 0.0378, 0.0195, 0.01] | 0 | [95.0, 110.0, 125.0, 150.0, 165.0, 200.0, 250.0, 390.0] | [189.0, 220.0, 300.0, 350.0, 393.0, 450.0, 530.0, 700.0, 960.0]
HV 40A | HV 40A | 40 | 0 | [10.0, 1.3, 0.161, 0.1, 0.0611, 0.0399, 0.0141, 0.01] | [10.0, 2.05, 0.369, 0.198, 0.1, 0.051, 0.0298, 0.01] | 0 | [120.0, 150.0, 200.0, 223.0, 260.0, 300.0, 450.0, 532.0] | [240.0, 300.0, 400.0, 450.0, 530.0, 650.0, 800.0, 1311.0]
HV 50A | HV 50A | 50 | 0 | [10.0, 3.215, 0.597, 0.198, 0.1, 0.0378, 0.022, 0.01] | [10.0, 3.64, 0.854, 0.281, 0.1, 0.0531, 0.022, 0.01] | 0 | [150.0, 170.0, 210.0, 250.0, 294.0, 400.0, 500.0, 711.0] | [300.0, 350.0, 450.0, 550.0, 700.0, 850.0, 1200.0, 1752.0]
HV 6.3A | HV 6.3A | 6.3 | 0 | [10.0, 1.39, 0.344, 0.168, 0.1, 0.056, 0.0263, 0.01] | [10.0, 1.711, 0.516, 0.198, 0.1, 0.0634, 0.0303, 0.01] | 0 | [19.0, 19.5, 20.4, 20.8, 22.0, 25.0, 32.0, 48.0] | [38.0, 40.0, 43.0, 48.0, 53.0, 60.0, 75.0, 118.0]
HV 63A | HV 63A | 63 | 0 | [10.0, 2.84, 0.368, 0.164, 0.1, 0.0621, 0.0378, 0.0195, 0.01] | [10.0, 1.82, 0.344, 0.1, 0.0467, 0.0269, 0.01] | 0 | [189.0, 220.0, 300.0, 350.0, 393.0, 450.0, 530.0, 700.0, 961.0] | [378.0, 500.0, 700.0, 934.0, 1200.0, 1500.0, 2366.0]
HV 80A | HV 80A | 80 | 0 | [10.0, 2.05, 0.369, 0.198, 0.1, 0.051, 0.0298, 0.01] | [10.0, 4.15, 1.03, 0.198, 0.1, 0.051, 0.0172, 0.01] | 0 | [240.0, 300.0, 400.0, 450.0, 530.0, 650.0, 800.0, 1311.0] | [480.0, 550.0, 700.0, 1000.0, 1260.0, 1600.0, 2500.0, 3227.0]
Siemens NH-1-100 | Siemens NH-1-100 | 100 | [5400.0, 2000.0, 400.0, 20.0, 1.0, 0.2, 0.012, 0.004] | 0 | 0 | [150.0, 190.0, 250.0, 430.0, 900.0, 1250.0, 2700.0, 3600.0] | 0 | 0
Siemens NH-1-125 | Siemens NH-1-125 | 125 | [4800.0, 120.0, 7.0, 0.1, 0.004] | 0 | 0 | [180.0, 400.0, 740.0, 2000.0, 4250.0] | 0 | 0
Siemens NH-1-16 | Siemens NH-1-16 | 16 | [4000.0, 400.0, 2.0, 0.1, 0.04, 0.01] | 0 | 0 | [26.0, 35.0, 75.0, 150.0, 200.0, 300.0] | 0 | 0
Siemens NH-1-160 | Siemens NH-1-160 | 160 | [4800.0, 120.0, 7.0, 0.1, 0.004] | 0 | 0 | [210.0, 500.0, 900.0, 2300.0, 5000.0] | 0 | 0
Siemens NH-1-25 | Siemens NH-1-25 | 25 | [4000.0, 1000.0, 10.0, 0.2, 0.02, 0.01] | 0 | 0 | [40.0, 50.0, 100.0, 210.0, 400.0, 500.0] | 0 | 0
Siemens NH-1-50 | Siemens NH-1-50 | 50 | [4000.0, 40.0, 4.0, 1.0, 0.02, 0.01] | 0 | 0 | [86.0, 200.0, 300.0, 400.0, 1000.0, 1280.0] | 0 | 0
Siemens NH-1-63 | Siemens NH-1-63 | 63 | [4000.0, 100.0, 10.0, 2.0, 0.04, 0.01] | 0 | 0 | [100.0, 200.0, 300.0, 400.0, 1000.0, 1500.0] | 0 | 0
Siemens NH-1-80 | Siemens NH-1-80 | 80 | [4800.0, 120.0, 7.0, 0.1, 0.01] | 0 | 0 | [150.58, 250.0, 450.0, 1150.0, 2470.0] | 0 | 0
Siemens NH-2-1000 | Siemens NH-2-1000 | 1000 | [4800.0, 120.0, 7.0, 0.1, 0.004] | 0 | 0 | [1900.0, 3500.0, 8400.0, 24000.0, 52000.0] | 0 | 0
Siemens NH-2-200 | Siemens NH-2-200 | 200 | [4800.0, 120.0, 7.0, 0.1, 0.004] | 0 | 0 | [280.0, 650.0, 1200.0, 3000.0, 7000.0] | 0 | 0
Siemens NH-2-224 | Siemens NH-2-224 | 224 | [4800.0, 120.0, 7.0, 0.2, 0.04, 0.004] | 0 | 0 | [400.0, 750.0, 1453.0, 3025.0, 4315.0, 7600.0] | 0 | 0
Siemens NH-2-250 | Siemens NH-2-250 | 250 | [4800.0, 120.0, 7.0, 0.1, 0.004] | 0 | 0 | [450.0, 800.0, 1650.0, 4000.0, 8500.0] | 0 | 0
Siemens NH-2-315 | Siemens NH-2-315 | 315 | [4800.0, 120.0, 7.0, 0.1, 0.004] | 0 | 0 | [550.0, 920.0, 1900.0, 5000.0, 11000.0] | 0 | 0
Siemens NH-2-355 | Siemens NH-2-355 | 355 | [4800.0, 120.0, 6.0, 0.1, 0.004] | 0 | 0 | [650.0, 1116.27, 2350.0, 5840.0, 12790.0] | 0 | 0
Siemens NH-2-400 | Siemens NH-2-400 | 400 | [4800.0, 120.0, 7.0, 0.1, 0.004] | 0 | 0 | [720.0, 1350.0, 2800.0, 6500.0, 15000.0] | 0 | 0
Siemens NH-2-425 | Siemens NH-2-425 | 425 | [4800.0, 120.0, 7.0, 0.1, 0.004] | 0 | 0 | [850.0, 1500.0, 3050.0, 7500.0, 16500.0] | 0 | 0
Siemens NH-2-630 | Siemens NH-2-630 | 630 | [4800.0, 120.0, 7.0, 0.1, 0.004] | 0 | 0 | [1200.0, 2000.0, 4800.0, 12000.0, 26000.0] | 0 | 0

## dtypes
| element | column | dtype
0 | bus | name | object
1 | bus | vn_kv | float64
2 | bus | type | object
3 | bus | zone | object
4 | bus | in_service | bool
5 | load | name | object
6 | load | bus | uint32
7 | load | p_mw | float64
8 | load | q_mvar | float64
9 | load | const_z_percent | float64
10 | load | const_i_percent | float64
11 | load | sn_mva | float64
12 | load | scaling | float64
13 | load | in_service | bool
14 | load | type | object
15 | ext_grid | name | object
16 | ext_grid | bus | uint32
17 | ext_grid | vm_pu | float64
18 | ext_grid | va_degree | float64
19 | ext_grid | slack_weight | float64
20 | ext_grid | in_service | bool
21 | line | name | object
22 | line | std_type | object
23 | line | from_bus | uint32
24 | line | to_bus | uint32
25 | line | length_km | float64
26 | line | r_ohm_per_km | float64
27 | line | x_ohm_per_km | float64
28 | line | c_nf_per_km | float64
29 | line | g_us_per_km | float64
30 | line | max_i_ka | float64
31 | line | df | float64
32 | line | parallel | uint32
33 | line | type | object
34 | line | in_service | bool
35 | trafo | name | object
36 | trafo | std_type | object
37 | trafo | hv_bus | uint32
38 | trafo | lv_bus | uint32
39 | trafo | sn_mva | float64
40 | trafo | vn_hv_kv | float64
41 | trafo | vn_lv_kv | float64
42 | trafo | vk_percent | float64
43 | trafo | vkr_percent | float64
44 | trafo | pfe_kw | float64
45 | trafo | i0_percent | float64
46 | trafo | shift_degree | float64
47 | trafo | tap_side | object
48 | trafo | tap_neutral | int32
49 | trafo | tap_min | int32
50 | trafo | tap_max | int32
51 | trafo | tap_step_percent | float64
52 | trafo | tap_step_degree | float64
53 | trafo | tap_pos | int32
54 | trafo | tap_phase_shifter | bool
55 | trafo | parallel | uint32
56 | trafo | df | float64
57 | trafo | in_service | bool
58 | line_geodata | coords | object
59 | bus_geodata | x | float64
60 | bus_geodata | y | float64
61 | bus_geodata | coords | object

## parameters
| version | format_version | converged | OPF_converged | name | f_hz | sn_mva
0 | 2.14.6 | 2.14.0 | FALSE | FALSE |  | 50 | 1