## bus
| name | vn_kv | type | zone | in_service
0 | bus_LV_293-55_0_4_node_0 | 0.4 | n |  | TRUE
1 | bus_LV_293-55_0_4_node_1 | 0.4 | n |  | TRUE
2 | bus_LV_293-55_0_4_node_2 | 0.4 | n |  | TRUE
3 | bus_LV_293-55_0_4_node_3 | 0.4 | n |  | TRUE
4 | bus_LV_293-55_0_4_node_5 | 0.4 | n |  | TRUE
5 | bus_LV_293-55_0_4_node_12 | 0.4 | n |  | TRUE
6 | bus_LV_293-55_0_4_node_4 | 0.4 | n |  | TRUE
7 | bus_LV_293-55_0_4_node_24 | 0.4 | n |  | TRUE
8 | bus_LV_293-55_0_4_node_25 | 0.4 | n |  | TRUE
9 | bus_LV_293-55_0_4_node_20 | 0.4 | n |  | TRUE
10 | bus_LV_293-55_0_4_node_9 | 0.4 | n |  | TRUE
11 | bus_LV_293-55_0_4_node_44 | 0.4 | n |  | TRUE
12 | bus_LV_293-55_0_4_node_18 | 0.4 | n |  | TRUE
13 | bus_LV_293-55_0_4_node_6 | 0.4 | n |  | TRUE
14 | bus_LV_293-55_0_4_node_7 | 0.4 | n |  | TRUE
15 | bus_LV_293-55_0_4_node_8 | 0.4 | n |  | TRUE
16 | bus_LV_293-55_0_4_node_10 | 0.4 | n |  | TRUE
17 | bus_LV_293-55_0_4_node_11 | 0.4 | n |  | TRUE
18 | bus_LV_293-55_0_4_node_13 | 0.4 | n |  | TRUE
19 | bus_LV_293-55_0_4_node_14 | 0.4 | n |  | TRUE
20 | bus_LV_293-55_0_4_node_35 | 0.4 | n |  | TRUE
21 | bus_LV_293-55_0_4_node_30 | 0.4 | n |  | TRUE
22 | bus_LV_293-55_0_4_node_36 | 0.4 | n |  | TRUE
23 | bus_LV_293-55_0_4_node_38 | 0.4 | n |  | TRUE
24 | bus_LV_293-55_0_4_node_33 | 0.4 | n |  | TRUE
25 | bus_LV_293-55_0_4_node_28 | 0.4 | n |  | TRUE
26 | bus_LV_293-55_0_4_node_15 | 0.4 | n |  | TRUE
27 | bus_LV_293-55_0_4_node_16 | 0.4 | n |  | TRUE
28 | bus_LV_293-55_0_4_node_17 | 0.4 | n |  | TRUE
29 | bus_LV_293-55_0_4_node_19 | 0.4 | n |  | TRUE
30 | bus_LV_293-55_0_4_node_21 | 0.4 | n |  | TRUE
31 | bus_LV_293-55_0_4_node_22 | 0.4 | n |  | TRUE
32 | bus_LV_293-55_0_4_node_23 | 0.4 | n |  | TRUE
33 | bus_LV_293-55_0_4_node_39 | 0.4 | n |  | TRUE
34 | bus_LV_293-55_0_4_node_32 | 0.4 | n |  | TRUE
35 | bus_LV_293-55_0_4_node_26 | 0.4 | n |  | TRUE
36 | bus_LV_293-55_0_4_node_27 | 0.4 | n |  | TRUE
37 | bus_LV_293-55_0_4_node_29 | 0.4 | n |  | TRUE
38 | bus_LV_293-55_0_4_node_31 | 0.4 | n |  | TRUE
39 | bus_LV_293-55_0_4_node_34 | 0.4 | n |  | TRUE
40 | bus_LV_293-55_0_4_node_43 | 0.4 | n |  | TRUE
41 | bus_LV_293-55_0_4_node_45 | 0.4 | n |  | TRUE
42 | bus_LV_293-55_0_4_node_64 | 0.4 | n |  | TRUE
43 | bus_LV_293-55_0_4_node_46 | 0.4 | n |  | TRUE
44 | bus_LV_293-55_0_4_node_47 | 0.4 | n |  | TRUE
45 | bus_LV_293-55_0_4_node_40 | 0.4 | n |  | TRUE
46 | bus_LV_293-55_0_4_node_37 | 0.4 | n |  | TRUE
47 | bus_LV_293-55_0_4_node_41 | 0.4 | n |  | TRUE
48 | bus_LV_293-55_0_4_node_42 | 0.4 | n |  | TRUE
49 | bus_LV_293-55_0_4_node_173 | 0.4 | n |  | TRUE
50 | bus_LV_293-55_0_4_node_54 | 0.4 | n |  | TRUE
51 | bus_LV_293-55_0_4_node_55 | 0.4 | n |  | TRUE
52 | bus_LV_293-55_0_4_node_61 | 0.4 | n |  | TRUE
53 | bus_LV_293-55_0_4_node_171 | 0.4 | n |  | TRUE
54 | bus_LV_293-55_0_4_node_175 | 0.4 | n |  | TRUE
55 | bus_LV_293-55_0_4_node_63 | 0.4 | n |  | TRUE
56 | bus_LV_293-55_0_4_node_59 | 0.4 | n |  | TRUE
57 | bus_LV_293-55_0_4_node_65 | 0.4 | n |  | TRUE
58 | bus_LV_293-55_0_4_node_48 | 0.4 | n |  | TRUE
59 | bus_LV_293-55_0_4_node_49 | 0.4 | n |  | TRUE
60 | bus_LV_293-55_0_4_node_94 | 0.4 | n |  | TRUE
61 | bus_LV_293-55_0_4_node_52 | 0.4 | n |  | TRUE
62 | bus_LV_293-55_0_4_node_95 | 0.4 | n |  | TRUE
63 | bus_LV_293-55_0_4_node_93 | 0.4 | n |  | TRUE
64 | bus_LV_293-55_0_4_node_125 | 0.4 | n |  | TRUE
65 | bus_LV_293-55_0_4_node_51 | 0.4 | n |  | TRUE
66 | bus_LV_293-55_0_4_node_92 | 0.4 | n |  | TRUE
67 | bus_LV_293-55_0_4_node_53 | 0.4 | n |  | TRUE
68 | bus_LV_293-55_0_4_node_120 | 0.4 | n |  | TRUE
69 | bus_LV_293-55_0_4_node_131 | 0.4 | n |  | TRUE
70 | bus_LV_293-55_0_4_node_123 | 0.4 | n |  | TRUE
71 | bus_LV_293-55_0_4_node_104 | 0.4 | n |  | TRUE
72 | bus_LV_293-55_0_4_node_56 | 0.4 | n |  | TRUE
73 | bus_LV_293-55_0_4_node_57 | 0.4 | n |  | TRUE
74 | bus_LV_293-55_0_4_node_58 | 0.4 | n |  | TRUE
75 | bus_LV_293-55_0_4_node_60 | 0.4 | n |  | TRUE
76 | bus_LV_293-55_0_4_node_62 | 0.4 | n |  | TRUE
77 | bus_LV_293-55_0_4_node_78 | 0.4 | n |  | TRUE
78 | bus_LV_293-55_0_4_node_69 | 0.4 | n |  | TRUE
79 | bus_LV_293-55_0_4_node_73 | 0.4 | n |  | TRUE
80 | bus_LV_293-55_0_4_node_66 | 0.4 | n |  | TRUE
81 | bus_LV_293-55_0_4_node_67 | 0.4 | n |  | TRUE
82 | bus_LV_293-55_0_4_node_68 | 0.4 | n |  | TRUE
83 | bus_LV_293-55_0_4_node_70 | 0.4 | n |  | TRUE
84 | bus_LV_293-55_0_4_node_71 | 0.4 | n |  | TRUE
85 | bus_LV_293-55_0_4_node_74 | 0.4 | n |  | TRUE
86 | bus_LV_293-55_0_4_node_76 | 0.4 | n |  | TRUE
87 | bus_LV_293-55_0_4_node_72 | 0.4 | n |  | TRUE
88 | bus_LV_293-55_0_4_node_75 | 0.4 | n |  | TRUE
89 | bus_LV_293-55_0_4_node_82 | 0.4 | n |  | TRUE
90 | bus_LV_293-55_0_4_node_79 | 0.4 | n |  | TRUE
91 | bus_LV_293-55_0_4_node_152 | 0.4 | n |  | TRUE
92 | bus_LV_293-55_0_4_node_149 | 0.4 | n |  | TRUE
93 | bus_LV_293-55_0_4_node_80 | 0.4 | n |  | TRUE
94 | bus_LV_293-55_0_4_node_153 | 0.4 | n |  | TRUE
95 | bus_LV_293-55_0_4_node_154 | 0.4 | n |  | TRUE
96 | bus_LV_293-55_0_4_node_111 | 0.4 | n |  | TRUE
97 | bus_LV_293-55_0_4_node_81 | 0.4 | n |  | TRUE
98 | bus_LV_293-55_0_4_node_83 | 0.4 | n |  | TRUE
99 | bus_LV_293-55_0_4_node_85 | 0.4 | n |  | TRUE
100 | bus_LV_293-55_0_4_node_84 | 0.4 | n |  | TRUE
101 | bus_LV_293-55_0_4_node_116 | 0.4 | n |  | TRUE
102 | bus_LV_293-55_0_4_node_100 | 0.4 | n |  | TRUE
103 | bus_LV_293-55_0_4_node_86 | 0.4 | n |  | TRUE
104 | bus_LV_293-55_0_4_node_103 | 0.4 | n |  | TRUE
105 | bus_LV_293-55_0_4_node_97 | 0.4 | n |  | TRUE
106 | bus_LV_293-55_0_4_node_87 | 0.4 | n |  | TRUE
107 | bus_LV_293-55_0_4_node_88 | 0.4 | n |  | TRUE
108 | bus_LV_293-55_0_4_node_89 | 0.4 | n |  | TRUE
109 | bus_LV_293-55_0_4_node_90 | 0.4 | n |  | TRUE
110 | bus_LV_293-55_0_4_node_91 | 0.4 | n |  | TRUE
111 | bus_LV_293-55_0_4_node_96 | 0.4 | n |  | TRUE
112 | bus_LV_293-55_0_4_node_98 | 0.4 | n |  | TRUE
113 | bus_LV_293-55_0_4_node_99 | 0.4 | n |  | TRUE
114 | bus_LV_293-55_0_4_node_101 | 0.4 | n |  | TRUE
115 | bus_LV_293-55_0_4_node_102 | 0.4 | n |  | TRUE
116 | bus_LV_293-55_0_4_node_105 | 0.4 | n |  | TRUE
117 | bus_LV_293-55_0_4_node_106 | 0.4 | n |  | TRUE
118 | bus_LV_293-55_0_4_node_117 | 0.4 | n |  | TRUE
119 | bus_LV_293-55_0_4_node_107 | 0.4 | n |  | TRUE
120 | bus_LV_293-55_0_4_node_118 | 0.4 | n |  | TRUE
121 | bus_LV_293-55_0_4_node_108 | 0.4 | n |  | TRUE
122 | bus_LV_293-55_0_4_node_109 | 0.4 | n |  | TRUE
123 | bus_LV_293-55_0_4_node_135 | 0.4 | n |  | TRUE
124 | bus_LV_293-55_0_4_node_110 | 0.4 | n |  | TRUE
125 | bus_LV_293-55_0_4_node_132 | 0.4 | n |  | TRUE
126 | bus_LV_293-55_0_4_node_114 | 0.4 | n |  | TRUE
127 | bus_LV_293-55_0_4_node_112 | 0.4 | n |  | TRUE
128 | bus_LV_293-55_0_4_node_137 | 0.4 | n |  | TRUE
129 | bus_LV_293-55_0_4_node_133 | 0.4 | n |  | TRUE
130 | bus_LV_293-55_0_4_node_115 | 0.4 | n |  | TRUE
131 | bus_LV_293-55_0_4_node_113 | 0.4 | n |  | TRUE
132 | bus_LV_293-55_0_4_node_121 | 0.4 | n |  | TRUE
133 | bus_LV_293-55_0_4_node_122 | 0.4 | n |  | TRUE
134 | bus_LV_293-55_0_4_node_119 | 0.4 | n |  | TRUE
135 | bus_LV_293-55_0_4_node_124 | 0.4 | n |  | TRUE
136 | bus_LV_293-55_0_4_node_127 | 0.4 | n |  | TRUE
137 | bus_LV_293-55_0_4_node_126 | 0.4 | n |  | TRUE
138 | bus_LV_293-55_0_4_node_129 | 0.4 | n |  | TRUE
139 | bus_LV_293-55_0_4_node_130 | 0.4 | n |  | TRUE
140 | bus_LV_293-55_0_4_node_174 | 0.4 | n |  | TRUE
141 | bus_LV_293-55_0_4_node_136 | 0.4 | n |  | TRUE
142 | bus_LV_293-55_0_4_node_134 | 0.4 | n |  | TRUE
143 | bus_LV_293-55_0_4_node_138 | 0.4 | n |  | TRUE
144 | bus_LV_293-55_0_4_node_139 | 0.4 | n |  | TRUE
145 | bus_LV_293-55_0_4_node_140 | 0.4 | n |  | TRUE
146 | bus_LV_293-55_0_4_node_141 | 0.4 | n |  | TRUE
147 | bus_LV_293-55_0_4_node_142 | 0.4 | n |  | TRUE
148 | bus_LV_293-55_0_4_node_143 | 0.4 | n |  | TRUE
149 | bus_LV_293-55_0_4_node_144 | 0.4 | n |  | TRUE
150 | bus_LV_293-55_0_4_node_145 | 0.4 | n |  | TRUE
151 | bus_LV_293-55_0_4_node_146 | 0.4 | n |  | TRUE
152 | bus_LV_293-55_0_4_node_150 | 0.4 | n |  | TRUE
153 | bus_LV_293-55_0_4_node_147 | 0.4 | n |  | TRUE
154 | bus_LV_293-55_0_4_node_151 | 0.4 | n |  | TRUE
155 | bus_LV_293-55_0_4_node_148 | 0.4 | n |  | TRUE
156 | bus_LV_293-55_0_4_node_155 | 0.4 | n |  | TRUE
157 | bus_LV_293-55_0_4_node_156 | 0.4 | n |  | TRUE
158 | bus_LV_293-55_0_4_node_164 | 0.4 | n |  | TRUE
159 | bus_LV_293-55_0_4_node_163 | 0.4 | n |  | TRUE
160 | bus_LV_293-55_0_4_node_158 | 0.4 | n |  | TRUE
161 | bus_LV_293-55_0_4_node_159 | 0.4 | n |  | TRUE
162 | bus_LV_293-55_0_4_node_160 | 0.4 | n |  | TRUE
163 | bus_LV_293-55_0_4_node_157 | 0.4 | n |  | TRUE
164 | bus_LV_293-55_0_4_node_165 | 0.4 | n |  | TRUE
165 | bus_LV_293-55_0_4_node_161 | 0.4 | n |  | TRUE
166 | bus_LV_293-55_0_4_node_162 | 0.4 | n |  | TRUE
167 | bus_LV_293-55_0_4_node_167 | 0.4 | n |  | TRUE
168 | bus_LV_293-55_0_4_node_169 | 0.4 | n |  | TRUE
169 | bus_LV_293-55_0_4_node_170 | 0.4 | n |  | TRUE
170 | bus_LV_293-55_0_4_node_166 | 0.4 | n |  | TRUE
171 | bus_LV_293-55_0_4_node_168 | 0.4 | n |  | TRUE
172 | bus_MV_578_0_node_178 | 20 | n |  | TRUE

## load
| name | bus | p_mw | q_mvar | const_z_percent | const_i_percent | sn_mva | scaling | in_service | type
0 | LV_293-55_0_4_load_0 | 0 | 0.0042467 | 0.0010643 | 0 | 0 |  | 1 | TRUE | wye
1 | LV_293-55_0_4_load_3 | 3 | 0.00082543 | 0.00020687 | 0 | 0 |  | 1 | TRUE | wye
2 | LV_293-55_0_4_load_5 | 4 | 0.00098391 | 0.00024659 | 0 | 0 |  | 1 | TRUE | wye
3 | LV_293-55_0_4_load_12 | 5 | 0.0009343 | 0.00023416 | 0 | 0 |  | 1 | TRUE | wye
4 | LV_293-55_0_4_load_24 | 7 | 0.0020284 | 0.00050838 | 0 | 0 |  | 1 | TRUE | wye
5 | LV_293-55_0_4_load_25 | 8 | 0.0022376 | 0.00056081 | 0 | 0 |  | 1 | TRUE | wye
6 | LV_293-55_0_4_load_20 | 9 | 0.00095166 | 0.00023851 | 0 | 0 |  | 1 | TRUE | wye
7 | LV_293-55_0_4_load_9 | 10 | 0.00079619 | 0.00019954 | 0 | 0 |  | 1 | TRUE | wye
8 | LV_293-55_0_4_load_44 | 11 | 0.0021031 | 0.0005271 | 0 | 0 |  | 1 | TRUE | wye
9 | LV_293-55_0_4_load_18 | 12 | 0.0028569 | 0.00071602 | 0 | 0 |  | 1 | TRUE | wye
10 | LV_293-55_0_4_load_6 | 13 | 0.00089168 | 0.00022348 | 0 | 0 |  | 1 | TRUE | wye
11 | LV_293-55_0_4_load_7 | 14 | 0.0025706 | 0.00064425 | 0 | 0 |  | 1 | TRUE | wye
12 | LV_293-55_0_4_load_10 | 16 | 0.0074713 | 0.0018725 | 0 | 0 |  | 1 | TRUE | wye
13 | LV_293-55_0_4_load_11 | 17 | 0.002062 | 0.00051679 | 0 | 0 |  | 1 | TRUE | wye
14 | LV_293-55_0_4_load_13 | 18 | 0.0021904 | 0.00054896 | 0 | 0 |  | 1 | TRUE | wye
15 | LV_293-55_0_4_load_14 | 19 | 0.0027349 | 0.00068543 | 0 | 0 |  | 1 | TRUE | wye
16 | LV_293-55_0_4_load_38 | 23 | 0.0035861 | 0.00089876 | 0 | 0 |  | 1 | TRUE | wye
17 | LV_293-55_0_4_load_33 | 24 | 0.0039027 | 0.0009781 | 0 | 0 |  | 1 | TRUE | wye
18 | LV_293-55_0_4_load_15 | 26 | 0.0014495 | 0.00036328 | 0 | 0 |  | 1 | TRUE | wye
19 | LV_293-55_0_4_load_16 | 27 | 0.0057669 | 0.0014453 | 0 | 0 |  | 1 | TRUE | wye
20 | LV_293-55_0_4_load_19 | 29 | 0.00078661 | 0.00019714 | 0 | 0 |  | 1 | TRUE | wye
21 | LV_293-55_0_4_load_22 | 31 | 0.0010377 | 0.00026008 | 0 | 0 |  | 1 | TRUE | wye
22 | LV_293-55_0_4_load_23 | 32 | 0.0062866 | 0.0015756 | 0 | 0 |  | 1 | TRUE | wye
23 | LV_293-55_0_4_load_39 | 33 | 0.0027277 | 0.00068362 | 0 | 0 |  | 1 | TRUE | wye
24 | LV_293-55_0_4_load_32 | 34 | 0.0026195 | 0.00065651 | 0 | 0 |  | 1 | TRUE | wye
25 | LV_293-55_0_4_load_26 | 35 | 0.002618 | 0.00065612 | 0 | 0 |  | 1 | TRUE | wye
26 | LV_293-55_0_4_load_27 | 36 | 0.002707 | 0.00067843 | 0 | 0 |  | 1 | TRUE | wye
27 | LV_293-55_0_4_load_29 | 37 | 0.0027036 | 0.00067759 | 0 | 0 |  | 1 | TRUE | wye
28 | LV_293-55_0_4_load_31 | 38 | 0.0019175 | 0.00048057 | 0 | 0 |  | 1 | TRUE | wye
29 | LV_293-55_0_4_load_34 | 39 | 0.0023266 | 0.00058309 | 0 | 0 |  | 1 | TRUE | wye
30 | LV_293-55_0_4_load_43 | 40 | 0.0029686 | 0.000744 | 0 | 0 |  | 1 | TRUE | wye
31 | LV_293-55_0_4_load_64 | 42 | 0.0030358 | 0.00076084 | 0 | 0 |  | 1 | TRUE | wye
32 | LV_293-55_0_4_load_46 | 43 | 0.0026084 | 0.00065372 | 0 | 0 |  | 1 | TRUE | wye
33 | LV_293-55_0_4_load_40 | 45 | 0.0021636 | 0.00054226 | 0 | 0 |  | 1 | TRUE | wye
34 | LV_293-55_0_4_load_37 | 46 | 0.007962 | 0.0019955 | 0 | 0 |  | 1 | TRUE | wye
35 | LV_293-55_0_4_load_42 | 48 | 0.0019465 | 0.00048784 | 0 | 0 |  | 1 | TRUE | wye
36 | LV_293-55_0_4_load_171 | 53 | 0.0078373 | 0.0019642 | 0 | 0 |  | 1 | TRUE | wye
37 | LV_293-55_0_4_load_175 | 54 | 0.0016844 | 0.00042215 | 0 | 0 |  | 1 | TRUE | wye
38 | LV_293-55_0_4_load_63 | 55 | 0.0026772 | 0.00067097 | 0 | 0 |  | 1 | TRUE | wye
39 | LV_293-55_0_4_load_59 | 56 | 0.005536 | 0.0013875 | 0 | 0 |  | 1 | TRUE | wye
40 | LV_293-55_0_4_load_65 | 57 | 0.0023457 | 0.0005879 | 0 | 0 |  | 1 | TRUE | wye
41 | LV_293-55_0_4_load_49 | 59 | 0.0018247 | 0.0004573 | 0 | 0 |  | 1 | TRUE | wye
42 | LV_293-55_0_4_load_94 | 60 | 0.036297 | 0.0090968 | 0 | 0 |  | 1 | TRUE | wye
43 | LV_293-55_0_4_load_95 | 62 | 0.014911 | 0.0037372 | 0 | 0 |  | 1 | TRUE | wye
44 | LV_293-55_0_4_load_93 | 63 | 0.0021225 | 0.00053196 | 0 | 0 |  | 1 | TRUE | wye
45 | LV_293-55_0_4_load_125 | 64 | 0.0014962 | 0.000375 | 0 | 0 |  | 1 | TRUE | wye
46 | LV_293-55_0_4_load_92 | 66 | 0.002455 | 0.00061529 | 0 | 0 |  | 1 | TRUE | wye
47 | LV_293-55_0_4_load_53 | 67 | 0.0012988 | 0.00032551 | 0 | 0 |  | 1 | TRUE | wye
48 | LV_293-55_0_4_load_131 | 69 | 0.0005018 | 0.00012576 | 0 | 0 |  | 1 | TRUE | wye
49 | LV_293-55_0_4_load_123 | 70 | 0.0032627 | 0.0008177 | 0 | 0 |  | 1 | TRUE | wye
50 | LV_293-55_0_4_load_104 | 71 | 0.0057731 | 0.0014469 | 0 | 0 |  | 1 | TRUE | wye
51 | LV_293-55_0_4_load_56 | 72 | 0.0052344 | 0.0013119 | 0 | 0 |  | 1 | TRUE | wye
52 | LV_293-55_0_4_load_57 | 73 | 0.0087982 | 0.002205 | 0 | 0 |  | 1 | TRUE | wye
53 | LV_293-55_0_4_load_58 | 74 | 0.0079725 | 0.0019981 | 0 | 0 |  | 1 | TRUE | wye
54 | LV_293-55_0_4_load_60 | 75 | 0.0062887 | 0.0015761 | 0 | 0 |  | 1 | TRUE | wye
55 | LV_293-55_0_4_load_62 | 76 | 0.0082507 | 0.0020678 | 0 | 0 |  | 1 | TRUE | wye
56 | LV_293-55_0_4_load_78 | 77 | 0.0043282 | 0.0010848 | 0 | 0 |  | 1 | TRUE | wye
57 | LV_293-55_0_4_load_69 | 78 | 0.004624 | 0.0011589 | 0 | 0 |  | 1 | TRUE | wye
58 | LV_293-55_0_4_load_66 | 80 | 0.0017936 | 0.00044951 | 0 | 0 |  | 1 | TRUE | wye
59 | LV_293-55_0_4_load_67 | 81 | 0.0014207 | 0.00035606 | 0 | 0 |  | 1 | TRUE | wye
60 | LV_293-55_0_4_load_68 | 82 | 0.0019416 | 0.00048661 | 0 | 0 |  | 1 | TRUE | wye
61 | LV_293-55_0_4_load_70 | 83 | 0.0017764 | 0.0004452 | 0 | 0 |  | 1 | TRUE | wye
62 | LV_293-55_0_4_load_71 | 84 | 0.0018789 | 0.0004709 | 0 | 0 |  | 1 | TRUE | wye
63 | LV_293-55_0_4_load_74 | 85 | 0.008435 | 0.002114 | 0 | 0 |  | 1 | TRUE | wye
64 | LV_293-55_0_4_load_72 | 87 | 0.0032467 | 0.0008137 | 0 | 0 |  | 1 | TRUE | wye
65 | LV_293-55_0_4_load_82 | 89 | 0.0121 | 0.0030326 | 0 | 0 |  | 1 | TRUE | wye
66 | LV_293-55_0_4_load_79 | 90 | 0.0036913 | 0.00092512 | 0 | 0 |  | 1 | TRUE | wye
67 | LV_293-55_0_4_load_149 | 92 | 0.0027293 | 0.00068402 | 0 | 0 |  | 1 | TRUE | wye
68 | LV_293-55_0_4_load_80 | 93 | 0.0024814 | 0.00062189 | 0 | 0 |  | 1 | TRUE | wye
69 | LV_293-55_0_4_load_153 | 94 | 0.0013945 | 0.0003495 | 0 | 0 |  | 1 | TRUE | wye
70 | LV_293-55_0_4_load_154 | 95 | 0.0015365 | 0.00038509 | 0 | 0 |  | 1 | TRUE | wye
71 | LV_293-55_0_4_load_111 | 96 | 0.00099285 | 0.00024883 | 0 | 0 |  | 1 | TRUE | wye
72 | LV_293-55_0_4_load_83 | 98 | 0.0019658 | 0.00049267 | 0 | 0 |  | 1 | TRUE | wye
73 | LV_293-55_0_4_load_85 | 99 | 0.0012423 | 0.00031134 | 0 | 0 |  | 1 | TRUE | wye
74 | LV_293-55_0_4_load_116 | 101 | 0.0020394 | 0.00051112 | 0 | 0 |  | 1 | TRUE | wye
75 | LV_293-55_0_4_load_86 | 103 | 0.002169 | 0.0005436 | 0 | 0 |  | 1 | TRUE | wye
76 | LV_293-55_0_4_load_103 | 104 | 0.0014415 | 0.00036127 | 0 | 0 |  | 1 | TRUE | wye
77 | LV_293-55_0_4_load_97 | 105 | 0.00062361 | 0.00015629 | 0 | 0 |  | 1 | TRUE | wye
78 | LV_293-55_0_4_load_87 | 106 | 0.0039505 | 0.00099009 | 0 | 0 |  | 1 | TRUE | wye
79 | LV_293-55_0_4_load_88 | 107 | 0.0034982 | 0.00087673 | 0 | 0 |  | 1 | TRUE | wye
80 | LV_293-55_0_4_load_89 | 108 | 0.001356 | 0.00033984 | 0 | 0 |  | 1 | TRUE | wye
81 | LV_293-55_0_4_load_90 | 109 | 0.0015557 | 0.00038989 | 0 | 0 |  | 1 | TRUE | wye
82 | LV_293-55_0_4_load_91 | 110 | 0.0022818 | 0.00057188 | 0 | 0 |  | 1 | TRUE | wye
83 | LV_293-55_0_4_load_96 | 111 | 0.0014322 | 0.00035896 | 0 | 0 |  | 1 | TRUE | wye
84 | LV_293-55_0_4_load_99 | 113 | 0.0025578 | 0.00064105 | 0 | 0 |  | 1 | TRUE | wye
85 | LV_293-55_0_4_load_102 | 115 | 0.0040152 | 0.0010063 | 0 | 0 |  | 1 | TRUE | wye
86 | LV_293-55_0_4_load_105 | 116 | 0.0044767 | 0.001122 | 0 | 0 |  | 1 | TRUE | wye
87 | LV_293-55_0_4_load_106 | 117 | 0.0014806 | 0.00037107 | 0 | 0 |  | 1 | TRUE | wye
88 | LV_293-55_0_4_load_117 | 118 | 0.0030923 | 0.00077499 | 0 | 0 |  | 1 | TRUE | wye
89 | LV_293-55_0_4_load_118 | 120 | 0.0022422 | 0.00056195 | 0 | 0 |  | 1 | TRUE | wye
90 | LV_293-55_0_4_load_108 | 121 | 0.00119 | 0.00029824 | 0 | 0 |  | 1 | TRUE | wye
91 | LV_293-55_0_4_load_135 | 123 | 0.0011393 | 0.00028554 | 0 | 0 |  | 1 | TRUE | wye
92 | LV_293-55_0_4_load_132 | 125 | 0.0010317 | 0.00025856 | 0 | 0 |  | 1 | TRUE | wye
93 | LV_293-55_0_4_load_112 | 127 | 0.0059956 | 0.0015026 | 0 | 0 |  | 1 | TRUE | wye
94 | LV_293-55_0_4_load_137 | 128 | 0.00098731 | 0.00024744 | 0 | 0 |  | 1 | TRUE | wye
95 | LV_293-55_0_4_load_115 | 130 | 0.0013276 | 0.00033273 | 0 | 0 |  | 1 | TRUE | wye
96 | LV_293-55_0_4_load_113 | 131 | 0.0031221 | 0.00078248 | 0 | 0 |  | 1 | TRUE | wye
97 | LV_293-55_0_4_load_121 | 132 | 0.0023838 | 0.00059743 | 0 | 0 |  | 1 | TRUE | wye
98 | LV_293-55_0_4_load_122 | 133 | 0.00055666 | 0.00013951 | 0 | 0 |  | 1 | TRUE | wye
99 | LV_293-55_0_4_load_119 | 134 | 0.0020899 | 0.00052379 | 0 | 0 |  | 1 | TRUE | wye
100 | LV_293-55_0_4_load_124 | 135 | 0.0044996 | 0.0011277 | 0 | 0 |  | 1 | TRUE | wye
101 | LV_293-55_0_4_load_127 | 136 | 0.00047674 | 0.00011948 | 0 | 0 |  | 1 | TRUE | wye
102 | LV_293-55_0_4_load_126 | 137 | 0.0016431 | 0.00041179 | 0 | 0 |  | 1 | TRUE | wye
103 | LV_293-55_0_4_load_129 | 138 | 0.00070681 | 0.00017714 | 0 | 0 |  | 1 | TRUE | wye
104 | LV_293-55_0_4_load_130 | 139 | 0.00069288 | 0.00017365 | 0 | 0 |  | 1 | TRUE | wye
105 | LV_293-55_0_4_load_174 | 140 | 0.00034963 | 8.7625e-05 | 0 | 0 |  | 1 | TRUE | wye
106 | LV_293-55_0_4_load_136 | 141 | 0.00058143 | 0.00014572 | 0 | 0 |  | 1 | TRUE | wye
107 | LV_293-55_0_4_load_134 | 142 | 0.0003836 | 9.6139e-05 | 0 | 0 |  | 1 | TRUE | wye
108 | LV_293-55_0_4_load_138 | 143 | 0.0016275 | 0.00040789 | 0 | 0 |  | 1 | TRUE | wye
109 | LV_293-55_0_4_load_139 | 144 | 0.0011727 | 0.00029391 | 0 | 0 |  | 1 | TRUE | wye
110 | LV_293-55_0_4_load_140 | 145 | 0.0012824 | 0.0003214 | 0 | 0 |  | 1 | TRUE | wye
111 | LV_293-55_0_4_load_142 | 147 | 0.0009361 | 0.00023461 | 0 | 0 |  | 1 | TRUE | wye
112 | LV_293-55_0_4_load_143 | 148 | 0.001004 | 0.00025163 | 0 | 0 |  | 1 | TRUE | wye
113 | LV_293-55_0_4_load_144 | 149 | 0.00073431 | 0.00018404 | 0 | 0 |  | 1 | TRUE | wye
114 | LV_293-55_0_4_load_145 | 150 | 0.0013398 | 0.00033579 | 0 | 0 |  | 1 | TRUE | wye
115 | LV_293-55_0_4_load_146 | 151 | 0.0007674 | 0.00019233 | 0 | 0 |  | 1 | TRUE | wye
116 | LV_293-55_0_4_load_150 | 152 | 0.0011334 | 0.00028406 | 0 | 0 |  | 1 | TRUE | wye
117 | LV_293-55_0_4_load_147 | 153 | 0.0012669 | 0.00031752 | 0 | 0 |  | 1 | TRUE | wye
118 | LV_293-55_0_4_load_148 | 155 | 0.0012172 | 0.00030505 | 0 | 0 |  | 1 | TRUE | wye
119 | LV_293-55_0_4_load_155 | 156 | 0.001139 | 0.00028546 | 0 | 0 |  | 1 | TRUE | wye
120 | LV_293-55_0_4_load_156 | 157 | 0.0010388 | 0.00026035 | 0 | 0 |  | 1 | TRUE | wye
121 | LV_293-55_0_4_load_164 | 158 | 0.0012855 | 0.00032218 | 0 | 0 |  | 1 | TRUE | wye
122 | LV_293-55_0_4_load_163 | 159 | 0.0013256 | 0.00033224 | 0 | 0 |  | 1 | TRUE | wye
123 | LV_293-55_0_4_load_159 | 161 | 0.0014746 | 0.00036957 | 0 | 0 |  | 1 | TRUE | wye
124 | LV_293-55_0_4_load_160 | 162 | 0.001233 | 0.00030902 | 0 | 0 |  | 1 | TRUE | wye
125 | LV_293-55_0_4_load_157 | 163 | 0.0080686 | 0.0020222 | 0 | 0 |  | 1 | TRUE | wye
126 | LV_293-55_0_4_load_161 | 165 | 0.0013346 | 0.00033449 | 0 | 0 |  | 1 | TRUE | wye
127 | LV_293-55_0_4_load_162 | 166 | 0.001286 | 0.00032231 | 0 | 0 |  | 1 | TRUE | wye
128 | LV_293-55_0_4_load_167 | 167 | 0.001397 | 0.00035012 | 0 | 0 |  | 1 | TRUE | wye
129 | LV_293-55_0_4_load_169 | 168 | 0.0011858 | 0.00029719 | 0 | 0 |  | 1 | TRUE | wye
130 | LV_293-55_0_4_load_170 | 169 | 0.0012668 | 0.0003175 | 0 | 0 |  | 1 | TRUE | wye
131 | LV_293-55_0_4_load_166 | 170 | 0.0013212 | 0.00033113 | 0 | 0 |  | 1 | TRUE | wye
132 | LV_293-55_0_4_load_168 | 171 | 0.001146 | 0.00028722 | 0 | 0 |  | 1 | TRUE | wye

## ext_grid
| name | bus | vm_pu | va_degree | slack_weight | in_service
0 |  | 110 | 1 | 0 | 1 | TRUE

## line
| name | std_type | from_bus | to_bus | length_km | r_ohm_per_km | x_ohm_per_km | c_nf_per_km | g_us_per_km | max_i_ka | df | parallel | type | in_service
0 | LV_293-55_0_4_line_0 |  | 0 | 1 | 0.014317 | 0.125 | 0.08 | 261 | 0 | 0.364 | 1 | 1 | cs | TRUE
1 | LV_293-55_0_4_line_1 |  | 1 | 2 | 0.047912 | 0.125 | 0.08 | 261 | 0 | 0.364 | 1 | 1 | cs | TRUE
2 | LV_293-55_0_4_line_2 |  | 2 | 3 | 0.015724 | 0.125 | 0.08 | 261 | 0 | 0.364 | 1 | 1 | cs | TRUE
3 | LV_293-55_0_4_line_3 |  | 2 | 4 | 0.032547 | 0.125 | 0.08 | 261 | 0 | 0.364 | 1 | 1 | cs | TRUE
4 | LV_293-55_0_4_line_4 |  | 3 | 5 | 0.025558 | 0.125 | 0.08 | 261 | 0 | 0.364 | 1 | 1 | cs | TRUE
5 | LV_293-55_0_4_line_5 |  | 4 | 9 | 0.0049527 | 0.125 | 0.08 | 261 | 0 | 0.364 | 1 | 1 | cs | TRUE
6 | LV_293-55_0_4_line_6 |  | 5 | 10 | 0.010044 | 0.125 | 0.08 | 261 | 0 | 0.364 | 1 | 1 | cs | TRUE
7 | LV_293-55_0_4_line_7 |  | 6 | 7 | 0.027127 | 0.125 | 0.08 | 261 | 0 | 0.364 | 1 | 1 | cs | TRUE
8 | LV_293-55_0_4_line_8 |  | 6 | 8 | 0.014639 | 0.125 | 0.08 | 261 | 0 | 0.364 | 1 | 1 | cs | TRUE
9 | LV_293-55_0_4_line_9 |  | 8 | 11 | 0.0075315 | 0.125 | 0.08 | 261 | 0 | 0.364 | 1 | 1 | cs | TRUE
10 | LV_293-55_0_4_line_10 |  | 9 | 12 | 0.018509 | 0.125 | 0.08 | 261 | 0 | 0.364 | 1 | 1 | cs | TRUE
11 | LV_293-55_0_4_line_11 |  | 10 | 14 | 0.014252 | 0.125 | 0.08 | 261 | 0 | 0.364 | 1 | 1 | cs | TRUE
12 | LV_293-55_0_4_line_12 |  | 11 | 34 | 0.021645 | 0.125 | 0.08 | 261 | 0 | 0.364 | 1 | 1 | cs | TRUE
13 | LV_293-55_0_4_line_13 |  | 12 | 27 | 0.040296 | 0.125 | 0.08 | 261 | 0 | 0.364 | 1 | 1 | cs | TRUE
14 | LV_293-55_0_4_line_14 |  | 13 | 14 | 0.0048848 | 0.125 | 0.08 | 261 | 0 | 0.364 | 1 | 1 | cs | TRUE
15 | LV_293-55_0_4_line_15 |  | 13 | 15 | 0.034419 | 0.125 | 0.08 | 261 | 0 | 0.364 | 1 | 1 | cs | TRUE
16 | LV_293-55_0_4_line_16 |  | 15 | 16 | 0.0016831 | 0.125 | 0.08 | 261 | 0 | 0.364 | 1 | 1 | cs | TRUE
17 | LV_293-55_0_4_line_17 |  | 15 | 17 | 0.016443 | 0.125 | 0.08 | 261 | 0 | 0.364 | 1 | 1 | cs | TRUE
18 | LV_293-55_0_4_line_18 |  | 16 | 18 | 0.024027 | 0.125 | 0.08 | 261 | 0 | 0.364 | 1 | 1 | cs | TRUE
19 | LV_293-55_0_4_line_19 |  | 17 | 19 | 0.014249 | 0.125 | 0.08 | 261 | 0 | 0.364 | 1 | 1 | cs | TRUE
20 | LV_293-55_0_4_line_20 |  | 18 | 20 | 0.012774 | 0.125 | 0.08 | 261 | 0 | 0.364 | 1 | 1 | cs | TRUE
21 | LV_293-55_0_4_line_21 |  | 19 | 21 | 0.024277 | 0.125 | 0.08 | 261 | 0 | 0.364 | 1 | 1 | cs | TRUE
22 | LV_293-55_0_4_line_22 |  | 20 | 22 | 0.013862 | 0.125 | 0.08 | 261 | 0 | 0.364 | 1 | 1 | cs | TRUE
23 | LV_293-55_0_4_line_23 |  | 20 | 23 | 0.038594 | 0.125 | 0.08 | 261 | 0 | 0.364 | 1 | 1 | cs | TRUE
24 | LV_293-55_0_4_line_24 |  | 21 | 24 | 0.014472 | 0.125 | 0.08 | 261 | 0 | 0.364 | 1 | 1 | cs | TRUE
25 | LV_293-55_0_4_line_25 |  | 21 | 25 | 0.008049 | 0.125 | 0.08 | 261 | 0 | 0.364 | 1 | 2 | cs | TRUE
26 | LV_293-55_0_4_line_26 |  | 22 | 45 | 0.022961 | 0.125 | 0.08 | 261 | 0 | 0.364 | 1 | 1 | cs | TRUE
27 | LV_293-55_0_4_line_27 |  | 23 | 48 | 0.026159 | 0.125 | 0.08 | 261 | 0 | 0.364 | 1 | 1 | cs | TRUE
28 | LV_293-55_0_4_line_28 |  | 24 | 40 | 0.0039891 | 0.125 | 0.08 | 261 | 0 | 0.364 | 1 | 1 | cs | TRUE
29 | LV_293-55_0_4_line_29 |  | 25 | 38 | 0.033292 | 0.125 | 0.08 | 261 | 0 | 0.364 | 1 | 4 | cs | TRUE
30 | LV_293-55_0_4_line_30 |  | 25 | 35 | 0.0078072 | 0.125 | 0.08 | 261 | 0 | 0.364 | 1 | 1 | cs | TRUE
31 | LV_293-55_0_4_line_31 |  | 26 | 27 | 0.014253 | 0.125 | 0.08 | 261 | 0 | 0.364 | 1 | 1 | cs | TRUE
32 | LV_293-55_0_4_line_32 |  | 26 | 28 | 0.010576 | 0.125 | 0.08 | 261 | 0 | 0.364 | 1 | 1 | cs | TRUE
33 | LV_293-55_0_4_line_33 |  | 28 | 29 | 0.025962 | 0.125 | 0.08 | 261 | 0 | 0.364 | 1 | 1 | cs | TRUE
34 | LV_293-55_0_4_line_34 |  | 29 | 30 | 0.0086352 | 0.125 | 0.08 | 261 | 0 | 0.364 | 1 | 1 | cs | TRUE
35 | LV_293-55_0_4_line_35 |  | 30 | 31 | 0.013353 | 0.125 | 0.08 | 261 | 0 | 0.364 | 1 | 1 | cs | TRUE
36 | LV_293-55_0_4_line_36 |  | 31 | 32 | 0.026848 | 0.125 | 0.08 | 261 | 0 | 0.364 | 1 | 1 | cs | TRUE
37 | LV_293-55_0_4_line_37 |  | 32 | 33 | 9.1633e-05 | 0.125 | 0.08 | 261 | 0 | 0.364 | 1 | 1 | cs | TRUE
38 | LV_293-55_0_4_line_38 |  | 34 | 37 | 0.0090441 | 0.125 | 0.08 | 261 | 0 | 0.364 | 1 | 1 | cs | TRUE
39 | LV_293-55_0_4_line_39 |  | 35 | 36 | 0.010472 | 0.125 | 0.08 | 261 | 0 | 0.364 | 1 | 1 | cs | TRUE
40 | LV_293-55_0_4_line_40 |  | 36 | 37 | 0.021081 | 0.125 | 0.08 | 261 | 0 | 0.364 | 1 | 1 | cs | TRUE
41 | LV_293-55_0_4_line_41 |  | 38 | 39 | 0.0033809 | 0.125 | 0.08 | 261 | 0 | 0.364 | 1 | 4 | cs | TRUE
42 | LV_293-55_0_4_line_42 |  | 39 | 41 | 0.010585 | 0.125 | 0.08 | 261 | 0 | 0.364 | 1 | 4 | cs | TRUE
43 | LV_293-55_0_4_line_43 |  | 40 | 42 | 0.021732 | 0.125 | 0.08 | 261 | 0 | 0.364 | 1 | 1 | cs | TRUE
44 | LV_293-55_0_4_line_44 |  | 41 | 43 | 0.021975 | 0.125 | 0.08 | 261 | 0 | 0.364 | 1 | 1 | cs | TRUE
45 | LV_293-55_0_4_line_45 |  | 41 | 44 | 0.003081 | 0.125 | 0.08 | 261 | 0 | 0.364 | 1 | 4 | cs | TRUE
46 | LV_293-55_0_4_line_46 |  | 42 | 57 | 0.0040778 | 0.125 | 0.08 | 261 | 0 | 0.364 | 1 | 1 | cs | TRUE
47 | LV_293-55_0_4_line_47 |  | 44 | 58 | 0.068397 | 0.125 | 0.08 | 261 | 0 | 0.364 | 1 | 4 | cs | TRUE
48 | LV_293-55_0_4_line_48 |  | 44 | 59 | 0.021381 | 0.125 | 0.08 | 261 | 0 | 0.364 | 1 | 4 | cs | TRUE
49 | LV_293-55_0_4_line_49 |  | 45 | 49 | 0.029149 | 0.125 | 0.08 | 261 | 0 | 0.364 | 1 | 1 | cs | TRUE
50 | LV_293-55_0_4_line_50 |  | 46 | 47 | 0.0083863 | 0.125 | 0.08 | 261 | 0 | 0.364 | 1 | 1 | cs | TRUE
51 | LV_293-55_0_4_line_51 |  | 47 | 50 | 0.017723 | 0.125 | 0.08 | 261 | 0 | 0.364 | 1 | 1 | cs | TRUE
52 | LV_293-55_0_4_line_52 |  | 47 | 51 | 0.048253 | 0.125 | 0.08 | 261 | 0 | 0.364 | 1 | 1 | cs | TRUE
53 | LV_293-55_0_4_line_53 |  | 48 | 52 | 0.011387 | 0.125 | 0.08 | 261 | 0 | 0.364 | 1 | 1 | cs | TRUE
54 | LV_293-55_0_4_line_54 |  | 49 | 51 | 0.031264 | 0.125 | 0.08 | 261 | 0 | 0.364 | 1 | 1 | cs | TRUE
55 | LV_293-55_0_4_line_55 |  | 50 | 53 | 0.036462 | 0.125 | 0.08 | 261 | 0 | 0.364 | 1 | 1 | cs | TRUE
56 | LV_293-55_0_4_line_56 |  | 51 | 54 | 0.005353 | 0.125 | 0.08 | 261 | 0 | 0.364 | 1 | 1 | cs | TRUE
57 | LV_293-55_0_4_line_57 |  | 52 | 55 | 0.066208 | 0.125 | 0.08 | 261 | 0 | 0.364 | 1 | 1 | cs | TRUE
58 | LV_293-55_0_4_line_58 |  | 52 | 56 | 0.014676 | 0.125 | 0.08 | 261 | 0 | 0.364 | 1 | 1 | cs | TRUE
59 | LV_293-55_0_4_line_59 |  | 56 | 73 | 0.020666 | 0.125 | 0.08 | 261 | 0 | 0.364 | 1 | 1 | cs | TRUE
60 | LV_293-55_0_4_line_60 |  | 57 | 80 | 0.018939 | 0.125 | 0.08 | 261 | 0 | 0.364 | 1 | 1 | cs | TRUE
61 | LV_293-55_0_4_line_61 |  | 58 | 60 | 0.021541 | 0.125 | 0.08 | 261 | 0 | 0.364 | 1 | 1 | cs | TRUE
62 | LV_293-55_0_4_line_62 |  | 58 | 61 | 0.050385 | 0.125 | 0.08 | 261 | 0 | 0.364 | 1 | 4 | cs | TRUE
63 | LV_293-55_0_4_line_63 |  | 58 | 62 | 0.015411 | 0.125 | 0.08 | 261 | 0 | 0.364 | 1 | 1 | cs | TRUE
64 | LV_293-55_0_4_line_64 |  | 59 | 63 | 0.014607 | 0.125 | 0.08 | 261 | 0 | 0.364 | 1 | 4 | cs | TRUE
65 | LV_293-55_0_4_line_65 |  | 61 | 64 | 0.018508 | 0.125 | 0.08 | 261 | 0 | 0.364 | 1 | 1 | cs | TRUE
66 | LV_293-55_0_4_line_66 |  | 61 | 65 | 0.031214 | 0.125 | 0.08 | 261 | 0 | 0.364 | 1 | 4 | cs | TRUE
67 | LV_293-55_0_4_line_67 |  | 63 | 66 | 0.0078403 | 0.125 | 0.08 | 261 | 0 | 0.364 | 1 | 4 | cs | TRUE
68 | LV_293-55_0_4_line_68 |  | 64 | 69 | 0.0064097 | 0.125 | 0.08 | 261 | 0 | 0.364 | 1 | 1 | cs | TRUE
69 | LV_293-55_0_4_line_69 |  | 65 | 67 | 0.012203 | 0.125 | 0.08 | 261 | 0 | 0.364 | 1 | 4 | cs | TRUE
70 | LV_293-55_0_4_line_70 |  | 66 | 109 | 0.022735 | 0.125 | 0.08 | 261 | 0 | 0.364 | 1 | 4 | cs | TRUE
71 | LV_293-55_0_4_line_71 |  | 67 | 68 | 0.019904 | 0.125 | 0.08 | 261 | 0 | 0.364 | 1 | 4 | cs | TRUE
72 | LV_293-55_0_4_line_72 |  | 68 | 70 | 0.033765 | 0.125 | 0.08 | 261 | 0 | 0.364 | 1 | 1 | cs | TRUE
73 | LV_293-55_0_4_line_73 |  | 68 | 71 | 0.026402 | 0.125 | 0.08 | 261 | 0 | 0.364 | 1 | 4 | cs | TRUE
74 | LV_293-55_0_4_line_74 |  | 70 | 135 | 0.016054 | 0.125 | 0.08 | 261 | 0 | 0.364 | 1 | 1 | cs | TRUE
75 | LV_293-55_0_4_line_75 |  | 70 | 136 | 0.059453 | 0.125 | 0.08 | 261 | 0 | 0.364 | 1 | 1 | cs | TRUE
76 | LV_293-55_0_4_line_76 |  | 71 | 114 | 0.048223 | 0.125 | 0.08 | 261 | 0 | 0.364 | 1 | 4 | cs | TRUE
77 | LV_293-55_0_4_line_77 |  | 72 | 73 | 0.016059 | 0.125 | 0.08 | 261 | 0 | 0.364 | 1 | 1 | cs | TRUE
78 | LV_293-55_0_4_line_78 |  | 72 | 74 | 0.012119 | 0.125 | 0.08 | 261 | 0 | 0.364 | 1 | 1 | cs | TRUE
79 | LV_293-55_0_4_line_79 |  | 74 | 75 | 0.011141 | 0.125 | 0.08 | 261 | 0 | 0.364 | 1 | 1 | cs | TRUE
80 | LV_293-55_0_4_line_80 |  | 75 | 76 | 0.010553 | 0.125 | 0.08 | 261 | 0 | 0.364 | 1 | 1 | cs | TRUE
81 | LV_293-55_0_4_line_81 |  | 76 | 77 | 0.058423 | 0.125 | 0.08 | 261 | 0 | 0.364 | 1 | 1 | cs | TRUE
82 | LV_293-55_0_4_line_82 |  | 78 | 79 | 0.04836 | 0.125 | 0.08 | 261 | 0 | 0.364 | 1 | 1 | cs | TRUE
83 | LV_293-55_0_4_line_83 |  | 79 | 85 | 0.033837 | 0.125 | 0.08 | 261 | 0 | 0.364 | 1 | 1 | cs | TRUE
84 | LV_293-55_0_4_line_84 |  | 79 | 86 | 0.029541 | 0.125 | 0.08 | 261 | 0 | 0.364 | 1 | 1 | cs | TRUE
85 | LV_293-55_0_4_line_85 |  | 80 | 81 | 0.021433 | 0.125 | 0.08 | 261 | 0 | 0.364 | 1 | 1 | cs | TRUE
86 | LV_293-55_0_4_line_86 |  | 81 | 82 | 0.0019383 | 0.125 | 0.08 | 261 | 0 | 0.364 | 1 | 1 | cs | TRUE
87 | LV_293-55_0_4_line_87 |  | 82 | 83 | 0.0085711 | 0.125 | 0.08 | 261 | 0 | 0.364 | 1 | 1 | cs | TRUE
88 | LV_293-55_0_4_line_88 |  | 83 | 84 | 0.0146 | 0.125 | 0.08 | 261 | 0 | 0.364 | 1 | 1 | cs | TRUE
89 | LV_293-55_0_4_line_89 |  | 84 | 87 | 0.0097026 | 0.125 | 0.08 | 261 | 0 | 0.364 | 1 | 1 | cs | TRUE
90 | LV_293-55_0_4_line_90 |  | 86 | 91 | 0.035394 | 0.125 | 0.08 | 261 | 0 | 0.364 | 1 | 4 | cs | TRUE
91 | LV_293-55_0_4_line_91 |  | 86 | 92 | 0.018585 | 0.125 | 0.08 | 261 | 0 | 0.364 | 1 | 4 | cs | TRUE
92 | LV_293-55_0_4_line_92 |  | 86 | 88 | 0.032309 | 0.125 | 0.08 | 261 | 0 | 0.364 | 1 | 1 | cs | TRUE
93 | LV_293-55_0_4_line_93 |  | 88 | 89 | 0.020036 | 0.125 | 0.08 | 261 | 0 | 0.364 | 1 | 1 | cs | TRUE
94 | LV_293-55_0_4_line_94 |  | 88 | 90 | 0.017202 | 0.125 | 0.08 | 261 | 0 | 0.364 | 1 | 1 | cs | TRUE
95 | LV_293-55_0_4_line_95 |  | 90 | 93 | 0.016288 | 0.125 | 0.08 | 261 | 0 | 0.364 | 1 | 1 | cs | TRUE
96 | LV_293-55_0_4_line_96 |  | 91 | 94 | 0.01487 | 0.125 | 0.08 | 261 | 0 | 0.364 | 1 | 1 | cs | TRUE
97 | LV_293-55_0_4_line_97 |  | 91 | 95 | 0.013249 | 0.125 | 0.08 | 261 | 0 | 0.364 | 1 | 4 | cs | TRUE
98 | LV_293-55_0_4_line_98 |  | 92 | 96 | 0.02144 | 0.125 | 0.08 | 261 | 0 | 0.364 | 1 | 4 | cs | TRUE
99 | LV_293-55_0_4_line_99 |  | 93 | 97 | 0.0099329 | 0.125 | 0.08 | 261 | 0 | 0.364 | 1 | 1 | cs | TRUE
100 | LV_293-55_0_4_line_100 |  | 94 | 160 | 0.015445 | 0.125 | 0.08 | 261 | 0 | 0.364 | 1 | 1 | cs | TRUE
101 | LV_293-55_0_4_line_101 |  | 95 | 159 | 0.0086278 | 0.125 | 0.08 | 261 | 0 | 0.364 | 1 | 4 | cs | TRUE
102 | LV_293-55_0_4_line_102 |  | 96 | 121 | 0.025111 | 0.125 | 0.08 | 261 | 0 | 0.364 | 1 | 4 | cs | TRUE
103 | LV_293-55_0_4_line_103 |  | 97 | 98 | 0.019234 | 0.125 | 0.08 | 261 | 0 | 0.364 | 1 | 1 | cs | TRUE
104 | LV_293-55_0_4_line_104 |  | 98 | 99 | 0.0022898 | 0.125 | 0.08 | 261 | 0 | 0.364 | 1 | 1 | cs | TRUE
105 | LV_293-55_0_4_line_105 |  | 99 | 103 | 0.017494 | 0.125 | 0.08 | 261 | 0 | 0.364 | 1 | 1 | cs | TRUE
106 | LV_293-55_0_4_line_106 |  | 100 | 101 | 0.010653 | 0.125 | 0.08 | 261 | 0 | 0.364 | 1 | 1 | cs | TRUE
107 | LV_293-55_0_4_line_107 |  | 100 | 102 | 0.012896 | 0.125 | 0.08 | 261 | 0 | 0.364 | 1 | 1 | cs | TRUE
108 | LV_293-55_0_4_line_108 |  | 102 | 104 | 0.014647 | 0.125 | 0.08 | 261 | 0 | 0.364 | 1 | 4 | cs | TRUE
109 | LV_293-55_0_4_line_109 |  | 102 | 105 | 0.026998 | 0.125 | 0.08 | 261 | 0 | 0.364 | 1 | 4 | cs | TRUE
110 | LV_293-55_0_4_line_110 |  | 103 | 106 | 0.025008 | 0.125 | 0.08 | 261 | 0 | 0.364 | 1 | 1 | cs | TRUE
111 | LV_293-55_0_4_line_111 |  | 104 | 117 | 0.016949 | 0.125 | 0.08 | 261 | 0 | 0.364 | 1 | 4 | cs | TRUE
112 | LV_293-55_0_4_line_112 |  | 105 | 113 | 0.042949 | 0.125 | 0.08 | 261 | 0 | 0.364 | 1 | 1 | cs | TRUE
113 | LV_293-55_0_4_line_113 |  | 105 | 111 | 0.022438 | 0.125 | 0.08 | 261 | 0 | 0.364 | 1 | 4 | cs | TRUE
114 | LV_293-55_0_4_line_114 |  | 106 | 107 | 0.00035888 | 0.125 | 0.08 | 261 | 0 | 0.364 | 1 | 1 | cs | TRUE
115 | LV_293-55_0_4_line_115 |  | 108 | 109 | 0.0091343 | 0.125 | 0.08 | 261 | 0 | 0.364 | 1 | 4 | cs | TRUE
116 | LV_293-55_0_4_line_116 |  | 108 | 110 | 0.016443 | 0.125 | 0.08 | 261 | 0 | 0.364 | 1 | 4 | cs | TRUE
117 | LV_293-55_0_4_line_117 |  | 111 | 112 | 0.0077336 | 0.125 | 0.08 | 261 | 0 | 0.364 | 1 | 4 | cs | TRUE
118 | LV_293-55_0_4_line_118 |  | 112 | 114 | 0.02796 | 0.125 | 0.08 | 261 | 0 | 0.364 | 1 | 4 | cs | TRUE
119 | LV_293-55_0_4_line_119 |  | 113 | 115 | 0.0076398 | 0.125 | 0.08 | 261 | 0 | 0.364 | 1 | 1 | cs | TRUE
120 | LV_293-55_0_4_line_120 |  | 114 | 116 | 0.017215 | 0.125 | 0.08 | 261 | 0 | 0.364 | 1 | 1 | cs | TRUE
121 | LV_293-55_0_4_line_121 |  | 116 | 118 | 0.00052883 | 0.125 | 0.08 | 261 | 0 | 0.364 | 1 | 1 | cs | TRUE
122 | LV_293-55_0_4_line_122 |  | 117 | 119 | 0.016523 | 0.125 | 0.08 | 261 | 0 | 0.364 | 1 | 4 | cs | TRUE
123 | LV_293-55_0_4_line_123 |  | 118 | 120 | 0.01935 | 0.125 | 0.08 | 261 | 0 | 0.364 | 1 | 1 | cs | TRUE
124 | LV_293-55_0_4_line_124 |  | 119 | 121 | 0.0032274 | 0.125 | 0.08 | 261 | 0 | 0.364 | 1 | 4 | cs | TRUE
125 | LV_293-55_0_4_line_125 |  | 120 | 134 | 0.019328 | 0.125 | 0.08 | 261 | 0 | 0.364 | 1 | 1 | cs | TRUE
126 | LV_293-55_0_4_line_126 |  | 122 | 123 | 0.02109 | 0.125 | 0.08 | 261 | 0 | 0.364 | 1 | 3 | cs | TRUE
127 | LV_293-55_0_4_line_127 |  | 122 | 124 | 0.030471 | 0.125 | 0.08 | 261 | 0 | 0.364 | 1 | 2 | cs | TRUE
128 | LV_293-55_0_4_line_128 |  | 122 | 125 | 0.023782 | 0.125 | 0.08 | 261 | 0 | 0.364 | 1 | 1 | cs | TRUE
129 | LV_293-55_0_4_line_129 |  | 123 | 128 | 0.0053175 | 0.125 | 0.08 | 261 | 0 | 0.364 | 1 | 4 | cs | TRUE
130 | LV_293-55_0_4_line_130 |  | 124 | 126 | 0.011679 | 0.125 | 0.08 | 261 | 0 | 0.364 | 1 | 1 | cs | TRUE
131 | LV_293-55_0_4_line_131 |  | 124 | 127 | 0.01548 | 0.125 | 0.08 | 261 | 0 | 0.364 | 1 | 1 | cs | TRUE
132 | LV_293-55_0_4_line_132 |  | 125 | 129 | 0.10129 | 0.125 | 0.08 | 261 | 0 | 0.364 | 1 | 1 | cs | TRUE
133 | LV_293-55_0_4_line_133 |  | 126 | 130 | 0.025415 | 0.125 | 0.08 | 261 | 0 | 0.364 | 1 | 1 | cs | TRUE
134 | LV_293-55_0_4_line_134 |  | 127 | 131 | 0.0040016 | 0.125 | 0.08 | 261 | 0 | 0.364 | 1 | 1 | cs | TRUE
135 | LV_293-55_0_4_line_135 |  | 128 | 143 | 0.0080681 | 0.125 | 0.08 | 261 | 0 | 0.364 | 1 | 4 | cs | TRUE
136 | LV_293-55_0_4_line_136 |  | 129 | 142 | 0.010881 | 0.125 | 0.08 | 261 | 0 | 0.364 | 1 | 1 | cs | TRUE
137 | LV_293-55_0_4_line_137 |  | 130 | 132 | 0.025049 | 0.125 | 0.08 | 261 | 0 | 0.364 | 1 | 1 | cs | TRUE
138 | LV_293-55_0_4_line_138 |  | 132 | 133 | 0.022579 | 0.125 | 0.08 | 261 | 0 | 0.364 | 1 | 1 | cs | TRUE
139 | LV_293-55_0_4_line_139 |  | 136 | 137 | 0.012838 | 0.125 | 0.08 | 261 | 0 | 0.364 | 1 | 1 | cs | TRUE
140 | LV_293-55_0_4_line_140 |  | 138 | 139 | 0.017856 | 0.125 | 0.08 | 261 | 0 | 0.364 | 1 | 1 | cs | TRUE
141 | LV_293-55_0_4_line_141 |  | 139 | 140 | 0.031241 | 0.125 | 0.08 | 261 | 0 | 0.364 | 1 | 1 | cs | TRUE
142 | LV_293-55_0_4_line_142 |  | 140 | 141 | 0.0018167 | 0.125 | 0.08 | 261 | 0 | 0.364 | 1 | 1 | cs | TRUE
143 | LV_293-55_0_4_line_143 |  | 141 | 142 | 0.015532 | 0.125 | 0.08 | 261 | 0 | 0.364 | 1 | 1 | cs | TRUE
144 | LV_293-55_0_4_line_144 |  | 143 | 144 | 0.01732 | 0.125 | 0.08 | 261 | 0 | 0.364 | 1 | 4 | cs | TRUE
145 | LV_293-55_0_4_line_145 |  | 144 | 145 | 0.0055832 | 0.125 | 0.08 | 261 | 0 | 0.364 | 1 | 4 | cs | TRUE
146 | LV_293-55_0_4_line_146 |  | 145 | 146 | 0.0028228 | 0.125 | 0.08 | 261 | 0 | 0.364 | 1 | 4 | cs | TRUE
147 | LV_293-55_0_4_line_147 |  | 146 | 147 | 0.02962 | 0.125 | 0.08 | 261 | 0 | 0.364 | 1 | 1 | cs | TRUE
148 | LV_293-55_0_4_line_148 |  | 146 | 148 | 0.011813 | 0.125 | 0.08 | 261 | 0 | 0.364 | 1 | 4 | cs | TRUE
149 | LV_293-55_0_4_line_149 |  | 147 | 149 | 0.0037893 | 0.125 | 0.08 | 261 | 0 | 0.364 | 1 | 1 | cs | TRUE
150 | LV_293-55_0_4_line_150 |  | 148 | 150 | 0.011356 | 0.125 | 0.08 | 261 | 0 | 0.364 | 1 | 4 | cs | TRUE
151 | LV_293-55_0_4_line_151 |  | 149 | 151 | 0.0066011 | 0.125 | 0.08 | 261 | 0 | 0.364 | 1 | 1 | cs | TRUE
152 | LV_293-55_0_4_line_152 |  | 150 | 152 | 0.0371 | 0.125 | 0.08 | 261 | 0 | 0.364 | 1 | 4 | cs | TRUE
153 | LV_293-55_0_4_line_153 |  | 151 | 153 | 0.050728 | 0.125 | 0.08 | 261 | 0 | 0.364 | 1 | 1 | cs | TRUE
154 | LV_293-55_0_4_line_154 |  | 152 | 154 | 0.001602 | 0.125 | 0.08 | 261 | 0 | 0.364 | 1 | 4 | cs | TRUE
155 | LV_293-55_0_4_line_155 |  | 153 | 155 | 0.021806 | 0.125 | 0.08 | 261 | 0 | 0.364 | 1 | 1 | cs | TRUE
156 | LV_293-55_0_4_line_156 |  | 154 | 156 | 0.019462 | 0.125 | 0.08 | 261 | 0 | 0.364 | 1 | 1 | cs | TRUE
157 | LV_293-55_0_4_line_157 |  | 154 | 157 | 0.01198 | 0.125 | 0.08 | 261 | 0 | 0.364 | 1 | 4 | cs | TRUE
158 | LV_293-55_0_4_line_158 |  | 156 | 158 | 0.0072812 | 0.125 | 0.08 | 261 | 0 | 0.364 | 1 | 1 | cs | TRUE
159 | LV_293-55_0_4_line_159 |  | 157 | 159 | 0.014658 | 0.125 | 0.08 | 261 | 0 | 0.364 | 1 | 4 | cs | TRUE
160 | LV_293-55_0_4_line_160 |  | 158 | 164 | 0.012791 | 0.125 | 0.08 | 261 | 0 | 0.364 | 1 | 1 | cs | TRUE
161 | LV_293-55_0_4_line_161 |  | 160 | 161 | 0.015285 | 0.125 | 0.08 | 261 | 0 | 0.364 | 1 | 1 | cs | TRUE
162 | LV_293-55_0_4_line_162 |  | 160 | 162 | 0.015252 | 0.125 | 0.08 | 261 | 0 | 0.364 | 1 | 1 | cs | TRUE
163 | LV_293-55_0_4_line_163 |  | 160 | 163 | 0.031148 | 0.125 | 0.08 | 261 | 0 | 0.364 | 1 | 1 | cs | TRUE
164 | LV_293-55_0_4_line_164 |  | 161 | 165 | 0.0067333 | 0.125 | 0.08 | 261 | 0 | 0.364 | 1 | 1 | cs | TRUE
165 | LV_293-55_0_4_line_165 |  | 162 | 166 | 0.020206 | 0.125 | 0.08 | 261 | 0 | 0.364 | 1 | 1 | cs | TRUE
166 | LV_293-55_0_4_line_166 |  | 164 | 170 | 0.025872 | 0.125 | 0.08 | 261 | 0 | 0.364 | 1 | 1 | cs | TRUE
167 | LV_293-55_0_4_line_167 |  | 165 | 167 | 0.010724 | 0.125 | 0.08 | 261 | 0 | 0.364 | 1 | 1 | cs | TRUE
168 | LV_293-55_0_4_line_168 |  | 166 | 168 | 0.0099114 | 0.125 | 0.08 | 261 | 0 | 0.364 | 1 | 1 | cs | TRUE
169 | LV_293-55_0_4_line_169 |  | 168 | 169 | 0.010982 | 0.125 | 0.08 | 261 | 0 | 0.364 | 1 | 1 | cs | TRUE
170 | LV_293-55_0_4_line_170 |  | 169 | 171 | 0.0098018 | 0.125 | 0.08 | 261 | 0 | 0.364 | 1 | 1 | cs | TRUE

## trafo
| name | std_type | hv_bus | lv_bus | sn_mva | vn_hv_kv | vn_lv_kv | vk_percent | vkr_percent | pfe_kw | i0_percent | shift_degree | tap_side | tap_neutral | tap_min | tap_max | tap_step_percent | tap_step_degree | tap_pos | tap_phase_shifter | parallel | df | in_service
0 | LV_293-55_0_4_trafo_91 | 0.63 MVA 20/0.4 kV | 172 | 110 | 0.63 | 20 | 0.4 | 6 | 1.206 | 1.65 | 0.2619 | 150 | hv | 0 | -2 | 2 | 2.5 | 0 | 0 | FALSE | 1 | 1 | TRUE

## line_geodata
| x0 | y0 | x1 | y1 | x2 | y2 | x3 | y3 | x4 | y4 | x5 | y5 | x6 | y6 | x7 | y7 | x8 | y8 | x9 | y9
0 | 2693580.7332 | 1230578.4588 | 2693569.1154 | 1230570.0922
1 | 2693580.7332 | 1230578.4588 | 2693568.9833 | 1230592.9177 | 2693564.0394 | 1230598.9887 | 2693548.7489 | 1230614.1146
2 | 2693548.7489 | 1230614.1146 | 2693536.6162 | 1230623.5416 | 2693536.3296 | 1230623.7578
3 | 2693548.7489 | 1230614.1146 | 2693549.8718 | 1230619.7807 | 2693552.5757 | 1230625.583 | 2693555.2862 | 1230627.6049 | 2693556.9727 | 1230631.6343 | 2693562.054 | 1230643.1856
4 | 2693515.9282 | 1230639.1518 | 2693536.3296 | 1230623.7578
5 | 2693562.054 | 1230643.1856 | 2693564.0483 | 1230647.7191
6 | 2693515.9282 | 1230639.1518 | 2693507.9109 | 1230645.2013
7 | 2693531.1446 | 1230573.6197 | 2693521.0579 | 1230548.4373
8 | 2693531.1446 | 1230573.6197 | 2693519.5874 | 1230582.6049
9 | 2693519.5874 | 1230582.6049 | 2693513.6415 | 1230587.2275
10 | 2693564.0483 | 1230647.7191 | 2693571.5008 | 1230664.6609
11 | 2693496.5345 | 1230653.7854 | 2693507.9109 | 1230645.2013
12 | 2693496.5531 | 1230600.513 | 2693513.6415 | 1230587.2275
13 | 2693587.7263 | 1230701.5462 | 2693571.5008 | 1230664.6609
14 | 2693492.6352 | 1230656.7276 | 2693496.5345 | 1230653.7854
15 | 2693469.9238 | 1230682.2018 | 2693475.981 | 1230673.2461 | 2693480.81 | 1230666.7618 | 2693488.3024 | 1230659.997 | 2693492.6352 | 1230656.7276
16 | 2693469.9238 | 1230682.2018 | 2693468.9441 | 1230683.5704
17 | 2693469.9238 | 1230682.2018 | 2693457.3825 | 1230675.233 | 2693457.2795 | 1230673.1404
18 | 2693454.9588 | 1230703.1078 | 2693468.9441 | 1230683.5704
19 | 2693457.2795 | 1230673.1404 | 2693456.5786 | 1230658.909
20 | 2693447.5238 | 1230713.4945 | 2693454.9588 | 1230703.1078
21 | 2693455.3844 | 1230634.6614 | 2693456.5786 | 1230658.909
22 | 2693447.5238 | 1230713.4945 | 2693457.3616 | 1230723.2895
23 | 2693447.5238 | 1230713.4945 | 2693410.9113 | 1230701.2861
24 | 2693455.3844 | 1230634.6614 | 2693441.0611 | 1230636.7331
25 | 2693455.3844 | 1230634.6614 | 2693455.897 | 1230626.6303
26 | 2693457.3616 | 1230723.2895 | 2693459.8063 | 1230746.1198
27 | 2693410.9113 | 1230701.2861 | 2693386.0951 | 1230693.0112
28 | 2693437.1131 | 1230637.3041 | 2693441.0611 | 1230636.7331
29 | 2693455.897 | 1230626.6303 | 2693448.3991 | 1230594.1939
30 | 2693455.897 | 1230626.6303 | 2693462.6205 | 1230622.6621
31 | 2693576.3641 | 1230710.1514 | 2693587.7263 | 1230701.5462 | 2693587.7263 | 1230701.5462
32 | 2693571.6472 | 1230719.6173 | 2693576.3641 | 1230710.1514
33 | 2693571.6472 | 1230719.6173 | 2693568.3311 | 1230719.4984 | 2693565.2295 | 1230719.7053 | 2693557.2134 | 1230720.7577 | 2693545.8204 | 1230721.9032
34 | 2693537.2285 | 1230722.767 | 2693545.8204 | 1230721.9032
35 | 2693537.2285 | 1230722.767 | 2693534.9443 | 1230723.0201 | 2693523.957 | 1230724.2397
36 | 2693523.957 | 1230724.2397 | 2693518.5379 | 1230724.8412 | 2693509.5526 | 1230725.3892 | 2693499.6679 | 1230725.3226 | 2693497.1765 | 1230725.0319
37 | 2693497.1765 | 1230725.0319 | 2693497.0854 | 1230725.0213
38 | 2693496.5531 | 1230600.513 | 2693489.4129 | 1230606.0642
39 | 2693471.6386 | 1230617.3396 | 2693462.6205 | 1230622.6621
40 | 2693471.6386 | 1230617.3396 | 2693485.221 | 1230609.3232 | 2693489.4129 | 1230606.0642
41 | 2693447.6376 | 1230590.8998 | 2693448.3991 | 1230594.1939
42 | 2693441.9169 | 1230582.0453 | 2693447.4848 | 1230590.2387 | 2693447.6376 | 1230590.8998
43 | 2693437.1131 | 1230637.3041 | 2693415.6051 | 1230640.415
44 | 2693441.9169 | 1230582.0453 | 2693460.1556 | 1230569.7119
45 | 2693440.1844 | 1230579.494 | 2693441.9169 | 1230582.0453
46 | 2693411.5693 | 1230640.9987 | 2693415.6051 | 1230640.415
47 | 2693440.1844 | 1230579.494 | 2693447.9523 | 1230573.0336 | 2693445.1478 | 1230568.7976 | 2693448.395 | 1230566.08 | 2693451.7407 | 1230557.0928 | 2693448.2645 | 1230551.7344 | 2693441.6024 | 1230550.4955 | 2693438.4437 | 1230546.1427 | 2693439.0525 | 1230525.2484
48 | 2693440.1844 | 1230579.494 | 2693425.4084 | 1230577.327 | 2693419.2945 | 1230579.3713
49 | 2693462.9099 | 1230775.1028 | 2693459.8063 | 1230746.1198
50 | 2693396.987 | 1230753.1402 | 2693403.8228 | 1230748.2819
51 | 2693396.987 | 1230753.1402 | 2693391.34 | 1230757.6992 | 2693384.282 | 1230763.348 | 2693383.2515 | 1230764.3325
52 | 2693396.987 | 1230753.1402 | 2693399.578 | 1230757.4617 | 2693404.2729 | 1230765.2856 | 2693413.3121 | 1230771.9101 | 2693426.2793 | 1230773.9375 | 2693433.4957 | 1230767.3683
53 | 2693375.293 | 1230689.4093 | 2693386.0951 | 1230693.0112
54 | 2693433.4957 | 1230767.3683 | 2693457.6535 | 1230776.499 | 2693462.9099 | 1230775.1028
55 | 2693383.2515 | 1230764.3325 | 2693356.8168 | 1230789.4457
56 | 2693433.4957 | 1230767.3683 | 2693430.9258 | 1230762.669
57 | 2693375.293 | 1230689.4093 | 2693364.4784 | 1230685.848 | 2693353.5936 | 1230683.3754 | 2693347.2098 | 1230682.7525 | 2693340.446 | 1230682.6907 | 2693332.9086 | 1230683.6509 | 2693326.4534 | 1230685.1618 | 2693320.3101 | 1230687.556 | 2693314.5058 | 1230690.0667 | 2693311.621 | 1230691.7431
58 | 2693375.293 | 1230689.4093 | 2693372.5706 | 1230694.4146 | 2693369.9203 | 1230697.7198 | 2693366.6097 | 1230701.115
59 | 2693366.6097 | 1230701.115 | 2693352.1824 | 1230715.9109
60 | 2693411.5693 | 1230640.9987 | 2693392.8249 | 1230643.7099
61 | 2693458.1237 | 1230515.3854 | 2693454.2706 | 1230518.0935 | 2693450.8788 | 1230520.3751 | 2693439.0525 | 1230525.2484
62 | 2693437.8349 | 1230480.3081 | 2693440.0599 | 1230489.6053 | 2693441.8754 | 1230492.1801 | 2693444.4979 | 1230495.4681 | 2693442.7494 | 1230496.8194 | 2693439.1047 | 1230499.7642 | 2693437.2395 | 1230501.7919 | 2693437.6913 | 1230509.1932 | 2693439.4318 | 1230513.1679 | 2693439.0525 | 1230525.2484
63 | 2693439.0525 | 1230525.2484 | 2693424.5967 | 1230530.5888
64 | 2693405.441 | 1230584.0037 | 2693419.2945 | 1230579.3713
65 | 2693437.8349 | 1230480.3081 | 2693422.0953 | 1230490.0457
66 | 2693430.5699 | 1230449.9499 | 2693437.8349 | 1230480.3081
67 | 2693398.0054 | 1230586.4899 | 2693398.5714 | 1230586.3008 | 2693405.441 | 1230584.0037
68 | 2693416.6444 | 1230493.4179 | 2693422.0953 | 1230490.0457
69 | 2693430.5699 | 1230449.9499 | 2693420.3585 | 1230456.6314
70 | 2693376.4433 | 1230593.6974 | 2693398.0054 | 1230586.4899
71 | 2693403.7031 | 1230467.5294 | 2693420.3585 | 1230456.6314
72 | 2693403.7031 | 1230467.5294 | 2693385.8814 | 1230438.8512
73 | 2693403.7031 | 1230467.5294 | 2693381.4407 | 1230481.7233
74 | 2693372.2928 | 1230447.3995 | 2693385.8814 | 1230438.8512
75 | 2693385.8814 | 1230438.8512 | 2693366.7764 | 1230382.5512
76 | 2693340.7788 | 1230507.648 | 2693381.4407 | 1230481.7233
77 | 2693352.1824 | 1230715.9109 | 2693340.9708 | 1230727.4089
78 | 2693330.1947 | 1230732.9542 | 2693340.9708 | 1230727.4089 | 2693340.9708 | 1230727.4089
79 | 2693330.1947 | 1230732.9542 | 2693320.2882 | 1230738.0521
80 | 2693310.9049 | 1230742.8808 | 2693320.2882 | 1230738.0521
81 | 2693260.6713 | 1230755.0244 | 2693265.7363 | 1230761.4751 | 2693271.841 | 1230762.9831 | 2693310.9049 | 1230742.8808
82 | 2693231.0483 | 1230665.9404 | 2693230.7602 | 1230678.9897 | 2693231.0912 | 1230684.9325 | 2693231.7282 | 1230689.2345 | 2693233.4024 | 1230694.5423 | 2693235.3444 | 1230698.2309 | 2693238.6488 | 1230703.442 | 2693243.1641 | 1230707.7604 | 2693245.6562 | 1230709.1522
83 | 2693231.0483 | 1230665.9404 | 2693250.878 | 1230672.3782 | 2693263.261 | 1230668.4573
84 | 2693231.0483 | 1230665.9404 | 2693232.1034 | 1230641.6617 | 2693232.3749 | 1230636.4289
85 | 2693371.6128 | 1230646.778 | 2693392.8249 | 1230643.7099
86 | 2693371.6128 | 1230646.778 | 2693369.6945 | 1230647.0555
87 | 2693361.2116 | 1230648.2824 | 2693369.6945 | 1230647.0555
88 | 2693361.2116 | 1230648.2824 | 2693346.7619 | 1230650.3724
89 | 2693337.1593 | 1230651.7614 | 2693346.7619 | 1230650.3724
90 | 2693232.3749 | 1230636.4289 | 2693207.5393 | 1230633.7488 | 2693201.3161 | 1230642.2018
91 | 2693232.3749 | 1230636.4289 | 2693232.5657 | 1230630.0607 | 2693233.0982 | 1230617.8588
92 | 2693259.1231 | 1230640.3178 | 2693247.8122 | 1230641.3411 | 2693232.1034 | 1230641.6617 | 2693232.3749 | 1230636.4289
93 | 2693259.1231 | 1230640.3178 | 2693270.1537 | 1230623.592
94 | 2693259.1231 | 1230640.3178 | 2693264.5593 | 1230638.0903 | 2693269.0487 | 1230634.8918 | 2693273.0274 | 1230630.6512
95 | 2693273.0274 | 1230630.6512 | 2693284.1722 | 1230618.7729
96 | 2693201.3161 | 1230642.2018 | 2693192.5002 | 1230654.177
97 | 2693201.3161 | 1230642.2018 | 2693190.3189 | 1230634.813 | 2693190.3189 | 1230634.813
98 | 2693233.7559 | 1230596.4314 | 2693233.6064 | 1230606.2154 | 2693233.0982 | 1230617.8588
99 | 2693287.0215 | 1230609.5443 | 2693286.9577 | 1230613.6129 | 2693284.1722 | 1230618.7729
100 | 2693183.3433 | 1230666.6154 | 2693192.5002 | 1230654.177
101 | 2693190.3189 | 1230634.813 | 2693181.7501 | 1230633.8058
102 | 2693232.0777 | 1230571.4475 | 2693233.1191 | 1230576.9201 | 2693233.8896 | 1230587.6843 | 2693233.7559 | 1230596.4314
103 | 2693287.0215 | 1230609.5443 | 2693303.8649 | 1230600.2569
104 | 2693303.8649 | 1230600.2569 | 2693305.8701 | 1230599.1513
105 | 2693321.1894 | 1230590.7042 | 2693305.8701 | 1230599.1513
106 | 2693280.0617 | 1230574.1876 | 2693288.8978 | 1230568.1997
107 | 2693279.0893 | 1230561.3298 | 2693280.0617 | 1230574.1876
108 | 2693279.0893 | 1230561.3298 | 2693264.5958 | 1230563.4444
109 | 2693279.0893 | 1230561.3298 | 2693280.5793 | 1230552.3133 | 2693284.7612 | 1230544.0952 | 2693291.8095 | 1230539.0689
110 | 2693321.1894 | 1230590.7042 | 2693326.9412 | 1230587.5327 | 2693325.0207 | 1230584.8895 | 2693337.4261 | 1230576.1546
111 | 2693247.8247 | 1230565.8914 | 2693264.5958 | 1230563.4444
112 | 2693291.8095 | 1230539.0689 | 2693288.6242 | 1230533.993 | 2693286.2817 | 1230533.1334 | 2693284.1464 | 1230530.1756 | 2693284.0322 | 1230527.3162 | 2693281.2411 | 1230509.1816 | 2693289.1419 | 1230503.723
113 | 2693291.8095 | 1230539.0689 | 2693294.5292 | 1230537.1324 | 2693310.635 | 1230526.867
114 | 2693337.7195 | 1230575.948 | 2693337.4261 | 1230576.1546
115 | 2693367.7802 | 1230596.5931 | 2693376.4433 | 1230593.6974
116 | 2693352.1857 | 1230601.8058 | 2693367.7802 | 1230596.5931
117 | 2693317.1565 | 1230522.7104 | 2693310.635 | 1230526.867
118 | 2693340.7788 | 1230507.648 | 2693317.1565 | 1230522.7104
119 | 2693289.1419 | 1230503.723 | 2693289.298 | 1230503.6151 | 2693289.8728 | 1230500.7777 | 2693293.6653 | 1230498.255
120 | 2693340.7788 | 1230507.648 | 2693331.7093 | 1230493.0155
121 | 2693331.4307 | 1230492.566 | 2693331.7093 | 1230493.0155
122 | 2693231.4744 | 1230568.277 | 2693247.8247 | 1230565.8914
123 | 2693321.2365 | 1230476.1187 | 2693331.4307 | 1230492.566
124 | 2693231.4744 | 1230568.277 | 2693232.0777 | 1230571.4475
125 | 2693337.5738 | 1230465.7903 | 2693321.2365 | 1230476.1187 | 2693321.2365 | 1230476.1187
126 | 2693210.9872 | 1230522.1116 | 2693200.4003 | 1230530.574 | 2693194.9398 | 1230535.7691
127 | 2693210.9872 | 1230522.1116 | 2693221.4665 | 1230541.2785 | 2693229.9942 | 1230539.9779
128 | 2693210.9872 | 1230522.1116 | 2693206.7105 | 1230514.1611 | 2693200.5063 | 1230500.7744
129 | 2693194.9398 | 1230535.7691 | 2693191.0874 | 1230539.4344 | 2693191.0874 | 1230539.4344
130 | 2693229.9942 | 1230539.9779 | 2693237.2617 | 1230543.1942 | 2693240.9755 | 1230542.5964
131 | 2693229.9942 | 1230539.9779 | 2693235.2992 | 1230535.9804 | 2693244.0392 | 1230534.6721 | 2693244.0392 | 1230534.6721
132 | 2693200.5063 | 1230500.7744 | 2693192.8456 | 1230399.7729
133 | 2693240.9755 | 1230542.5964 | 2693245.0277 | 1230556.1585 | 2693256.161 | 1230554.4734
134 | 2693248.0045 | 1230535.2089 | 2693244.0392 | 1230534.6721
135 | 2693191.0874 | 1230539.4344 | 2693186.8869 | 1230546.3228
136 | 2693192.8456 | 1230399.7729 | 2693196.0634 | 1230389.378
137 | 2693276.4153 | 1230544.0756 | 2693271.719 | 1230552.1187 | 2693256.161 | 1230554.4734
138 | 2693274.24 | 1230523.7489 | 2693278.5177 | 1230529.6981 | 2693279.4648 | 1230538.8528 | 2693276.4153 | 1230544.0756
139 | 2693366.7764 | 1230382.5512 | 2693362.4268 | 1230384.3883 | 2693359.2762 | 1230376.9078
140 | 2693224.9419 | 1230329.6637 | 2693216.4724 | 1230345.3836
141 | 2693216.4724 | 1230345.3836 | 2693209.3862 | 1230358.5358 | 2693203.6747 | 1230370.0879 | 2693202.3174 | 1230373.2212
142 | 2693202.3174 | 1230373.2212 | 2693201.5953 | 1230374.8881
143 | 2693196.0634 | 1230389.378 | 2693197.9289 | 1230383.3518 | 2693201.5953 | 1230374.8881
144 | 2693179.6577 | 1230562.0204 | 2693184.6804 | 1230549.9415 | 2693186.8869 | 1230546.3228
145 | 2693179.6577 | 1230562.0204 | 2693177.514 | 1230567.1756
146 | 2693176.4302 | 1230569.782 | 2693177.514 | 1230567.1756
147 | 2693176.4302 | 1230569.782 | 2693171.5917 | 1230579.302 | 2693161.0438 | 1230589.633 | 2693157.532 | 1230591.8941
148 | 2693176.4302 | 1230569.782 | 2693179.1429 | 1230581.2794
149 | 2693157.532 | 1230591.8941 | 2693154.3459 | 1230593.9455
150 | 2693179.1429 | 1230581.2794 | 2693181.2463 | 1230590.1944 | 2693180.0659 | 1230592.046
151 | 2693148.7957 | 1230597.5189 | 2693154.3459 | 1230593.9455
152 | 2693159.1807 | 1230622.4163 | 2693161.8768 | 1230620.5794 | 2693180.0659 | 1230592.046
153 | 2693107.9485 | 1230627.2482 | 2693122.6976 | 1230613.7609 | 2693137.8792 | 1230604.5475 | 2693148.7957 | 1230597.5189
154 | 2693157.8568 | 1230623.3184 | 2693159.1807 | 1230622.4163
155 | 2693107.9485 | 1230627.2482 | 2693091.8564 | 1230641.9636
156 | 2693157.8568 | 1230623.3184 | 2693141.7556 | 1230634.2509
157 | 2693157.8568 | 1230623.3184 | 2693168.0607 | 1230629.5947
158 | 2693141.7556 | 1230634.2509 | 2693138.393 | 1230636.5341 | 2693136.184 | 1230638.8724
159 | 2693168.0607 | 1230629.5947 | 2693173.2905 | 1230632.8114 | 2693181.7501 | 1230633.8058
160 | 2693127.4005 | 1230648.1703 | 2693136.184 | 1230638.8724
161 | 2693183.3433 | 1230666.6154 | 2693169.9832 | 1230659.1896 | 2693169.9832 | 1230659.1896
162 | 2693183.3433 | 1230666.6154 | 2693174.6482 | 1230679.1466
163 | 2693183.3433 | 1230666.6154 | 2693214.4917 | 1230666.5582
164 | 2693169.9832 | 1230659.1896 | 2693163.2689 | 1230658.6839
165 | 2693174.6482 | 1230679.1466 | 2693173.3374 | 1230681.0357 | 2693170.648 | 1230684.4293 | 2693157.0862 | 1230683.7996
166 | 2693127.4005 | 1230648.1703 | 2693113.6505 | 1230662.721 | 2693110.8051 | 1230667.8356
167 | 2693163.2689 | 1230658.6839 | 2693152.575 | 1230657.8783
168 | 2693157.0862 | 1230683.7996 | 2693147.1855 | 1230683.3399
169 | 2693147.1855 | 1230683.3399 | 2693137.7496 | 1230682.9017 | 2693136.2277 | 1230682.6959
170 | 2693136.2277 | 1230682.6959 | 2693127.6125 | 1230681.5309 | 2693126.5072 | 1230681.4507

## bus_geodata
| x | y | coords
0 | 2693569.1154 | 1230570.0922
1 | 2693580.7332 | 1230578.4588
2 | 2693548.7489 | 1230614.1146
3 | 2693536.3296 | 1230623.7578
4 | 2693562.054 | 1230643.1856
5 | 2693515.9282 | 1230639.1518
6 | 2693531.1446 | 1230573.6197
7 | 2693521.0579 | 1230548.4373
8 | 2693519.5874 | 1230582.6049
9 | 2693564.0483 | 1230647.7191
10 | 2693507.9109 | 1230645.2013
11 | 2693513.6415 | 1230587.2275
12 | 2693571.5008 | 1230664.6609
13 | 2693492.6352 | 1230656.7276
14 | 2693496.5345 | 1230653.7854
15 | 2693469.9238 | 1230682.2018
16 | 2693468.9441 | 1230683.5704
17 | 2693457.2795 | 1230673.1404
18 | 2693454.9588 | 1230703.1078
19 | 2693456.5786 | 1230658.909
20 | 2693447.5238 | 1230713.4945
21 | 2693455.3844 | 1230634.6614
22 | 2693457.3616 | 1230723.2895
23 | 2693410.9113 | 1230701.2861
24 | 2693441.0611 | 1230636.7331
25 | 2693455.897 | 1230626.6303
26 | 2693576.3641 | 1230710.1514
27 | 2693587.7263 | 1230701.5462
28 | 2693571.6472 | 1230719.6173
29 | 2693545.8204 | 1230721.9032
30 | 2693537.2285 | 1230722.767
31 | 2693523.957 | 1230724.2397
32 | 2693497.1765 | 1230725.0319
33 | 2693497.0854 | 1230725.0213
34 | 2693496.5531 | 1230600.513
35 | 2693462.6205 | 1230622.6621
36 | 2693471.6386 | 1230617.3396
37 | 2693489.4129 | 1230606.0642
38 | 2693448.3991 | 1230594.1939
39 | 2693447.6376 | 1230590.8998
40 | 2693437.1131 | 1230637.3041
41 | 2693441.9169 | 1230582.0453
42 | 2693415.6051 | 1230640.415
43 | 2693460.1556 | 1230569.7119
44 | 2693440.1844 | 1230579.494
45 | 2693459.8063 | 1230746.1198
46 | 2693403.8228 | 1230748.2819
47 | 2693396.987 | 1230753.1402
48 | 2693386.0951 | 1230693.0112
49 | 2693462.9099 | 1230775.1028
50 | 2693383.2515 | 1230764.3325
51 | 2693433.4957 | 1230767.3683
52 | 2693375.293 | 1230689.4093
53 | 2693356.8168 | 1230789.4457
54 | 2693430.9258 | 1230762.669
55 | 2693311.621 | 1230691.7431
56 | 2693366.6097 | 1230701.115
57 | 2693411.5693 | 1230640.9987
58 | 2693439.0525 | 1230525.2484
59 | 2693419.2945 | 1230579.3713
60 | 2693458.1237 | 1230515.3854
61 | 2693437.8349 | 1230480.3081
62 | 2693424.5967 | 1230530.5888
63 | 2693405.441 | 1230584.0037
64 | 2693422.0953 | 1230490.0457
65 | 2693430.5699 | 1230449.9499
66 | 2693398.0054 | 1230586.4899
67 | 2693420.3585 | 1230456.6314
68 | 2693403.7031 | 1230467.5294
69 | 2693416.6444 | 1230493.4179
70 | 2693385.8814 | 1230438.8512
71 | 2693381.4407 | 1230481.7233
72 | 2693340.9708 | 1230727.4089
73 | 2693352.1824 | 1230715.9109
74 | 2693330.1947 | 1230732.9542
75 | 2693320.2882 | 1230738.0521
76 | 2693310.9049 | 1230742.8808
77 | 2693260.6713 | 1230755.0244
78 | 2693245.6562 | 1230709.1522
79 | 2693231.0483 | 1230665.9404
80 | 2693392.8249 | 1230643.7099
81 | 2693371.6128 | 1230646.778
82 | 2693369.6945 | 1230647.0555
83 | 2693361.2116 | 1230648.2824
84 | 2693346.7619 | 1230650.3724
85 | 2693263.261 | 1230668.4573
86 | 2693232.3749 | 1230636.4289
87 | 2693337.1593 | 1230651.7614
88 | 2693259.1231 | 1230640.3178
89 | 2693270.1537 | 1230623.592
90 | 2693273.0274 | 1230630.6512
91 | 2693201.3161 | 1230642.2018
92 | 2693233.0982 | 1230617.8588
93 | 2693284.1722 | 1230618.7729
94 | 2693192.5002 | 1230654.177
95 | 2693190.3189 | 1230634.813
96 | 2693233.7559 | 1230596.4314
97 | 2693287.0215 | 1230609.5443
98 | 2693303.8649 | 1230600.2569
99 | 2693305.8701 | 1230599.1513
100 | 2693280.0617 | 1230574.1876
101 | 2693288.8978 | 1230568.1997
102 | 2693279.0893 | 1230561.3298
103 | 2693321.1894 | 1230590.7042
104 | 2693264.5958 | 1230563.4444
105 | 2693291.8095 | 1230539.0689
106 | 2693337.4261 | 1230576.1546
107 | 2693337.7195 | 1230575.948
108 | 2693367.7802 | 1230596.5931
109 | 2693376.4433 | 1230593.6974
110 | 2693352.1857 | 1230601.8058
111 | 2693310.635 | 1230526.867
112 | 2693317.1565 | 1230522.7104
113 | 2693289.1419 | 1230503.723
114 | 2693340.7788 | 1230507.648
115 | 2693293.6653 | 1230498.255
116 | 2693331.7093 | 1230493.0155
117 | 2693247.8247 | 1230565.8914
118 | 2693331.4307 | 1230492.566
119 | 2693231.4744 | 1230568.277
120 | 2693321.2365 | 1230476.1187
121 | 2693232.0777 | 1230571.4475
122 | 2693210.9872 | 1230522.1116
123 | 2693194.9398 | 1230535.7691
124 | 2693229.9942 | 1230539.9779
125 | 2693200.5063 | 1230500.7744
126 | 2693240.9755 | 1230542.5964
127 | 2693244.0391 | 1230534.6721
128 | 2693191.0874 | 1230539.4344
129 | 2693192.8456 | 1230399.7729
130 | 2693256.161 | 1230554.4735
131 | 2693248.0045 | 1230535.2089
132 | 2693276.4153 | 1230544.0756
133 | 2693274.24 | 1230523.7489
134 | 2693337.5738 | 1230465.7903
135 | 2693372.2928 | 1230447.3995
136 | 2693366.7764 | 1230382.5512
137 | 2693359.2762 | 1230376.9078
138 | 2693224.9419 | 1230329.6637
139 | 2693216.4724 | 1230345.3836
140 | 2693202.3174 | 1230373.2212
141 | 2693201.5953 | 1230374.8881
142 | 2693196.0634 | 1230389.378
143 | 2693186.8869 | 1230546.3228
144 | 2693179.6577 | 1230562.0204
145 | 2693177.514 | 1230567.1756
146 | 2693176.4302 | 1230569.782
147 | 2693157.532 | 1230591.8941
148 | 2693179.1429 | 1230581.2794
149 | 2693154.3459 | 1230593.9455
150 | 2693180.0659 | 1230592.046
151 | 2693148.7957 | 1230597.5189
152 | 2693159.1807 | 1230622.4163
153 | 2693107.9485 | 1230627.2482
154 | 2693157.8568 | 1230623.3184
155 | 2693091.8564 | 1230641.9636
156 | 2693141.7556 | 1230634.2509
157 | 2693168.0607 | 1230629.5947
158 | 2693136.184 | 1230638.8724
159 | 2693181.7501 | 1230633.8058
160 | 2693183.3433 | 1230666.6154
161 | 2693169.9832 | 1230659.1896
162 | 2693174.6482 | 1230679.1466
163 | 2693214.4917 | 1230666.5582
164 | 2693127.4005 | 1230648.1703
165 | 2693163.2689 | 1230658.6839
166 | 2693157.0862 | 1230683.7996
167 | 2693152.575 | 1230657.8783
168 | 2693147.1855 | 1230683.3399
169 | 2693136.2277 | 1230682.6959
170 | 2693110.8051 | 1230667.8356
171 | 2693126.5072 | 1230681.4507
172 | 2693440.1844 | 1230579.494

## line_std_types
| c_nf_per_km | r_ohm_per_km | x_ohm_per_km | max_i_ka | type | q_mm2 | alpha | voltage_rating
NAYY 4x50 SE | 210 | 0.642 | 0.083 | 0.142 | cs | 50 | 0.00403 | LV
NAYY 4x120 SE | 264 | 0.225 | 0.08 | 0.242 | cs | 120 | 0.00403 | LV
NAYY 4x150 SE | 261 | 0.208 | 0.08 | 0.27 | cs | 150 | 0.00403 | LV
NA2XS2Y 1x95 RM/25 12/20 kV | 216 | 0.313 | 0.132 | 0.252 | cs | 95 | 0.00403 | MV
NA2XS2Y 1x185 RM/25 12/20 kV | 273 | 0.161 | 0.117 | 0.362 | cs | 185 | 0.00403 | MV
NA2XS2Y 1x240 RM/25 12/20 kV | 304 | 0.122 | 0.112 | 0.421 | cs | 240 | 0.00403 | MV
NA2XS2Y 1x95 RM/25 6/10 kV | 315 | 0.313 | 0.123 | 0.249 | cs | 95 | 0.00403 | MV
NA2XS2Y 1x185 RM/25 6/10 kV | 406 | 0.161 | 0.11 | 0.358 | cs | 185 | 0.00403 | MV
NA2XS2Y 1x240 RM/25 6/10 kV | 456 | 0.122 | 0.105 | 0.416 | cs | 240 | 0.00403 | MV
NA2XS2Y 1x150 RM/25 12/20 kV | 250 | 0.206 | 0.116 | 0.319 | cs | 150 | 0.00403 | MV
NA2XS2Y 1x120 RM/25 12/20 kV | 230 | 0.253 | 0.119 | 0.283 | cs | 120 | 0.00403 | MV
NA2XS2Y 1x70 RM/25 12/20 kV | 190 | 0.443 | 0.132 | 0.22 | cs | 70 | 0.00403 | MV
NA2XS2Y 1x150 RM/25 6/10 kV | 360 | 0.206 | 0.11 | 0.315 | cs | 150 | 0.00403 | MV
NA2XS2Y 1x120 RM/25 6/10 kV | 340 | 0.253 | 0.113 | 0.28 | cs | 120 | 0.00403 | MV
NA2XS2Y 1x70 RM/25 6/10 kV | 280 | 0.443 | 0.123 | 0.217 | cs | 70 | 0.00403 | MV
N2XS(FL)2Y 1x120 RM/35 64/110 kV | 112 | 0.153 | 0.166 | 0.366 | cs | 120 | 0.00393 | HV
N2XS(FL)2Y 1x185 RM/35 64/110 kV | 125 | 0.099 | 0.156 | 0.457 | cs | 185 | 0.00393 | HV
N2XS(FL)2Y 1x240 RM/35 64/110 kV | 135 | 0.075 | 0.149 | 0.526 | cs | 240 | 0.00393 | HV
N2XS(FL)2Y 1x300 RM/35 64/110 kV | 144 | 0.06 | 0.144 | 0.588 | cs | 300 | 0.00393 | HV
15-AL1/3-ST1A 0.4 | 11 | 1.8769 | 0.35 | 0.105 | ol | 16 | 0.00403 | LV
24-AL1/4-ST1A 0.4 | 11.25 | 1.2012 | 0.335 | 0.14 | ol | 24 | 0.00403 | LV
48-AL1/8-ST1A 0.4 | 12.2 | 0.5939 | 0.3 | 0.21 | ol | 48 | 0.00403 | LV
94-AL1/15-ST1A 0.4 | 13.2 | 0.306 | 0.29 | 0.35 | ol | 94 | 0.00403 | LV
34-AL1/6-ST1A 10.0 | 9.7 | 0.8342 | 0.36 | 0.17 | ol | 34 | 0.00403 | MV
48-AL1/8-ST1A 10.0 | 10.1 | 0.5939 | 0.35 | 0.21 | ol | 48 | 0.00403 | MV
70-AL1/11-ST1A 10.0 | 10.4 | 0.4132 | 0.339 | 0.29 | ol | 70 | 0.00403 | MV
94-AL1/15-ST1A 10.0 | 10.75 | 0.306 | 0.33 | 0.35 | ol | 94 | 0.00403 | MV
122-AL1/20-ST1A 10.0 | 11.1 | 0.2376 | 0.323 | 0.41 | ol | 122 | 0.00403 | MV
149-AL1/24-ST1A 10.0 | 11.25 | 0.194 | 0.315 | 0.47 | ol | 149 | 0.00403 | MV
34-AL1/6-ST1A 20.0 | 9.15 | 0.8342 | 0.382 | 0.17 | ol | 34 | 0.00403 | MV
48-AL1/8-ST1A 20.0 | 9.5 | 0.5939 | 0.372 | 0.21 | ol | 48 | 0.00403 | MV
70-AL1/11-ST1A 20.0 | 9.7 | 0.4132 | 0.36 | 0.29 | ol | 70 | 0.00403 | MV
94-AL1/15-ST1A 20.0 | 10 | 0.306 | 0.35 | 0.35 | ol | 94 | 0.00403 | MV
122-AL1/20-ST1A 20.0 | 10.3 | 0.2376 | 0.344 | 0.41 | ol | 122 | 0.00403 | MV
149-AL1/24-ST1A 20.0 | 10.5 | 0.194 | 0.337 | 0.47 | ol | 149 | 0.00403 | MV
184-AL1/30-ST1A 20.0 | 10.75 | 0.1571 | 0.33 | 0.535 | ol | 184 | 0.00403 | MV
243-AL1/39-ST1A 20.0 | 11 | 0.1188 | 0.32 | 0.645 | ol | 243 | 0.00403 | MV
48-AL1/8-ST1A 110.0 | 8 | 0.5939 | 0.46 | 0.21 | ol | 48 | 0.00403 | HV
70-AL1/11-ST1A 110.0 | 8.4 | 0.4132 | 0.45 | 0.29 | ol | 70 | 0.00403 | HV
94-AL1/15-ST1A 110.0 | 8.65 | 0.306 | 0.44 | 0.35 | ol | 94 | 0.00403 | HV
122-AL1/20-ST1A 110.0 | 8.5 | 0.2376 | 0.43 | 0.41 | ol | 122 | 0.00403 | HV
149-AL1/24-ST1A 110.0 | 8.75 | 0.194 | 0.41 | 0.47 | ol | 149 | 0.00403 | HV
184-AL1/30-ST1A 110.0 | 8.8 | 0.1571 | 0.4 | 0.535 | ol | 184 | 0.00403 | HV
243-AL1/39-ST1A 110.0 | 9 | 0.1188 | 0.39 | 0.645 | ol | 243 | 0.00403 | HV
305-AL1/39-ST1A 110.0 | 9.2 | 0.0949 | 0.38 | 0.74 | ol | 305 | 0.00403 | HV
490-AL1/64-ST1A 110.0 | 9.75 | 0.059 | 0.37 | 0.96 | ol | 490 | 0.00403 | HV
679-AL1/86-ST1A 110.0 | 9.95 | 0.042 | 0.36 | 1.15 | ol | 679 | 0.00403 | HV
490-AL1/64-ST1A 220.0 | 10 | 0.059 | 0.285 | 0.96 | ol | 490 | 0.00403 | HV
679-AL1/86-ST1A 220.0 | 11.7 | 0.042 | 0.275 | 1.15 | ol | 679 | 0.00403 | HV
490-AL1/64-ST1A 380.0 | 11 | 0.059 | 0.253 | 0.96 | ol | 490 | 0.00403 | HV
679-AL1/86-ST1A 380.0 | 14.6 | 0.042 | 0.25 | 1.15 | ol | 679 | 0.00403 | HV

## trafo_std_types
| i0_percent | pfe_kw | vkr_percent | sn_mva | vn_lv_kv | vn_hv_kv | vk_percent | shift_degree | vector_group | tap_side | tap_neutral | tap_min | tap_max | tap_step_degree | tap_step_percent | tap_phase_shifter
160 MVA 380/110 kV | 0.06 | 60 | 0.25 | 160 | 110 | 380 | 12.2 | 0 | Yy0 | hv | 0 | -9 | 9 | 0 | 1.5 | FALSE
100 MVA 220/110 kV | 0.06 | 55 | 0.26 | 100 | 110 | 220 | 12 | 0 | Yy0 | hv | 0 | -9 | 9 | 0 | 1.5 | FALSE
63 MVA 110/20 kV | 0.04 | 22 | 0.32 | 63 | 20 | 110 | 18 | 150 | YNd5 | hv | 0 | -9 | 9 | 0 | 1.5 | FALSE
40 MVA 110/20 kV | 0.05 | 18 | 0.34 | 40 | 20 | 110 | 16.2 | 150 | YNd5 | hv | 0 | -9 | 9 | 0 | 1.5 | FALSE
25 MVA 110/20 kV | 0.07 | 14 | 0.41 | 25 | 20 | 110 | 12 | 150 | YNd5 | hv | 0 | -9 | 9 | 0 | 1.5 | FALSE
63 MVA 110/10 kV | 0.04 | 22 | 0.32 | 63 | 10 | 110 | 18 | 150 | YNd5 | hv | 0 | -9 | 9 | 0 | 1.5 | FALSE
40 MVA 110/10 kV | 0.05 | 18 | 0.34 | 40 | 10 | 110 | 16.2 | 150 | YNd5 | hv | 0 | -9 | 9 | 0 | 1.5 | FALSE
25 MVA 110/10 kV | 0.07 | 14 | 0.41 | 25 | 10 | 110 | 12 | 150 | YNd5 | hv | 0 | -9 | 9 | 0 | 1.5 | FALSE
0.25 MVA 20/0.4 kV | 0.32 | 0.8 | 1.44 | 0.25 | 0.4 | 20 | 6 | 150 | Yzn5 | hv | 0 | -2 | 2 | 0 | 2.5 | FALSE
0.4 MVA 20/0.4 kV | 0.3375 | 1.35 | 1.425 | 0.4 | 0.4 | 20 | 6 | 150 | Dyn5 | hv | 0 | -2 | 2 | 0 | 2.5 | FALSE
0.63 MVA 20/0.4 kV | 0.2619 | 1.65 | 1.206 | 0.63 | 0.4 | 20 | 6 | 150 | Dyn5 | hv | 0 | -2 | 2 | 0 | 2.5 | FALSE
0.25 MVA 10/0.4 kV | 0.24 | 0.6 | 1.2 | 0.25 | 0.4 | 10 | 4 | 150 | Dyn5 | hv | 0 | -2 | 2 | 0 | 2.5 | FALSE
0.4 MVA 10/0.4 kV | 0.2375 | 0.95 | 1.325 | 0.4 | 0.4 | 10 | 4 | 150 | Dyn5 | hv | 0 | -2 | 2 | 0 | 2.5 | FALSE
0.63 MVA 10/0.4 kV | 0.1873 | 1.18 | 1.0794 | 0.63 | 0.4 | 10 | 4 | 150 | Dyn5 | hv | 0 | -2 | 2 | 0 | 2.5 | FALSE

## trafo3w_std_types
| sn_hv_mva | sn_mv_mva | sn_lv_mva | vn_hv_kv | vn_mv_kv | vn_lv_kv | vk_hv_percent | vk_mv_percent | vk_lv_percent | vkr_hv_percent | vkr_mv_percent | vkr_lv_percent | pfe_kw | i0_percent | shift_mv_degree | shift_lv_degree | vector_group | tap_side | tap_neutral | tap_min | tap_max | tap_step_percent
63/25/38 MVA 110/20/10 kV | 63 | 25 | 38 | 110 | 20 | 10 | 10.4 | 10.4 | 10.4 | 0.28 | 0.32 | 0.35 | 35 | 0.89 | 0 | 0 | YN0yn0yn0 | hv | 0 | -10 | 10 | 1.2
63/25/38 MVA 110/10/10 kV | 63 | 25 | 38 | 110 | 10 | 10 | 10.4 | 10.4 | 10.4 | 0.28 | 0.32 | 0.35 | 35 | 0.89 | 0 | 0 | YN0yn0yn0 | hv | 0 | -10 | 10 | 1.2

## fuse_std_types
| fuse_type | i_rated_a | t_avg | t_min | t_total | x_avg | x_min | x_total
HV 100A | HV 100A | 100 | 0 | [10.0, 3.64, 0.854, 0.281, 0.1, 0.0531, 0.022, 0.01] | [10.0, 4.267, 1.21, 0.403, 0.1, 0.058, 0.022, 0.01] | 0 | [300.0, 350.0, 450.0, 550.0, 700.0, 850.0, 1200.0, 1752.0] | [600.0, 700.0, 900.0, 1150.0, 1665.0, 2000.0, 3000.0, 4313.0]
HV 10A | HV 10A | 10 | 0 | [10.0, 1675.0, 0.344, 0.156, 0.1, 0.0417, 0.0171, 0.01] | [10.0, 1.3, 0.3, 0.155, 0.1, 0.0555, 0.023, 0.01] | 0 | [30.0, 32.0, 35.0, 37.0, 39.0, 50.0, 70.0, 88.0] | [60.0, 70.0, 80.0, 87.0, 94.0, 110.0, 150.0, 216.0]
HV 125A | HV 125A | 125 | 0 | [10.0, 1.82, 0.344, 0.1, 0.0467, 0.0269, 0.01] | [10.0, 2.478, 0.426, 0.1, 0.0427, 0.0211, 0.01] | 0 | [375.0, 500.0, 700.0, 925.0, 1200.0, 1500.0, 2341.0] | [750.0, 1000.0, 1500.0, 2200.0, 3000.0, 4000.0, 5765.0]
HV 160A | HV 160A | 160 | 0 | [10.0, 4.15, 1.03, 0.198, 0.1, 0.051, 0.0172, 0.01] | [10.0, 2.3, 0.734, 0.274, 0.1, 0.046, 0.0177, 0.01] | 0 | [480.0, 550.0, 700.0, 1000.0, 1260.0, 1600.0, 2500.0, 3227.0] | [960.0, 1300.0, 1700.0, 2200.0, 2996.0, 4000.0, 6000.0, 7946.0]
HV 16A | HV 16A | 16 | 0 | [10.0, 0.352, 0.164, 0.1, 0.0649, 0.0342, 0.01] | [10.0, 2.34, 0.722, 0.181, 0.1, 0.055, 0.0296, 0.01] | 0 | [48.0, 60.0, 65.0, 71.0, 80.0, 100.0, 162.0] | [96.0, 110.0, 125.0, 150.0, 168.0, 200.0, 250.0, 398.0]
HV 200A | HV 200A | 200 | 0 | [10.0, 4.267, 1.21, 0.403, 0.1, 0.058, 0.022, 0.01] | [10.0, 3.73, 1.654, 0.328, 0.1, 0.0531, 0.019, 0.01] | 0 | [600.0, 700.0, 900.0, 1150.0, 1665.0, 2000.0, 3000.0, 4313.0] | [1200.0, 1500.0, 1800.0, 2700.0, 3960.0, 5000.0, 7500.0, 10620.0]
HV 20A | HV 20A | 20 | 0 | [10.0, 1.3, 0.3, 0.155, 0.1, 0.0555, 0.023, 0.01] | [10.0, 1.3, 0.161, 0.1, 0.0611, 0.0399, 0.0141, 0.01] | 0 | [60.0, 70.0, 80.0, 87.0, 94.0, 110.0, 150.0, 216.0] | [120.0, 150.0, 200.0, 223.0, 260.0, 300.0, 450.0, 532.0]
HV 25A | HV 25A | 25 | 0 | [10.0, 2.512, 0.833, 0.299, 0.1, 0.0372, 0.0223, 0.01] | [10.0, 3.125, 0.597, 0.198, 0.1, 0.0378, 0.022, 0.01] | 0 | [75.0, 82.0, 90.0, 100.0, 124.0, 170.0, 200.0, 289.0] | [150.0, 170.0, 210.0, 250.0, 294.0, 400.0, 500.0, 711.0]
HV 31.5A | HV 31.5A | 31.5 | 0 | [10.0, 2.34, 0.722, 0.181, 0.1, 0.055, 0.0296, 0.01] | [10.0, 2.84, 0.368, 0.164, 0.1, 0.0621, 0.0378, 0.0195, 0.01] | 0 | [95.0, 110.0, 125.0, 150.0, 165.0, 200.0, 250.0, 390.0] | [189.0, 220.0, 300.0, 350.0, 393.0, 450.0, 530.0, 700.0, 960.0]
HV 40A | HV 40A | 40 | 0 | [10.0, 1.3, 0.161, 0.1, 0.0611, 0.0399, 0.0141, 0.01] | [10.0, 2.05, 0.369, 0.198, 0.1, 0.051, 0.0298, 0.01] | 0 | [120.0, 150.0, 200.0, 223.0, 260.0, 300.0, 450.0, 532.0] | [240.0, 300.0, 400.0, 450.0, 530.0, 650.0, 800.0, 1311.0]
HV 50A | HV 50A | 50 | 0 | [10.0, 3.215, 0.597, 0.198, 0.1, 0.0378, 0.022, 0.01] | [10.0, 3.64, 0.854, 0.281, 0.1, 0.0531, 0.022, 0.01] | 0 | [150.0, 170.0, 210.0, 250.0, 294.0, 400.0, 500.0, 711.0] | [300.0, 350.0, 450.0, 550.0, 700.0, 850.0, 1200.0, 1752.0]
HV 6.3A | HV 6.3A | 6.3 | 0 | [10.0, 1.39, 0.344, 0.168, 0.1, 0.056, 0.0263, 0.01] | [10.0, 1.711, 0.516, 0.198, 0.1, 0.0634, 0.0303, 0.01] | 0 | [19.0, 19.5, 20.4, 20.8, 22.0, 25.0, 32.0, 48.0] | [38.0, 40.0, 43.0, 48.0, 53.0, 60.0, 75.0, 118.0]
HV 63A | HV 63A | 63 | 0 | [10.0, 2.84, 0.368, 0.164, 0.1, 0.0621, 0.0378, 0.0195, 0.01] | [10.0, 1.82, 0.344, 0.1, 0.0467, 0.0269, 0.01] | 0 | [189.0, 220.0, 300.0, 350.0, 393.0, 450.0, 530.0, 700.0, 961.0] | [378.0, 500.0, 700.0, 934.0, 1200.0, 1500.0, 2366.0]
HV 80A | HV 80A | 80 | 0 | [10.0, 2.05, 0.369, 0.198, 0.1, 0.051, 0.0298, 0.01] | [10.0, 4.15, 1.03, 0.198, 0.1, 0.051, 0.0172, 0.01] | 0 | [240.0, 300.0, 400.0, 450.0, 530.0, 650.0, 800.0, 1311.0] | [480.0, 550.0, 700.0, 1000.0, 1260.0, 1600.0, 2500.0, 3227.0]
Siemens NH-1-100 | Siemens NH-1-100 | 100 | [5400.0, 2000.0, 400.0, 20.0, 1.0, 0.2, 0.012, 0.004] | 0 | 0 | [150.0, 190.0, 250.0, 430.0, 900.0, 1250.0, 2700.0, 3600.0] | 0 | 0
Siemens NH-1-125 | Siemens NH-1-125 | 125 | [4800.0, 120.0, 7.0, 0.1, 0.004] | 0 | 0 | [180.0, 400.0, 740.0, 2000.0, 4250.0] | 0 | 0
Siemens NH-1-16 | Siemens NH-1-16 | 16 | [4000.0, 400.0, 2.0, 0.1, 0.04, 0.01] | 0 | 0 | [26.0, 35.0, 75.0, 150.0, 200.0, 300.0] | 0 | 0
Siemens NH-1-160 | Siemens NH-1-160 | 160 | [4800.0, 120.0, 7.0, 0.1, 0.004] | 0 | 0 | [210.0, 500.0, 900.0, 2300.0, 5000.0] | 0 | 0
Siemens NH-1-25 | Siemens NH-1-25 | 25 | [4000.0, 1000.0, 10.0, 0.2, 0.02, 0.01] | 0 | 0 | [40.0, 50.0, 100.0, 210.0, 400.0, 500.0] | 0 | 0
Siemens NH-1-50 | Siemens NH-1-50 | 50 | [4000.0, 40.0, 4.0, 1.0, 0.02, 0.01] | 0 | 0 | [86.0, 200.0, 300.0, 400.0, 1000.0, 1280.0] | 0 | 0
Siemens NH-1-63 | Siemens NH-1-63 | 63 | [4000.0, 100.0, 10.0, 2.0, 0.04, 0.01] | 0 | 0 | [100.0, 200.0, 300.0, 400.0, 1000.0, 1500.0] | 0 | 0
Siemens NH-1-80 | Siemens NH-1-80 | 80 | [4800.0, 120.0, 7.0, 0.1, 0.01] | 0 | 0 | [150.58, 250.0, 450.0, 1150.0, 2470.0] | 0 | 0
Siemens NH-2-1000 | Siemens NH-2-1000 | 1000 | [4800.0, 120.0, 7.0, 0.1, 0.004] | 0 | 0 | [1900.0, 3500.0, 8400.0, 24000.0, 52000.0] | 0 | 0
Siemens NH-2-200 | Siemens NH-2-200 | 200 | [4800.0, 120.0, 7.0, 0.1, 0.004] | 0 | 0 | [280.0, 650.0, 1200.0, 3000.0, 7000.0] | 0 | 0
Siemens NH-2-224 | Siemens NH-2-224 | 224 | [4800.0, 120.0, 7.0, 0.2, 0.04, 0.004] | 0 | 0 | [400.0, 750.0, 1453.0, 3025.0, 4315.0, 7600.0] | 0 | 0
Siemens NH-2-250 | Siemens NH-2-250 | 250 | [4800.0, 120.0, 7.0, 0.1, 0.004] | 0 | 0 | [450.0, 800.0, 1650.0, 4000.0, 8500.0] | 0 | 0
Siemens NH-2-315 | Siemens NH-2-315 | 315 | [4800.0, 120.0, 7.0, 0.1, 0.004] | 0 | 0 | [550.0, 920.0, 1900.0, 5000.0, 11000.0] | 0 | 0
Siemens NH-2-355 | Siemens NH-2-355 | 355 | [4800.0, 120.0, 6.0, 0.1, 0.004] | 0 | 0 | [650.0, 1116.27, 2350.0, 5840.0, 12790.0] | 0 | 0
Siemens NH-2-400 | Siemens NH-2-400 | 400 | [4800.0, 120.0, 7.0, 0.1, 0.004] | 0 | 0 | [720.0, 1350.0, 2800.0, 6500.0, 15000.0] | 0 | 0
Siemens NH-2-425 | Siemens NH-2-425 | 425 | [4800.0, 120.0, 7.0, 0.1, 0.004] | 0 | 0 | [850.0, 1500.0, 3050.0, 7500.0, 16500.0] | 0 | 0
Siemens NH-2-630 | Siemens NH-2-630 | 630 | [4800.0, 120.0, 7.0, 0.1, 0.004] | 0 | 0 | [1200.0, 2000.0, 4800.0, 12000.0, 26000.0] | 0 | 0

## dtypes
| element | column | dtype
0 | bus | name | object
1 | bus | vn_kv | float64
2 | bus | type | object
3 | bus | zone | object
4 | bus | in_service | bool
5 | load | name | object
6 | load | bus | uint32
7 | load | p_mw | float64
8 | load | q_mvar | float64
9 | load | const_z_percent | float64
10 | load | const_i_percent | float64
11 | load | sn_mva | float64
12 | load | scaling | float64
13 | load | in_service | bool
14 | load | type | object
15 | ext_grid | name | object
16 | ext_grid | bus | uint32
17 | ext_grid | vm_pu | float64
18 | ext_grid | va_degree | float64
19 | ext_grid | slack_weight | float64
20 | ext_grid | in_service | bool
21 | line | name | object
22 | line | std_type | object
23 | line | from_bus | uint32
24 | line | to_bus | uint32
25 | line | length_km | float64
26 | line | r_ohm_per_km | float64
27 | line | x_ohm_per_km | float64
28 | line | c_nf_per_km | float64
29 | line | g_us_per_km | float64
30 | line | max_i_ka | float64
31 | line | df | float64
32 | line | parallel | uint32
33 | line | type | object
34 | line | in_service | bool
35 | trafo | name | object
36 | trafo | std_type | object
37 | trafo | hv_bus | uint32
38 | trafo | lv_bus | uint32
39 | trafo | sn_mva | float64
40 | trafo | vn_hv_kv | float64
41 | trafo | vn_lv_kv | float64
42 | trafo | vk_percent | float64
43 | trafo | vkr_percent | float64
44 | trafo | pfe_kw | float64
45 | trafo | i0_percent | float64
46 | trafo | shift_degree | float64
47 | trafo | tap_side | object
48 | trafo | tap_neutral | int32
49 | trafo | tap_min | int32
50 | trafo | tap_max | int32
51 | trafo | tap_step_percent | float64
52 | trafo | tap_step_degree | float64
53 | trafo | tap_pos | int32
54 | trafo | tap_phase_shifter | bool
55 | trafo | parallel | uint32
56 | trafo | df | float64
57 | trafo | in_service | bool
58 | line_geodata | coords | object
59 | bus_geodata | x | float64
60 | bus_geodata | y | float64
61 | bus_geodata | coords | object

## parameters
| version | format_version | converged | OPF_converged | name | f_hz | sn_mva
0 | 2.14.6 | 2.14.0 | FALSE | FALSE |  | 50 | 1