## bus
| name | vn_kv | type | zone | in_service
0 | bus_LV_293-57_0_4_node_0 | 0.4 | n |  | TRUE
1 | bus_LV_293-57_0_4_node_1 | 0.4 | n |  | TRUE
2 | bus_LV_293-57_0_4_node_15 | 0.4 | n |  | TRUE
3 | bus_LV_293-57_0_4_node_14 | 0.4 | n |  | TRUE
4 | bus_LV_293-57_0_4_node_7 | 0.4 | n |  | TRUE
5 | bus_LV_293-57_0_4_node_9 | 0.4 | n |  | TRUE
6 | bus_LV_293-57_0_4_node_10 | 0.4 | n |  | TRUE
7 | bus_LV_293-57_0_4_node_11 | 0.4 | n |  | TRUE
8 | bus_LV_293-57_0_4_node_12 | 0.4 | n |  | TRUE
9 | bus_LV_293-57_0_4_node_13 | 0.4 | n |  | TRUE
10 | bus_LV_293-57_0_4_node_2 | 0.4 | n |  | TRUE
11 | bus_LV_293-57_0_4_node_3 | 0.4 | n |  | TRUE
12 | bus_LV_293-57_0_4_node_4 | 0.4 | n |  | TRUE
13 | bus_LV_293-57_0_4_node_5 | 0.4 | n |  | TRUE
14 | bus_LV_293-57_0_4_node_8 | 0.4 | n |  | TRUE
15 | bus_LV_293-57_0_4_node_27 | 0.4 | n |  | TRUE
16 | bus_LV_293-57_0_4_node_6 | 0.4 | n |  | TRUE
17 | bus_LV_293-57_0_4_node_52 | 0.4 | n |  | TRUE
18 | bus_LV_293-57_0_4_node_48 | 0.4 | n |  | TRUE
19 | bus_LV_293-57_0_4_node_17 | 0.4 | n |  | TRUE
20 | bus_LV_293-57_0_4_node_16 | 0.4 | n |  | TRUE
21 | bus_LV_293-57_0_4_node_26 | 0.4 | n |  | TRUE
22 | bus_LV_293-57_0_4_node_43 | 0.4 | n |  | TRUE
23 | bus_LV_293-57_0_4_node_42 | 0.4 | n |  | TRUE
24 | bus_LV_293-57_0_4_node_59 | 0.4 | n |  | TRUE
25 | bus_LV_293-57_0_4_node_66 | 0.4 | n |  | TRUE
26 | bus_LV_293-57_0_4_node_53 | 0.4 | n |  | TRUE
27 | bus_LV_293-57_0_4_node_50 | 0.4 | n |  | TRUE
28 | bus_LV_293-57_0_4_node_47 | 0.4 | n |  | TRUE
29 | bus_LV_293-57_0_4_node_19 | 0.4 | n |  | TRUE
30 | bus_LV_293-57_0_4_node_22 | 0.4 | n |  | TRUE
31 | bus_LV_293-57_0_4_node_18 | 0.4 | n |  | TRUE
32 | bus_LV_293-57_0_4_node_20 | 0.4 | n |  | TRUE
33 | bus_LV_293-57_0_4_node_23 | 0.4 | n |  | TRUE
34 | bus_LV_293-57_0_4_node_24 | 0.4 | n |  | TRUE
35 | bus_LV_293-57_0_4_node_21 | 0.4 | n |  | TRUE
36 | bus_LV_293-57_0_4_node_25 | 0.4 | n |  | TRUE
37 | bus_LV_293-57_0_4_node_30 | 0.4 | n |  | TRUE
38 | bus_LV_293-57_0_4_node_28 | 0.4 | n |  | TRUE
39 | bus_LV_293-57_0_4_node_32 | 0.4 | n |  | TRUE
40 | bus_LV_293-57_0_4_node_31 | 0.4 | n |  | TRUE
41 | bus_LV_293-57_0_4_node_29 | 0.4 | n |  | TRUE
42 | bus_LV_293-57_0_4_node_33 | 0.4 | n |  | TRUE
43 | bus_LV_293-57_0_4_node_176 | 0.4 | n |  | TRUE
44 | bus_LV_293-57_0_4_node_175 | 0.4 | n |  | TRUE
45 | bus_LV_293-57_0_4_node_34 | 0.4 | n |  | TRUE
46 | bus_LV_293-57_0_4_node_35 | 0.4 | n |  | TRUE
47 | bus_LV_293-57_0_4_node_39 | 0.4 | n |  | TRUE
48 | bus_LV_293-57_0_4_node_40 | 0.4 | n |  | TRUE
49 | bus_LV_293-57_0_4_node_41 | 0.4 | n |  | TRUE
50 | bus_LV_293-57_0_4_node_38 | 0.4 | n |  | TRUE
51 | bus_LV_293-57_0_4_node_36 | 0.4 | n |  | TRUE
52 | bus_LV_293-57_0_4_node_37 | 0.4 | n |  | TRUE
53 | bus_LV_293-57_0_4_node_178 | 0.4 | n |  | TRUE
54 | bus_LV_293-57_0_4_node_177 | 0.4 | n |  | TRUE
55 | bus_LV_293-57_0_4_node_46 | 0.4 | n |  | TRUE
56 | bus_LV_293-57_0_4_node_45 | 0.4 | n |  | TRUE
57 | bus_LV_293-57_0_4_node_179 | 0.4 | n |  | TRUE
58 | bus_LV_293-57_0_4_node_170 | 0.4 | n |  | TRUE
59 | bus_LV_293-57_0_4_node_169 | 0.4 | n |  | TRUE
60 | bus_LV_293-57_0_4_node_51 | 0.4 | n |  | TRUE
61 | bus_LV_293-57_0_4_node_54 | 0.4 | n |  | TRUE
62 | bus_LV_293-57_0_4_node_55 | 0.4 | n |  | TRUE
63 | bus_LV_293-57_0_4_node_60 | 0.4 | n |  | TRUE
64 | bus_LV_293-57_0_4_node_56 | 0.4 | n |  | TRUE
65 | bus_LV_293-57_0_4_node_57 | 0.4 | n |  | TRUE
66 | bus_LV_293-57_0_4_node_61 | 0.4 | n |  | TRUE
67 | bus_LV_293-57_0_4_node_62 | 0.4 | n |  | TRUE
68 | bus_LV_293-57_0_4_node_67 | 0.4 | n |  | TRUE
69 | bus_LV_293-57_0_4_node_180 | 0.4 | n |  | TRUE
70 | bus_LV_293-57_0_4_node_110 | 0.4 | n |  | TRUE
71 | bus_LV_293-57_0_4_node_111 | 0.4 | n |  | TRUE
72 | bus_LV_293-57_0_4_node_64 | 0.4 | n |  | TRUE
73 | bus_LV_293-57_0_4_node_123 | 0.4 | n |  | TRUE
74 | bus_LV_293-57_0_4_node_109 | 0.4 | n |  | TRUE
75 | bus_LV_293-57_0_4_node_122 | 0.4 | n |  | TRUE
76 | bus_LV_293-57_0_4_node_124 | 0.4 | n |  | TRUE
77 | bus_LV_293-57_0_4_node_63 | 0.4 | n |  | TRUE
78 | bus_LV_293-57_0_4_node_65 | 0.4 | n |  | TRUE
79 | bus_LV_293-57_0_4_node_112 | 0.4 | n |  | TRUE
80 | bus_LV_293-57_0_4_node_113 | 0.4 | n |  | TRUE
81 | bus_LV_293-57_0_4_node_68 | 0.4 | n |  | TRUE
82 | bus_LV_293-57_0_4_node_69 | 0.4 | n |  | TRUE
83 | bus_LV_293-57_0_4_node_72 | 0.4 | n |  | TRUE
84 | bus_LV_293-57_0_4_node_74 | 0.4 | n |  | TRUE
85 | bus_LV_293-57_0_4_node_70 | 0.4 | n |  | TRUE
86 | bus_LV_293-57_0_4_node_71 | 0.4 | n |  | TRUE
87 | bus_LV_293-57_0_4_node_77 | 0.4 | n |  | TRUE
88 | bus_LV_293-57_0_4_node_73 | 0.4 | n |  | TRUE
89 | bus_LV_293-57_0_4_node_82 | 0.4 | n |  | TRUE
90 | bus_LV_293-57_0_4_node_75 | 0.4 | n |  | TRUE
91 | bus_LV_293-57_0_4_node_85 | 0.4 | n |  | TRUE
92 | bus_LV_293-57_0_4_node_98 | 0.4 | n |  | TRUE
93 | bus_LV_293-57_0_4_node_87 | 0.4 | n |  | TRUE
94 | bus_LV_293-57_0_4_node_99 | 0.4 | n |  | TRUE
95 | bus_LV_293-57_0_4_node_76 | 0.4 | n |  | TRUE
96 | bus_LV_293-57_0_4_node_78 | 0.4 | n |  | TRUE
97 | bus_LV_293-57_0_4_node_79 | 0.4 | n |  | TRUE
98 | bus_LV_293-57_0_4_node_83 | 0.4 | n |  | TRUE
99 | bus_LV_293-57_0_4_node_84 | 0.4 | n |  | TRUE
100 | bus_LV_293-57_0_4_node_80 | 0.4 | n |  | TRUE
101 | bus_LV_293-57_0_4_node_96 | 0.4 | n |  | TRUE
102 | bus_LV_293-57_0_4_node_81 | 0.4 | n |  | TRUE
103 | bus_LV_293-57_0_4_node_92 | 0.4 | n |  | TRUE
104 | bus_LV_293-57_0_4_node_102 | 0.4 | n |  | TRUE
105 | bus_LV_293-57_0_4_node_93 | 0.4 | n |  | TRUE
106 | bus_LV_293-57_0_4_node_95 | 0.4 | n |  | TRUE
107 | bus_LV_293-57_0_4_node_97 | 0.4 | n |  | TRUE
108 | bus_LV_293-57_0_4_node_94 | 0.4 | n |  | TRUE
109 | bus_LV_293-57_0_4_node_86 | 0.4 | n |  | TRUE
110 | bus_LV_293-57_0_4_node_88 | 0.4 | n |  | TRUE
111 | bus_LV_293-57_0_4_node_89 | 0.4 | n |  | TRUE
112 | bus_LV_293-57_0_4_node_90 | 0.4 | n |  | TRUE
113 | bus_LV_293-57_0_4_node_91 | 0.4 | n |  | TRUE
114 | bus_LV_293-57_0_4_node_172 | 0.4 | n |  | TRUE
115 | bus_LV_293-57_0_4_node_173 | 0.4 | n |  | TRUE
116 | bus_LV_293-57_0_4_node_171 | 0.4 | n |  | TRUE
117 | bus_LV_293-57_0_4_node_174 | 0.4 | n |  | TRUE
118 | bus_LV_293-57_0_4_node_103 | 0.4 | n |  | TRUE
119 | bus_LV_293-57_0_4_node_100 | 0.4 | n |  | TRUE
120 | bus_LV_293-57_0_4_node_101 | 0.4 | n |  | TRUE
121 | bus_LV_293-57_0_4_node_105 | 0.4 | n |  | TRUE
122 | bus_LV_293-57_0_4_node_104 | 0.4 | n |  | TRUE
123 | bus_LV_293-57_0_4_node_106 | 0.4 | n |  | TRUE
124 | bus_LV_293-57_0_4_node_107 | 0.4 | n |  | TRUE
125 | bus_LV_293-57_0_4_node_108 | 0.4 | n |  | TRUE
126 | bus_LV_293-57_0_4_node_125 | 0.4 | n |  | TRUE
127 | bus_LV_293-57_0_4_node_130 | 0.4 | n |  | TRUE
128 | bus_LV_293-57_0_4_node_140 | 0.4 | n |  | TRUE
129 | bus_LV_293-57_0_4_node_114 | 0.4 | n |  | TRUE
130 | bus_LV_293-57_0_4_node_115 | 0.4 | n |  | TRUE
131 | bus_LV_293-57_0_4_node_120 | 0.4 | n |  | TRUE
132 | bus_LV_293-57_0_4_node_116 | 0.4 | n |  | TRUE
133 | bus_LV_293-57_0_4_node_117 | 0.4 | n |  | TRUE
134 | bus_LV_293-57_0_4_node_121 | 0.4 | n |  | TRUE
135 | bus_LV_293-57_0_4_node_118 | 0.4 | n |  | TRUE
136 | bus_LV_293-57_0_4_node_162 | 0.4 | n |  | TRUE
137 | bus_LV_293-57_0_4_node_119 | 0.4 | n |  | TRUE
138 | bus_LV_293-57_0_4_node_159 | 0.4 | n |  | TRUE
139 | bus_LV_293-57_0_4_node_158 | 0.4 | n |  | TRUE
140 | bus_LV_293-57_0_4_node_160 | 0.4 | n |  | TRUE
141 | bus_LV_293-57_0_4_node_161 | 0.4 | n |  | TRUE
142 | bus_LV_293-57_0_4_node_157 | 0.4 | n |  | TRUE
143 | bus_LV_293-57_0_4_node_128 | 0.4 | n |  | TRUE
144 | bus_LV_293-57_0_4_node_138 | 0.4 | n |  | TRUE
145 | bus_LV_293-57_0_4_node_126 | 0.4 | n |  | TRUE
146 | bus_LV_293-57_0_4_node_127 | 0.4 | n |  | TRUE
147 | bus_LV_293-57_0_4_node_129 | 0.4 | n |  | TRUE
148 | bus_LV_293-57_0_4_node_131 | 0.4 | n |  | TRUE
149 | bus_LV_293-57_0_4_node_132 | 0.4 | n |  | TRUE
150 | bus_LV_293-57_0_4_node_133 | 0.4 | n |  | TRUE
151 | bus_LV_293-57_0_4_node_134 | 0.4 | n |  | TRUE
152 | bus_LV_293-57_0_4_node_135 | 0.4 | n |  | TRUE
153 | bus_LV_293-57_0_4_node_136 | 0.4 | n |  | TRUE
154 | bus_LV_293-57_0_4_node_137 | 0.4 | n |  | TRUE
155 | bus_LV_293-57_0_4_node_141 | 0.4 | n |  | TRUE
156 | bus_LV_293-57_0_4_node_142 | 0.4 | n |  | TRUE
157 | bus_LV_293-57_0_4_node_143 | 0.4 | n |  | TRUE
158 | bus_LV_293-57_0_4_node_146 | 0.4 | n |  | TRUE
159 | bus_LV_293-57_0_4_node_144 | 0.4 | n |  | TRUE
160 | bus_LV_293-57_0_4_node_151 | 0.4 | n |  | TRUE
161 | bus_LV_293-57_0_4_node_149 | 0.4 | n |  | TRUE
162 | bus_LV_293-57_0_4_node_145 | 0.4 | n |  | TRUE
163 | bus_LV_293-57_0_4_node_148 | 0.4 | n |  | TRUE
164 | bus_LV_293-57_0_4_node_147 | 0.4 | n |  | TRUE
165 | bus_LV_293-57_0_4_node_153 | 0.4 | n |  | TRUE
166 | bus_LV_293-57_0_4_node_154 | 0.4 | n |  | TRUE
167 | bus_LV_293-57_0_4_node_155 | 0.4 | n |  | TRUE
168 | bus_LV_293-57_0_4_node_156 | 0.4 | n |  | TRUE
169 | bus_LV_293-57_0_4_node_163 | 0.4 | n |  | TRUE
170 | bus_LV_293-57_0_4_node_164 | 0.4 | n |  | TRUE
171 | bus_LV_293-57_0_4_node_165 | 0.4 | n |  | TRUE
172 | bus_LV_293-57_0_4_node_166 | 0.4 | n |  | TRUE
173 | bus_LV_293-57_0_4_node_167 | 0.4 | n |  | TRUE
174 | bus_LV_293-57_0_4_node_168 | 0.4 | n |  | TRUE
175 | bus_MV_578_0_node_125 | 20 | n |  | TRUE

## load
| name | bus | p_mw | q_mvar | const_z_percent | const_i_percent | sn_mva | scaling | in_service | type
0 | LV_293-57_0_4_load_0 | 0 | 0.00043597 | 0.00010926 | 0 | 0 |  | 1 | TRUE | wye
1 | LV_293-57_0_4_load_1 | 1 | 0.0011958 | 0.0002997 | 0 | 0 |  | 1 | TRUE | wye
2 | LV_293-57_0_4_load_15 | 2 | 9.3129e-05 | 2.334e-05 | 0 | 0 |  | 1 | TRUE | wye
3 | LV_293-57_0_4_load_14 | 3 | 0.00013915 | 3.4874e-05 | 0 | 0 |  | 1 | TRUE | wye
4 | LV_293-57_0_4_load_9 | 5 | 0.0005052 | 0.00012662 | 0 | 0 |  | 1 | TRUE | wye
5 | LV_293-57_0_4_load_10 | 6 | 0.00059829 | 0.00014994 | 0 | 0 |  | 1 | TRUE | wye
6 | LV_293-57_0_4_load_11 | 7 | 0.00038024 | 9.5298e-05 | 0 | 0 |  | 1 | TRUE | wye
7 | LV_293-57_0_4_load_12 | 8 | 0.0003517 | 8.8144e-05 | 0 | 0 |  | 1 | TRUE | wye
8 | LV_293-57_0_4_load_5 | 13 | 0.00020246 | 5.0741e-05 | 0 | 0 |  | 1 | TRUE | wye
9 | LV_293-57_0_4_load_8 | 14 | 0.00053777 | 0.00013478 | 0 | 0 |  | 1 | TRUE | wye
10 | LV_293-57_0_4_load_52 | 17 | 0.0013121 | 0.00032885 | 0 | 0 |  | 1 | TRUE | wye
11 | LV_293-57_0_4_load_16 | 20 | 0.00019589 | 4.9095e-05 | 0 | 0 |  | 1 | TRUE | wye
12 | LV_293-57_0_4_load_26 | 21 | 0.00034876 | 8.7407e-05 | 0 | 0 |  | 1 | TRUE | wye
13 | LV_293-57_0_4_load_42 | 23 | 0.00051168 | 0.00012824 | 0 | 0 |  | 1 | TRUE | wye
14 | LV_293-57_0_4_load_59 | 24 | 0.00019069 | 4.7792e-05 | 0 | 0 |  | 1 | TRUE | wye
15 | LV_293-57_0_4_load_66 | 25 | 8.0717e-05 | 2.023e-05 | 0 | 0 |  | 1 | TRUE | wye
16 | LV_293-57_0_4_load_50 | 27 | 0.00018017 | 4.5154e-05 | 0 | 0 |  | 1 | TRUE | wye
17 | LV_293-57_0_4_load_47 | 28 | 0.00080373 | 0.00020143 | 0 | 0 |  | 1 | TRUE | wye
18 | LV_293-57_0_4_load_19 | 29 | 0.00081011 | 0.00020303 | 0 | 0 |  | 1 | TRUE | wye
19 | LV_293-57_0_4_load_22 | 30 | 0.00026148 | 6.5533e-05 | 0 | 0 |  | 1 | TRUE | wye
20 | LV_293-57_0_4_load_23 | 33 | 0.00017858 | 4.4756e-05 | 0 | 0 |  | 1 | TRUE | wye
21 | LV_293-57_0_4_load_24 | 34 | 8.2309e-05 | 2.0629e-05 | 0 | 0 |  | 1 | TRUE | wye
22 | LV_293-57_0_4_load_21 | 35 | 9.2179e-05 | 2.3102e-05 | 0 | 0 |  | 1 | TRUE | wye
23 | LV_293-57_0_4_load_30 | 37 | 0.00065283 | 0.00016361 | 0 | 0 |  | 1 | TRUE | wye
24 | LV_293-57_0_4_load_32 | 39 | 0.00011531 | 2.8899e-05 | 0 | 0 |  | 1 | TRUE | wye
25 | LV_293-57_0_4_load_31 | 40 | 0.0010909 | 0.0002734 | 0 | 0 |  | 1 | TRUE | wye
26 | LV_293-57_0_4_load_33 | 42 | 0.00030991 | 7.7671e-05 | 0 | 0 |  | 1 | TRUE | wye
27 | LV_293-57_0_4_load_176 | 43 | 0.00036593 | 9.1712e-05 | 0 | 0 |  | 1 | TRUE | wye
28 | LV_293-57_0_4_load_175 | 44 | 0.0015844 | 0.00039709 | 0 | 0 |  | 1 | TRUE | wye
29 | LV_293-57_0_4_load_34 | 45 | 0.00012942 | 3.2437e-05 | 0 | 0 |  | 1 | TRUE | wye
30 | LV_293-57_0_4_load_39 | 47 | 0.00034205 | 8.5725e-05 | 0 | 0 |  | 1 | TRUE | wye
31 | LV_293-57_0_4_load_40 | 48 | 0.00096674 | 0.00024229 | 0 | 0 |  | 1 | TRUE | wye
32 | LV_293-57_0_4_load_41 | 49 | 9.5689e-05 | 2.3982e-05 | 0 | 0 |  | 1 | TRUE | wye
33 | LV_293-57_0_4_load_38 | 50 | 0.00026254 | 6.58e-05 | 0 | 0 |  | 1 | TRUE | wye
34 | LV_293-57_0_4_load_37 | 52 | 0.00025998 | 6.5156e-05 | 0 | 0 |  | 1 | TRUE | wye
35 | LV_293-57_0_4_load_178 | 53 | 0.00054307 | 0.00013611 | 0 | 0 |  | 1 | TRUE | wye
36 | LV_293-57_0_4_load_46 | 55 | 0.00070318 | 0.00017623 | 0 | 0 |  | 1 | TRUE | wye
37 | LV_293-57_0_4_load_45 | 56 | 9.394e-05 | 2.3544e-05 | 0 | 0 |  | 1 | TRUE | wye
38 | LV_293-57_0_4_load_170 | 58 | 0.00049163 | 0.00012321 | 0 | 0 |  | 1 | TRUE | wye
39 | LV_293-57_0_4_load_169 | 59 | 0.00040754 | 0.00010214 | 0 | 0 |  | 1 | TRUE | wye
40 | LV_293-57_0_4_load_51 | 60 | 0.00028669 | 7.1852e-05 | 0 | 0 |  | 1 | TRUE | wye
41 | LV_293-57_0_4_load_54 | 61 | 0.00010516 | 2.6357e-05 | 0 | 0 |  | 1 | TRUE | wye
42 | LV_293-57_0_4_load_60 | 63 | 0.00014413 | 3.6122e-05 | 0 | 0 |  | 1 | TRUE | wye
43 | LV_293-57_0_4_load_56 | 64 | 0.0033471 | 0.00083887 | 0 | 0 |  | 1 | TRUE | wye
44 | LV_293-57_0_4_load_61 | 66 | 0.00015003 | 3.7601e-05 | 0 | 0 |  | 1 | TRUE | wye
45 | LV_293-57_0_4_load_62 | 67 | 0.00013305 | 3.3347e-05 | 0 | 0 |  | 1 | TRUE | wye
46 | LV_293-57_0_4_load_180 | 69 | 0.00091481 | 0.00022927 | 0 | 0 |  | 1 | TRUE | wye
47 | LV_293-57_0_4_load_110 | 70 | 0.0032522 | 0.00081508 | 0 | 0 |  | 1 | TRUE | wye
48 | LV_293-57_0_4_load_111 | 71 | 0.00089384 | 0.00022402 | 0 | 0 |  | 1 | TRUE | wye
49 | LV_293-57_0_4_load_64 | 72 | 0.00364 | 0.00091227 | 0 | 0 |  | 1 | TRUE | wye
50 | LV_293-57_0_4_load_122 | 75 | 0.00165 | 0.00041353 | 0 | 0 |  | 1 | TRUE | wye
51 | LV_293-57_0_4_load_124 | 76 | 0.0025553 | 0.00064041 | 0 | 0 |  | 1 | TRUE | wye
52 | LV_293-57_0_4_load_65 | 78 | 0.0022295 | 0.00055877 | 0 | 0 |  | 1 | TRUE | wye
53 | LV_293-57_0_4_load_113 | 80 | 0.0013262 | 0.00033237 | 0 | 0 |  | 1 | TRUE | wye
54 | LV_293-57_0_4_load_68 | 81 | 0.00046127 | 0.00011561 | 0 | 0 |  | 1 | TRUE | wye
55 | LV_293-57_0_4_load_69 | 82 | 0.015725 | 0.0039411 | 0 | 0 |  | 1 | TRUE | wye
56 | LV_293-57_0_4_load_72 | 83 | 0.0050491 | 0.0012654 | 0 | 0 |  | 1 | TRUE | wye
57 | LV_293-57_0_4_load_74 | 84 | 0.016005 | 0.0040112 | 0 | 0 |  | 1 | TRUE | wye
58 | LV_293-57_0_4_load_70 | 85 | 0.00027135 | 6.8006e-05 | 0 | 0 |  | 1 | TRUE | wye
59 | LV_293-57_0_4_load_71 | 86 | 0.0001834 | 4.5963e-05 | 0 | 0 |  | 1 | TRUE | wye
60 | LV_293-57_0_4_load_77 | 87 | 0.00054102 | 0.00013559 | 0 | 0 |  | 1 | TRUE | wye
61 | LV_293-57_0_4_load_73 | 88 | 0.00046346 | 0.00011615 | 0 | 0 |  | 1 | TRUE | wye
62 | LV_293-57_0_4_load_82 | 89 | 0.0011935 | 0.00029912 | 0 | 0 |  | 1 | TRUE | wye
63 | LV_293-57_0_4_load_75 | 90 | 0.018084 | 0.0045324 | 0 | 0 |  | 1 | TRUE | wye
64 | LV_293-57_0_4_load_85 | 91 | 0.00063363 | 0.0001588 | 0 | 0 |  | 1 | TRUE | wye
65 | LV_293-57_0_4_load_98 | 92 | 0.0030392 | 0.0007617 | 0 | 0 |  | 1 | TRUE | wye
66 | LV_293-57_0_4_load_76 | 95 | 0.006408 | 0.001606 | 0 | 0 |  | 1 | TRUE | wye
67 | LV_293-57_0_4_load_83 | 98 | 0.00031337 | 7.8537e-05 | 0 | 0 |  | 1 | TRUE | wye
68 | LV_293-57_0_4_load_84 | 99 | 0.0018725 | 0.00046929 | 0 | 0 |  | 1 | TRUE | wye
69 | LV_293-57_0_4_load_80 | 100 | 0.013839 | 0.0034684 | 0 | 0 |  | 1 | TRUE | wye
70 | LV_293-57_0_4_load_96 | 101 | 0.011477 | 0.0028764 | 0 | 0 |  | 1 | TRUE | wye
71 | LV_293-57_0_4_load_81 | 102 | 0.00058213 | 0.0001459 | 0 | 0 |  | 1 | TRUE | wye
72 | LV_293-57_0_4_load_92 | 103 | 0.0034636 | 0.00086807 | 0 | 0 |  | 1 | TRUE | wye
73 | LV_293-57_0_4_load_102 | 104 | 0.012871 | 0.0032258 | 0 | 0 |  | 1 | TRUE | wye
74 | LV_293-57_0_4_load_93 | 105 | 0.00028051 | 7.0303e-05 | 0 | 0 |  | 1 | TRUE | wye
75 | LV_293-57_0_4_load_95 | 106 | 0.000733 | 0.00018371 | 0 | 0 |  | 1 | TRUE | wye
76 | LV_293-57_0_4_load_97 | 107 | 0.00065841 | 0.00016501 | 0 | 0 |  | 1 | TRUE | wye
77 | LV_293-57_0_4_load_94 | 108 | 0.00061789 | 0.00015486 | 0 | 0 |  | 1 | TRUE | wye
78 | LV_293-57_0_4_load_89 | 111 | 0.0001422 | 3.5639e-05 | 0 | 0 |  | 1 | TRUE | wye
79 | LV_293-57_0_4_load_90 | 112 | 0.00021114 | 5.2917e-05 | 0 | 0 |  | 1 | TRUE | wye
80 | LV_293-57_0_4_load_91 | 113 | 0.00021917 | 5.493e-05 | 0 | 0 |  | 1 | TRUE | wye
81 | LV_293-57_0_4_load_172 | 114 | 0.00020832 | 5.2209e-05 | 0 | 0 |  | 1 | TRUE | wye
82 | LV_293-57_0_4_load_173 | 115 | 0.00023159 | 5.8043e-05 | 0 | 0 |  | 1 | TRUE | wye
83 | LV_293-57_0_4_load_171 | 116 | 0.00025226 | 6.3222e-05 | 0 | 0 |  | 1 | TRUE | wye
84 | LV_293-57_0_4_load_174 | 117 | 0.00035853 | 8.9857e-05 | 0 | 0 |  | 1 | TRUE | wye
85 | LV_293-57_0_4_load_103 | 118 | 0.016296 | 0.0040841 | 0 | 0 |  | 1 | TRUE | wye
86 | LV_293-57_0_4_load_100 | 119 | 0.0059521 | 0.0014917 | 0 | 0 |  | 1 | TRUE | wye
87 | LV_293-57_0_4_load_101 | 120 | 0.015659 | 0.0039245 | 0 | 0 |  | 1 | TRUE | wye
88 | LV_293-57_0_4_load_105 | 121 | 0.0033586 | 0.00084175 | 0 | 0 |  | 1 | TRUE | wye
89 | LV_293-57_0_4_load_104 | 122 | 0.0072613 | 0.0018199 | 0 | 0 |  | 1 | TRUE | wye
90 | LV_293-57_0_4_load_106 | 123 | 0.0035335 | 0.00088558 | 0 | 0 |  | 1 | TRUE | wye
91 | LV_293-57_0_4_load_108 | 125 | 0.00088289 | 0.00022127 | 0 | 0 |  | 1 | TRUE | wye
92 | LV_293-57_0_4_load_140 | 128 | 0.0017499 | 0.00043857 | 0 | 0 |  | 1 | TRUE | wye
93 | LV_293-57_0_4_load_114 | 129 | 0.0028808 | 0.00072199 | 0 | 0 |  | 1 | TRUE | wye
94 | LV_293-57_0_4_load_115 | 130 | 0.0031511 | 0.00078974 | 0 | 0 |  | 1 | TRUE | wye
95 | LV_293-57_0_4_load_120 | 131 | 0.0017895 | 0.0004485 | 0 | 0 |  | 1 | TRUE | wye
96 | LV_293-57_0_4_load_116 | 132 | 0.00098954 | 0.000248 | 0 | 0 |  | 1 | TRUE | wye
97 | LV_293-57_0_4_load_117 | 133 | 0.0031623 | 0.00079254 | 0 | 0 |  | 1 | TRUE | wye
98 | LV_293-57_0_4_load_121 | 134 | 0.0007974 | 0.00019985 | 0 | 0 |  | 1 | TRUE | wye
99 | LV_293-57_0_4_load_118 | 135 | 0.0017118 | 0.00042901 | 0 | 0 |  | 1 | TRUE | wye
100 | LV_293-57_0_4_load_162 | 136 | 0.0030349 | 0.00076063 | 0 | 0 |  | 1 | TRUE | wye
101 | LV_293-57_0_4_load_158 | 139 | 0.00086181 | 0.00021599 | 0 | 0 |  | 1 | TRUE | wye
102 | LV_293-57_0_4_load_160 | 140 | 0.0037378 | 0.00093679 | 0 | 0 |  | 1 | TRUE | wye
103 | LV_293-57_0_4_load_161 | 141 | 0.0030882 | 0.00077398 | 0 | 0 |  | 1 | TRUE | wye
104 | LV_293-57_0_4_load_157 | 142 | 0.0017782 | 0.00044565 | 0 | 0 |  | 1 | TRUE | wye
105 | LV_293-57_0_4_load_128 | 143 | 0.0023772 | 0.00059578 | 0 | 0 |  | 1 | TRUE | wye
106 | LV_293-57_0_4_load_138 | 144 | 0.001358 | 0.00034035 | 0 | 0 |  | 1 | TRUE | wye
107 | LV_293-57_0_4_load_126 | 145 | 0.0011941 | 0.00029928 | 0 | 0 |  | 1 | TRUE | wye
108 | LV_293-57_0_4_load_127 | 146 | 0.0010042 | 0.00025169 | 0 | 0 |  | 1 | TRUE | wye
109 | LV_293-57_0_4_load_129 | 147 | 0.0033029 | 0.00082779 | 0 | 0 |  | 1 | TRUE | wye
110 | LV_293-57_0_4_load_131 | 148 | 0.0015164 | 0.00038005 | 0 | 0 |  | 1 | TRUE | wye
111 | LV_293-57_0_4_load_133 | 150 | 0.0054052 | 0.0013547 | 0 | 0 |  | 1 | TRUE | wye
112 | LV_293-57_0_4_load_134 | 151 | 0.0017213 | 0.00043139 | 0 | 0 |  | 1 | TRUE | wye
113 | LV_293-57_0_4_load_136 | 153 | 0.0085145 | 0.0021339 | 0 | 0 |  | 1 | TRUE | wye
114 | LV_293-57_0_4_load_137 | 154 | 0.012174 | 0.0030511 | 0 | 0 |  | 1 | TRUE | wye
115 | LV_293-57_0_4_load_141 | 155 | 0.0085315 | 0.0021382 | 0 | 0 |  | 1 | TRUE | wye
116 | LV_293-57_0_4_load_142 | 156 | 0.0086317 | 0.0021633 | 0 | 0 |  | 1 | TRUE | wye
117 | LV_293-57_0_4_load_143 | 157 | 0.0035925 | 0.00090036 | 0 | 0 |  | 1 | TRUE | wye
118 | LV_293-57_0_4_load_146 | 158 | 0.002371 | 0.00059424 | 0 | 0 |  | 1 | TRUE | wye
119 | LV_293-57_0_4_load_151 | 160 | 0.0016897 | 0.00042347 | 0 | 0 |  | 1 | TRUE | wye
120 | LV_293-57_0_4_load_149 | 161 | 0.0037457 | 0.00093876 | 0 | 0 |  | 1 | TRUE | wye
121 | LV_293-57_0_4_load_148 | 163 | 0.0030985 | 0.00077655 | 0 | 0 |  | 1 | TRUE | wye
122 | LV_293-57_0_4_load_147 | 164 | 0.0084165 | 0.0021094 | 0 | 0 |  | 1 | TRUE | wye
123 | LV_293-57_0_4_load_153 | 165 | 0.0027599 | 0.0006917 | 0 | 0 |  | 1 | TRUE | wye
124 | LV_293-57_0_4_load_154 | 166 | 0.0025342 | 0.00063513 | 0 | 0 |  | 1 | TRUE | wye
125 | LV_293-57_0_4_load_155 | 167 | 0.0018929 | 0.00047441 | 0 | 0 |  | 1 | TRUE | wye
126 | LV_293-57_0_4_load_156 | 168 | 0.0021164 | 0.00053042 | 0 | 0 |  | 1 | TRUE | wye
127 | LV_293-57_0_4_load_163 | 169 | 0.0016519 | 0.00041399 | 0 | 0 |  | 1 | TRUE | wye
128 | LV_293-57_0_4_load_165 | 171 | 0.0011564 | 0.00028983 | 0 | 0 |  | 1 | TRUE | wye
129 | LV_293-57_0_4_load_166 | 172 | 0.0031249 | 0.00078317 | 0 | 0 |  | 1 | TRUE | wye
130 | LV_293-57_0_4_load_168 | 174 | 0.0021141 | 0.00052983 | 0 | 0 |  | 1 | TRUE | wye

## ext_grid
| name | bus | vm_pu | va_degree | slack_weight | in_service
0 |  | 123 | 1 | 0 | 1 | TRUE

## line
| name | std_type | from_bus | to_bus | length_km | r_ohm_per_km | x_ohm_per_km | c_nf_per_km | g_us_per_km | max_i_ka | df | parallel | type | in_service
0 | LV_293-57_0_4_line_0 |  | 0 | 1 | 0.010822 | 0.125 | 0.08 | 261 | 0 | 0.364 | 1 | 1 | cs | TRUE
1 | LV_293-57_0_4_line_1 |  | 0 | 2 | 0.17001 | 0.125 | 0.08 | 261 | 0 | 0.364 | 1 | 1 | cs | TRUE
2 | LV_293-57_0_4_line_2 |  | 1 | 3 | 0.24459 | 0.125 | 0.08 | 261 | 0 | 0.364 | 1 | 1 | cs | TRUE
3 | LV_293-57_0_4_line_3 |  | 2 | 4 | 0.18413 | 0.125 | 0.08 | 261 | 0 | 0.364 | 1 | 1 | cs | TRUE
4 | LV_293-57_0_4_line_4 |  | 3 | 9 | 0.036917 | 0.125 | 0.08 | 261 | 0 | 0.364 | 1 | 1 | cs | TRUE
5 | LV_293-57_0_4_line_5 |  | 4 | 19 | 0.06915 | 0.125 | 0.08 | 261 | 0 | 0.364 | 1 | 1 | cs | TRUE
6 | LV_293-57_0_4_line_6 |  | 5 | 6 | 0.010162 | 0.125 | 0.08 | 261 | 0 | 0.364 | 1 | 1 | cs | TRUE
7 | LV_293-57_0_4_line_7 |  | 6 | 7 | 0.032182 | 0.125 | 0.08 | 261 | 0 | 0.364 | 1 | 1 | cs | TRUE
8 | LV_293-57_0_4_line_8 |  | 7 | 8 | 0.010085 | 0.125 | 0.08 | 261 | 0 | 0.364 | 1 | 1 | cs | TRUE
9 | LV_293-57_0_4_line_9 |  | 8 | 9 | 0.030551 | 0.125 | 0.08 | 261 | 0 | 0.364 | 1 | 1 | cs | TRUE
10 | LV_293-57_0_4_line_10 |  | 10 | 11 | 0.16726 | 0.125 | 0.08 | 261 | 0 | 0.364 | 1 | 1 | cs | TRUE
11 | LV_293-57_0_4_line_11 |  | 10 | 12 | 0.11692 | 0.125 | 0.08 | 261 | 0 | 0.364 | 1 | 1 | cs | TRUE
12 | LV_293-57_0_4_line_12 |  | 11 | 13 | 0.086157 | 0.125 | 0.08 | 261 | 0 | 0.364 | 1 | 1 | cs | TRUE
13 | LV_293-57_0_4_line_13 |  | 12 | 14 | 0.058564 | 0.125 | 0.08 | 261 | 0 | 0.364 | 1 | 1 | cs | TRUE
14 | LV_293-57_0_4_line_14 |  | 13 | 15 | 0.043291 | 0.125 | 0.08 | 261 | 0 | 0.364 | 1 | 1 | cs | TRUE
15 | LV_293-57_0_4_line_15 |  | 14 | 20 | 0.019768 | 0.125 | 0.08 | 261 | 0 | 0.364 | 1 | 1 | cs | TRUE
16 | LV_293-57_0_4_line_16 |  | 15 | 22 | 0.12225 | 0.125 | 0.08 | 261 | 0 | 0.364 | 1 | 1 | cs | TRUE
17 | LV_293-57_0_4_line_17 |  | 15 | 21 | 0.015449 | 0.125 | 0.08 | 261 | 0 | 0.364 | 1 | 1 | cs | TRUE
18 | LV_293-57_0_4_line_18 |  | 16 | 17 | 0.022886 | 0.125 | 0.08 | 261 | 0 | 0.364 | 1 | 1 | cs | TRUE
19 | LV_293-57_0_4_line_19 |  | 16 | 18 | 0.06222 | 0.125 | 0.08 | 261 | 0 | 0.364 | 1 | 1 | cs | TRUE
20 | LV_293-57_0_4_line_20 |  | 17 | 26 | 0.06545 | 0.125 | 0.08 | 261 | 0 | 0.364 | 1 | 1 | cs | TRUE
21 | LV_293-57_0_4_line_21 |  | 18 | 27 | 0.021834 | 0.125 | 0.08 | 261 | 0 | 0.364 | 1 | 1 | cs | TRUE
22 | LV_293-57_0_4_line_22 |  | 18 | 28 | 0.02132 | 0.125 | 0.08 | 261 | 0 | 0.364 | 1 | 1 | cs | TRUE
23 | LV_293-57_0_4_line_23 |  | 19 | 31 | 0.10433 | 0.125 | 0.08 | 261 | 0 | 0.364 | 1 | 1 | cs | TRUE
24 | LV_293-57_0_4_line_24 |  | 19 | 20 | 0.03284 | 0.125 | 0.08 | 261 | 0 | 0.364 | 1 | 1 | cs | TRUE
25 | LV_293-57_0_4_line_25 |  | 22 | 24 | 0.068328 | 0.125 | 0.08 | 261 | 0 | 0.364 | 1 | 1 | cs | TRUE
26 | LV_293-57_0_4_line_26 |  | 22 | 23 | 0.0098058 | 0.125 | 0.08 | 261 | 0 | 0.364 | 1 | 1 | cs | TRUE
27 | LV_293-57_0_4_line_27 |  | 24 | 25 | 0.013288 | 0.125 | 0.08 | 261 | 0 | 0.364 | 1 | 1 | cs | TRUE
28 | LV_293-57_0_4_line_28 |  | 25 | 67 | 0.026502 | 0.125 | 0.08 | 261 | 0 | 0.364 | 1 | 1 | cs | TRUE
29 | LV_293-57_0_4_line_29 |  | 26 | 61 | 0.029506 | 0.125 | 0.08 | 261 | 0 | 0.364 | 1 | 1 | cs | TRUE
30 | LV_293-57_0_4_line_30 |  | 26 | 62 | 0.13525 | 0.125 | 0.08 | 261 | 0 | 0.364 | 1 | 1 | cs | TRUE
31 | LV_293-57_0_4_line_31 |  | 27 | 60 | 0.0096998 | 0.125 | 0.08 | 261 | 0 | 0.364 | 1 | 1 | cs | TRUE
32 | LV_293-57_0_4_line_32 |  | 29 | 30 | 0.015482 | 0.125 | 0.08 | 261 | 0 | 0.364 | 1 | 1 | cs | TRUE
33 | LV_293-57_0_4_line_33 |  | 30 | 31 | 0.051724 | 0.125 | 0.08 | 261 | 0 | 0.364 | 1 | 1 | cs | TRUE
34 | LV_293-57_0_4_line_34 |  | 31 | 32 | 0.08255 | 0.125 | 0.08 | 261 | 0 | 0.364 | 1 | 1 | cs | TRUE
35 | LV_293-57_0_4_line_35 |  | 32 | 33 | 0.094703 | 0.125 | 0.08 | 261 | 0 | 0.364 | 1 | 1 | cs | TRUE
36 | LV_293-57_0_4_line_36 |  | 32 | 34 | 0.035877 | 0.125 | 0.08 | 261 | 0 | 0.364 | 1 | 1 | cs | TRUE
37 | LV_293-57_0_4_line_37 |  | 33 | 37 | 0.015226 | 0.125 | 0.08 | 261 | 0 | 0.364 | 1 | 1 | cs | TRUE
38 | LV_293-57_0_4_line_38 |  | 34 | 38 | 0.15169 | 0.125 | 0.08 | 261 | 0 | 0.364 | 1 | 1 | cs | TRUE
39 | LV_293-57_0_4_line_39 |  | 35 | 36 | 0.010261 | 0.125 | 0.08 | 261 | 0 | 0.364 | 1 | 1 | cs | TRUE
40 | LV_293-57_0_4_line_40 |  | 36 | 39 | 0.021951 | 0.125 | 0.08 | 261 | 0 | 0.364 | 1 | 1 | cs | TRUE
41 | LV_293-57_0_4_line_41 |  | 37 | 40 | 0.012457 | 0.125 | 0.08 | 261 | 0 | 0.364 | 1 | 1 | cs | TRUE
42 | LV_293-57_0_4_line_42 |  | 38 | 41 | 0.049202 | 0.125 | 0.08 | 261 | 0 | 0.364 | 1 | 1 | cs | TRUE
43 | LV_293-57_0_4_line_43 |  | 39 | 42 | 0.18742 | 0.125 | 0.08 | 261 | 0 | 0.364 | 1 | 1 | cs | TRUE
44 | LV_293-57_0_4_line_44 |  | 39 | 40 | 0.018016 | 0.125 | 0.08 | 261 | 0 | 0.364 | 1 | 1 | cs | TRUE
45 | LV_293-57_0_4_line_45 |  | 41 | 43 | 0.11946 | 0.125 | 0.08 | 261 | 0 | 0.364 | 1 | 1 | cs | TRUE
46 | LV_293-57_0_4_line_46 |  | 42 | 45 | 0.012713 | 0.125 | 0.08 | 261 | 0 | 0.364 | 1 | 1 | cs | TRUE
47 | LV_293-57_0_4_line_47 |  | 43 | 44 | 0.10503 | 0.125 | 0.08 | 261 | 0 | 0.364 | 1 | 1 | cs | TRUE
48 | LV_293-57_0_4_line_48 |  | 44 | 54 | 0.022257 | 0.125 | 0.08 | 261 | 0 | 0.364 | 1 | 1 | cs | TRUE
49 | LV_293-57_0_4_line_49 |  | 45 | 46 | 0.12833 | 0.125 | 0.08 | 261 | 0 | 0.364 | 1 | 1 | cs | TRUE
50 | LV_293-57_0_4_line_50 |  | 46 | 51 | 0.018268 | 0.125 | 0.08 | 261 | 0 | 0.364 | 1 | 1 | cs | TRUE
51 | LV_293-57_0_4_line_51 |  | 47 | 48 | 0.035636 | 0.125 | 0.08 | 261 | 0 | 0.364 | 1 | 1 | cs | TRUE
52 | LV_293-57_0_4_line_52 |  | 47 | 49 | 0.039486 | 0.125 | 0.08 | 261 | 0 | 0.364 | 1 | 1 | cs | TRUE
53 | LV_293-57_0_4_line_53 |  | 48 | 50 | 0.045774 | 0.125 | 0.08 | 261 | 0 | 0.364 | 1 | 1 | cs | TRUE
54 | LV_293-57_0_4_line_54 |  | 50 | 51 | 0.0092269 | 0.125 | 0.08 | 261 | 0 | 0.364 | 1 | 1 | cs | TRUE
55 | LV_293-57_0_4_line_55 |  | 51 | 52 | 0.015793 | 0.125 | 0.08 | 261 | 0 | 0.364 | 1 | 1 | cs | TRUE
56 | LV_293-57_0_4_line_56 |  | 52 | 55 | 0.13655 | 0.125 | 0.08 | 261 | 0 | 0.364 | 1 | 1 | cs | TRUE
57 | LV_293-57_0_4_line_57 |  | 53 | 54 | 0.040778 | 0.125 | 0.08 | 261 | 0 | 0.364 | 1 | 1 | cs | TRUE
58 | LV_293-57_0_4_line_58 |  | 56 | 57 | 0.060782 | 0.125 | 0.08 | 261 | 0 | 0.364 | 1 | 1 | cs | TRUE
59 | LV_293-57_0_4_line_59 |  | 57 | 58 | 0.26728 | 0.125 | 0.08 | 261 | 0 | 0.364 | 1 | 1 | cs | TRUE
60 | LV_293-57_0_4_line_60 |  | 58 | 59 | 0.029524 | 0.125 | 0.08 | 261 | 0 | 0.364 | 1 | 1 | cs | TRUE
61 | LV_293-57_0_4_line_61 |  | 59 | 173 | 0.075167 | 0.125 | 0.08 | 261 | 0 | 0.364 | 1 | 1 | cs | TRUE
62 | LV_293-57_0_4_line_62 |  | 61 | 63 | 0.12962 | 0.125 | 0.08 | 261 | 0 | 0.364 | 1 | 1 | cs | TRUE
63 | LV_293-57_0_4_line_63 |  | 62 | 64 | 0.046153 | 0.125 | 0.08 | 261 | 0 | 0.364 | 1 | 1 | cs | TRUE
64 | LV_293-57_0_4_line_64 |  | 62 | 65 | 0.026744 | 0.125 | 0.08 | 261 | 0 | 0.364 | 1 | 1 | cs | TRUE
65 | LV_293-57_0_4_line_65 |  | 63 | 66 | 0.024623 | 0.125 | 0.08 | 261 | 0 | 0.364 | 1 | 1 | cs | TRUE
66 | LV_293-57_0_4_line_66 |  | 64 | 68 | 0.05713 | 0.125 | 0.08 | 261 | 0 | 0.364 | 1 | 1 | cs | TRUE
67 | LV_293-57_0_4_line_67 |  | 65 | 69 | 0.006546 | 0.125 | 0.08 | 261 | 0 | 0.364 | 1 | 1 | cs | TRUE
68 | LV_293-57_0_4_line_68 |  | 66 | 67 | 0.017391 | 0.125 | 0.08 | 261 | 0 | 0.364 | 1 | 1 | cs | TRUE
69 | LV_293-57_0_4_line_69 |  | 68 | 70 | 0.0094195 | 0.125 | 0.08 | 261 | 0 | 0.364 | 1 | 1 | cs | TRUE
70 | LV_293-57_0_4_line_70 |  | 68 | 71 | 0.031628 | 0.125 | 0.08 | 261 | 0 | 0.364 | 1 | 1 | cs | TRUE
71 | LV_293-57_0_4_line_71 |  | 68 | 72 | 0.057995 | 0.125 | 0.08 | 261 | 0 | 0.364 | 1 | 1 | cs | TRUE
72 | LV_293-57_0_4_line_72 |  | 70 | 79 | 0.016716 | 0.125 | 0.08 | 261 | 0 | 0.364 | 1 | 1 | cs | TRUE
73 | LV_293-57_0_4_line_73 |  | 71 | 80 | 0.0027461 | 0.125 | 0.08 | 261 | 0 | 0.364 | 1 | 1 | cs | TRUE
74 | LV_293-57_0_4_line_74 |  | 72 | 77 | 0.026615 | 0.125 | 0.08 | 261 | 0 | 0.364 | 1 | 1 | cs | TRUE
75 | LV_293-57_0_4_line_75 |  | 73 | 74 | 0.004208 | 0.125 | 0.08 | 261 | 0 | 0.364 | 1 | 1 | cs | TRUE
76 | LV_293-57_0_4_line_76 |  | 73 | 75 | 0.0085491 | 0.125 | 0.08 | 261 | 0 | 0.364 | 1 | 1 | cs | TRUE
77 | LV_293-57_0_4_line_77 |  | 74 | 76 | 0.017821 | 0.125 | 0.08 | 261 | 0 | 0.364 | 1 | 1 | cs | TRUE
78 | LV_293-57_0_4_line_78 |  | 74 | 124 | 0.011662 | 0.125 | 0.08 | 261 | 0 | 0.364 | 1 | 1 | cs | TRUE
79 | LV_293-57_0_4_line_79 |  | 75 | 134 | 0.011298 | 0.125 | 0.08 | 261 | 0 | 0.364 | 1 | 1 | cs | TRUE
80 | LV_293-57_0_4_line_80 |  | 77 | 78 | 0.089902 | 0.125 | 0.08 | 261 | 0 | 0.364 | 1 | 1 | cs | TRUE
81 | LV_293-57_0_4_line_81 |  | 79 | 129 | 0.0031439 | 0.125 | 0.08 | 261 | 0 | 0.364 | 1 | 1 | cs | TRUE
82 | LV_293-57_0_4_line_82 |  | 79 | 130 | 0.013517 | 0.125 | 0.08 | 261 | 0 | 0.364 | 1 | 1 | cs | TRUE
83 | LV_293-57_0_4_line_83 |  | 80 | 131 | 0.020715 | 0.125 | 0.08 | 261 | 0 | 0.364 | 1 | 1 | cs | TRUE
84 | LV_293-57_0_4_line_84 |  | 81 | 82 | 0.030209 | 0.125 | 0.08 | 261 | 0 | 0.364 | 1 | 1 | cs | TRUE
85 | LV_293-57_0_4_line_85 |  | 82 | 83 | 0.017708 | 0.125 | 0.08 | 261 | 0 | 0.364 | 1 | 1 | cs | TRUE
86 | LV_293-57_0_4_line_86 |  | 83 | 84 | 0.015692 | 0.125 | 0.08 | 261 | 0 | 0.364 | 1 | 1 | cs | TRUE
87 | LV_293-57_0_4_line_87 |  | 84 | 92 | 0.024082 | 0.125 | 0.08 | 261 | 0 | 0.364 | 1 | 1 | cs | TRUE
88 | LV_293-57_0_4_line_88 |  | 85 | 86 | 0.0012203 | 0.125 | 0.08 | 261 | 0 | 0.364 | 1 | 1 | cs | TRUE
89 | LV_293-57_0_4_line_89 |  | 85 | 87 | 0.1498 | 0.125 | 0.08 | 261 | 0 | 0.364 | 1 | 1 | cs | TRUE
90 | LV_293-57_0_4_line_90 |  | 86 | 88 | 0.027182 | 0.125 | 0.08 | 261 | 0 | 0.364 | 1 | 1 | cs | TRUE
91 | LV_293-57_0_4_line_91 |  | 87 | 89 | 0.10223 | 0.125 | 0.08 | 261 | 0 | 0.364 | 1 | 1 | cs | TRUE
92 | LV_293-57_0_4_line_92 |  | 87 | 90 | 0.1237 | 0.125 | 0.08 | 261 | 0 | 0.364 | 1 | 1 | cs | TRUE
93 | LV_293-57_0_4_line_93 |  | 88 | 91 | 0.00087142 | 0.125 | 0.08 | 261 | 0 | 0.364 | 1 | 1 | cs | TRUE
94 | LV_293-57_0_4_line_94 |  | 89 | 98 | 0.0025782 | 0.125 | 0.08 | 261 | 0 | 0.364 | 1 | 1 | cs | TRUE
95 | LV_293-57_0_4_line_95 |  | 90 | 95 | 0.012127 | 0.125 | 0.08 | 261 | 0 | 0.364 | 1 | 1 | cs | TRUE
96 | LV_293-57_0_4_line_96 |  | 91 | 93 | 0.17528 | 0.125 | 0.08 | 261 | 0 | 0.364 | 1 | 1 | cs | TRUE
97 | LV_293-57_0_4_line_97 |  | 92 | 94 | 0.033891 | 0.125 | 0.08 | 261 | 0 | 0.364 | 1 | 1 | cs | TRUE
98 | LV_293-57_0_4_line_98 |  | 93 | 111 | 0.086493 | 0.125 | 0.08 | 261 | 0 | 0.364 | 1 | 1 | cs | TRUE
99 | LV_293-57_0_4_line_99 |  | 93 | 112 | 0.020315 | 0.125 | 0.08 | 261 | 0 | 0.364 | 1 | 1 | cs | TRUE
100 | LV_293-57_0_4_line_100 |  | 93 | 109 | 0.044295 | 0.125 | 0.08 | 261 | 0 | 0.364 | 1 | 1 | cs | TRUE
101 | LV_293-57_0_4_line_101 |  | 94 | 119 | 0.018617 | 0.125 | 0.08 | 261 | 0 | 0.364 | 1 | 2 | cs | TRUE
102 | LV_293-57_0_4_line_102 |  | 94 | 120 | 0.017391 | 0.125 | 0.08 | 261 | 0 | 0.364 | 1 | 1 | cs | TRUE
103 | LV_293-57_0_4_line_103 |  | 95 | 96 | 0.096713 | 0.125 | 0.08 | 261 | 0 | 0.364 | 1 | 1 | cs | TRUE
104 | LV_293-57_0_4_line_104 |  | 96 | 97 | 0.020677 | 0.125 | 0.08 | 261 | 0 | 0.364 | 1 | 1 | cs | TRUE
105 | LV_293-57_0_4_line_105 |  | 97 | 100 | 0.069519 | 0.125 | 0.08 | 261 | 0 | 0.364 | 1 | 1 | cs | TRUE
106 | LV_293-57_0_4_line_106 |  | 98 | 99 | 0.10823 | 0.125 | 0.08 | 261 | 0 | 0.364 | 1 | 1 | cs | TRUE
107 | LV_293-57_0_4_line_107 |  | 99 | 106 | 0.16937 | 0.125 | 0.08 | 261 | 0 | 0.364 | 1 | 1 | cs | TRUE
108 | LV_293-57_0_4_line_108 |  | 100 | 101 | 0.0020682 | 0.125 | 0.08 | 261 | 0 | 0.364 | 1 | 1 | cs | TRUE
109 | LV_293-57_0_4_line_109 |  | 101 | 104 | 0.003731 | 0.125 | 0.08 | 261 | 0 | 0.364 | 1 | 1 | cs | TRUE
110 | LV_293-57_0_4_line_110 |  | 102 | 103 | 0.030208 | 0.125 | 0.08 | 261 | 0 | 0.364 | 1 | 1 | cs | TRUE
111 | LV_293-57_0_4_line_111 |  | 103 | 105 | 0.015189 | 0.125 | 0.08 | 261 | 0 | 0.364 | 1 | 1 | cs | TRUE
112 | LV_293-57_0_4_line_112 |  | 104 | 118 | 0.028804 | 0.125 | 0.08 | 261 | 0 | 0.364 | 1 | 1 | cs | TRUE
113 | LV_293-57_0_4_line_113 |  | 105 | 108 | 0.010224 | 0.125 | 0.08 | 261 | 0 | 0.364 | 1 | 1 | cs | TRUE
114 | LV_293-57_0_4_line_114 |  | 106 | 107 | 0.0057653 | 0.125 | 0.08 | 261 | 0 | 0.364 | 1 | 1 | cs | TRUE
115 | LV_293-57_0_4_line_115 |  | 106 | 108 | 0.016957 | 0.125 | 0.08 | 261 | 0 | 0.364 | 1 | 1 | cs | TRUE
116 | LV_293-57_0_4_line_116 |  | 109 | 110 | 0.005812 | 0.125 | 0.08 | 261 | 0 | 0.364 | 1 | 1 | cs | TRUE
117 | LV_293-57_0_4_line_117 |  | 110 | 113 | 0.0064637 | 0.125 | 0.08 | 261 | 0 | 0.364 | 1 | 1 | cs | TRUE
118 | LV_293-57_0_4_line_118 |  | 112 | 114 | 0.0065486 | 0.125 | 0.08 | 261 | 0 | 0.364 | 1 | 1 | cs | TRUE
119 | LV_293-57_0_4_line_119 |  | 113 | 115 | 0.0013324 | 0.125 | 0.08 | 261 | 0 | 0.364 | 1 | 1 | cs | TRUE
120 | LV_293-57_0_4_line_120 |  | 114 | 116 | 0.0076571 | 0.125 | 0.08 | 261 | 0 | 0.364 | 1 | 1 | cs | TRUE
121 | LV_293-57_0_4_line_121 |  | 115 | 117 | 0.021986 | 0.125 | 0.08 | 261 | 0 | 0.364 | 1 | 1 | cs | TRUE
122 | LV_293-57_0_4_line_122 |  | 118 | 122 | 0.0004167 | 0.125 | 0.08 | 261 | 0 | 0.364 | 1 | 1 | cs | TRUE
123 | LV_293-57_0_4_line_123 |  | 119 | 121 | 0.0026086 | 0.125 | 0.08 | 261 | 0 | 0.364 | 1 | 2 | cs | TRUE
124 | LV_293-57_0_4_line_124 |  | 120 | 122 | 0.0042539 | 0.125 | 0.08 | 261 | 0 | 0.364 | 1 | 1 | cs | TRUE
125 | LV_293-57_0_4_line_125 |  | 121 | 123 | 0.02033 | 0.125 | 0.08 | 261 | 0 | 0.364 | 1 | 2 | cs | TRUE
126 | LV_293-57_0_4_line_126 |  | 123 | 124 | 0.036264 | 0.125 | 0.08 | 261 | 0 | 0.364 | 1 | 2 | cs | TRUE
127 | LV_293-57_0_4_line_127 |  | 124 | 125 | 0.036897 | 0.125 | 0.08 | 261 | 0 | 0.364 | 1 | 1 | cs | TRUE
128 | LV_293-57_0_4_line_128 |  | 125 | 126 | 0.0020128 | 0.125 | 0.08 | 261 | 0 | 0.364 | 1 | 1 | cs | TRUE
129 | LV_293-57_0_4_line_129 |  | 126 | 127 | 0.026606 | 0.125 | 0.08 | 261 | 0 | 0.364 | 1 | 1 | cs | TRUE
130 | LV_293-57_0_4_line_130 |  | 126 | 128 | 0.029219 | 0.125 | 0.08 | 261 | 0 | 0.364 | 1 | 1 | cs | TRUE
131 | LV_293-57_0_4_line_131 |  | 127 | 143 | 0.011775 | 0.125 | 0.08 | 261 | 0 | 0.364 | 1 | 1 | cs | TRUE
132 | LV_293-57_0_4_line_132 |  | 128 | 144 | 0.020693 | 0.125 | 0.08 | 261 | 0 | 0.364 | 1 | 1 | cs | TRUE
133 | LV_293-57_0_4_line_133 |  | 129 | 132 | 0.025058 | 0.125 | 0.08 | 261 | 0 | 0.364 | 1 | 1 | cs | TRUE
134 | LV_293-57_0_4_line_134 |  | 130 | 133 | 0.021527 | 0.125 | 0.08 | 261 | 0 | 0.364 | 1 | 1 | cs | TRUE
135 | LV_293-57_0_4_line_135 |  | 131 | 134 | 0.0034728 | 0.125 | 0.08 | 261 | 0 | 0.364 | 1 | 1 | cs | TRUE
136 | LV_293-57_0_4_line_136 |  | 132 | 135 | 0.020096 | 0.125 | 0.08 | 261 | 0 | 0.364 | 1 | 1 | cs | TRUE
137 | LV_293-57_0_4_line_137 |  | 133 | 136 | 0.032408 | 0.125 | 0.08 | 261 | 0 | 0.364 | 1 | 1 | cs | TRUE
138 | LV_293-57_0_4_line_138 |  | 135 | 137 | 0.0047861 | 0.125 | 0.08 | 261 | 0 | 0.364 | 1 | 1 | cs | TRUE
139 | LV_293-57_0_4_line_139 |  | 137 | 138 | 0.092671 | 0.125 | 0.08 | 261 | 0 | 0.364 | 1 | 1 | cs | TRUE
140 | LV_293-57_0_4_line_140 |  | 137 | 139 | 0.015299 | 0.125 | 0.08 | 261 | 0 | 0.364 | 1 | 1 | cs | TRUE
141 | LV_293-57_0_4_line_141 |  | 138 | 140 | 0.01045 | 0.125 | 0.08 | 261 | 0 | 0.364 | 1 | 1 | cs | TRUE
142 | LV_293-57_0_4_line_142 |  | 138 | 141 | 0.010692 | 0.125 | 0.08 | 261 | 0 | 0.364 | 1 | 1 | cs | TRUE
143 | LV_293-57_0_4_line_143 |  | 139 | 142 | 0.0018891 | 0.125 | 0.08 | 261 | 0 | 0.364 | 1 | 1 | cs | TRUE
144 | LV_293-57_0_4_line_144 |  | 140 | 169 | 0.017476 | 0.125 | 0.08 | 261 | 0 | 0.364 | 1 | 1 | cs | TRUE
145 | LV_293-57_0_4_line_145 |  | 142 | 168 | 0.032771 | 0.125 | 0.08 | 261 | 0 | 0.364 | 1 | 1 | cs | TRUE
146 | LV_293-57_0_4_line_146 |  | 143 | 148 | 0.010166 | 0.125 | 0.08 | 261 | 0 | 0.364 | 1 | 1 | cs | TRUE
147 | LV_293-57_0_4_line_147 |  | 143 | 145 | 0.019549 | 0.125 | 0.08 | 261 | 0 | 0.364 | 1 | 1 | cs | TRUE
148 | LV_293-57_0_4_line_148 |  | 144 | 152 | 0.0067956 | 0.125 | 0.08 | 261 | 0 | 0.364 | 1 | 1 | cs | TRUE
149 | LV_293-57_0_4_line_149 |  | 146 | 147 | 0.013689 | 0.125 | 0.08 | 261 | 0 | 0.364 | 1 | 1 | cs | TRUE
150 | LV_293-57_0_4_line_150 |  | 147 | 149 | 0.010188 | 0.125 | 0.08 | 261 | 0 | 0.364 | 1 | 1 | cs | TRUE
151 | LV_293-57_0_4_line_151 |  | 149 | 150 | 0.029842 | 0.125 | 0.08 | 261 | 0 | 0.364 | 1 | 1 | cs | TRUE
152 | LV_293-57_0_4_line_152 |  | 149 | 151 | 0.0062375 | 0.125 | 0.08 | 261 | 0 | 0.364 | 1 | 1 | cs | TRUE
153 | LV_293-57_0_4_line_153 |  | 150 | 152 | 0.025376 | 0.125 | 0.08 | 261 | 0 | 0.364 | 1 | 1 | cs | TRUE
154 | LV_293-57_0_4_line_154 |  | 151 | 153 | 0.0087127 | 0.125 | 0.08 | 261 | 0 | 0.364 | 1 | 1 | cs | TRUE
155 | LV_293-57_0_4_line_155 |  | 152 | 154 | 0.026358 | 0.125 | 0.08 | 261 | 0 | 0.364 | 1 | 1 | cs | TRUE
156 | LV_293-57_0_4_line_156 |  | 153 | 155 | 0.028125 | 0.125 | 0.08 | 261 | 0 | 0.364 | 1 | 1 | cs | TRUE
157 | LV_293-57_0_4_line_157 |  | 155 | 156 | 0.0054864 | 0.125 | 0.08 | 261 | 0 | 0.364 | 1 | 1 | cs | TRUE
158 | LV_293-57_0_4_line_158 |  | 156 | 164 | 0.028038 | 0.125 | 0.08 | 261 | 0 | 0.364 | 1 | 1 | cs | TRUE
159 | LV_293-57_0_4_line_159 |  | 157 | 158 | 0.0038371 | 0.125 | 0.08 | 261 | 0 | 0.364 | 1 | 1 | cs | TRUE
160 | LV_293-57_0_4_line_160 |  | 158 | 162 | 0.037004 | 0.125 | 0.08 | 261 | 0 | 0.364 | 1 | 1 | cs | TRUE
161 | LV_293-57_0_4_line_161 |  | 159 | 160 | 0.021112 | 0.125 | 0.08 | 261 | 0 | 0.364 | 1 | 1 | cs | TRUE
162 | LV_293-57_0_4_line_162 |  | 159 | 161 | 0.012254 | 0.125 | 0.08 | 261 | 0 | 0.364 | 1 | 1 | cs | TRUE
163 | LV_293-57_0_4_line_163 |  | 160 | 165 | 0.027388 | 0.125 | 0.08 | 261 | 0 | 0.364 | 1 | 1 | cs | TRUE
164 | LV_293-57_0_4_line_164 |  | 162 | 163 | 0.017079 | 0.125 | 0.08 | 261 | 0 | 0.364 | 1 | 1 | cs | TRUE
165 | LV_293-57_0_4_line_165 |  | 163 | 164 | 0.015239 | 0.125 | 0.08 | 261 | 0 | 0.364 | 1 | 1 | cs | TRUE
166 | LV_293-57_0_4_line_166 |  | 165 | 166 | 0.0037672 | 0.125 | 0.08 | 261 | 0 | 0.364 | 1 | 1 | cs | TRUE
167 | LV_293-57_0_4_line_167 |  | 166 | 167 | 0.02855 | 0.125 | 0.08 | 261 | 0 | 0.364 | 1 | 1 | cs | TRUE
168 | LV_293-57_0_4_line_168 |  | 167 | 168 | 0.024262 | 0.125 | 0.08 | 261 | 0 | 0.364 | 1 | 1 | cs | TRUE
169 | LV_293-57_0_4_line_169 |  | 169 | 170 | 0.041858 | 0.125 | 0.08 | 261 | 0 | 0.364 | 1 | 1 | cs | TRUE
170 | LV_293-57_0_4_line_170 |  | 170 | 171 | 0.024145 | 0.125 | 0.08 | 261 | 0 | 0.364 | 1 | 1 | cs | TRUE
171 | LV_293-57_0_4_line_171 |  | 170 | 172 | 0.020482 | 0.125 | 0.08 | 261 | 0 | 0.364 | 1 | 1 | cs | TRUE
172 | LV_293-57_0_4_line_172 |  | 171 | 173 | 0.058806 | 0.125 | 0.08 | 261 | 0 | 0.364 | 1 | 1 | cs | TRUE
173 | LV_293-57_0_4_line_173 |  | 173 | 174 | 0.031623 | 0.125 | 0.08 | 261 | 0 | 0.364 | 1 | 1 | cs | TRUE

## trafo
| name | std_type | hv_bus | lv_bus | sn_mva | vn_hv_kv | vn_lv_kv | vk_percent | vkr_percent | pfe_kw | i0_percent | shift_degree | tap_side | tap_neutral | tap_min | tap_max | tap_step_percent | tap_step_degree | tap_pos | tap_phase_shifter | parallel | df | in_service
0 | LV_293-57_0_4_trafo_106 | 0.63 MVA 20/0.4 kV | 175 | 123 | 0.63 | 20 | 0.4 | 6 | 1.206 | 1.65 | 0.2619 | 150 | hv | 0 | -2 | 2 | 2.5 | 0 | 0 | FALSE | 1 | 1 | TRUE

## line_geodata
| x0 | y0 | x1 | y1 | x2 | y2 | x3 | y3 | x4 | y4 | x5 | y5 | x6 | y6 | x7 | y7 | x8 | y8 | x9 | y9 | x10 | y10 | x11 | y11
0 | 2691650.0902 | 1226591.443 | 2691659.3906 | 1226596.9754
1 | 2691816.1608 | 1226531.1886 | 2691659.3906 | 1226596.9754
2 | 2691650.0902 | 1226591.443 | 2691641.312 | 1226347.0127
3 | 2691959.6971 | 1226639.6755 | 2691957.126 | 1226634.8657 | 2691952.2228 | 1226621.5361 | 2691945.0134 | 1226612.2515 | 2691934.4026 | 1226604.282 | 2691909.3631 | 1226593.0762 | 2691884.6944 | 1226577.0061 | 2691856.3446 | 1226560.7236 | 2691827.3969 | 1226539.9511 | 2691816.1608 | 1226531.1886
4 | 2691606.3252 | 1226335.2332 | 2691641.312 | 1226347.0127
5 | 2691987.6306 | 1226702.9185 | 2691975.8794 | 1226676.0735 | 2691962.5107 | 1226644.5002 | 2691959.6971 | 1226639.6755
6 | 2691529.3467 | 1226328.0411 | 2691539.4683 | 1226327.1411
7 | 2691569.4345 | 1226318.6538 | 2691569.4345 | 1226318.6538 | 2691559.5052 | 1226319.0458 | 2691548.2943 | 1226326.3562 | 2691539.4683 | 1226327.1411
8 | 2691569.4345 | 1226318.6538 | 2691579.0965 | 1226321.5449
9 | 2691606.3252 | 1226335.2332 | 2691583.1457 | 1226322.7566 | 2691579.0965 | 1226321.5449
10 | 2691774.192 | 1226739.6712 | 2691768.1384 | 1226745.3707 | 2691761.67 | 1226753.3877 | 2691756.8758 | 1226762.9428 | 2691754.4049 | 1226770.2988 | 2691752.4472 | 1226780.7426 | 2691752.4336 | 1226793.9072 | 2691751.8061 | 1226807.0624 | 2691750.4132 | 1226817.7484 | 2691747.7566 | 1226829.2823 | 2691738.2588 | 1226855.3098 | 2691721.0212 | 1226894.6496
11 | 2691774.192 | 1226739.6712 | 2691780.5867 | 1226735.9449 | 2691788.304 | 1226732.4726 | 2691795.5294 | 1226730.416 | 2691831.1961 | 1226721.4933 | 2691851.748 | 1226713.5382 | 2691867.1742 | 1226705.6708 | 2691882.3619 | 1226696.5655
12 | 2691786.7844 | 1226949.758 | 2691757.5714 | 1226929.5933 | 2691729.174 | 1226899.7789 | 2691721.0212 | 1226894.6496
13 | 2691882.3619 | 1226696.5655 | 2691929.9839 | 1226717.0154 | 2691936.5283 | 1226715.4151
14 | 2691786.7844 | 1226949.758 | 2691801.6808 | 1226990.4054
15 | 2691936.5283 | 1226715.4151 | 2691955.7306 | 1226710.7193
16 | 2691801.6808 | 1226990.4054 | 2691822.8635 | 1227022.5327 | 2691839.4899 | 1227040.9467 | 2691860.759 | 1227066.96 | 2691860.8847 | 1227077.9586 | 2691855.8545 | 1227086.1201 | 2691852.3009 | 1227089.4676
17 | 2691801.6808 | 1226990.4054 | 2691816.8472 | 1226987.4612
18 | 2691614.654 | 1227039.5021 | 2691609.2334 | 1227046.9461 | 2691602.9232 | 1227059.0804
19 | 2691568.6007 | 1226997.5191 | 2691614.654 | 1227039.5021
20 | 2691584.4721 | 1227121.6065 | 2691592.8911 | 1227084.8435 | 2691595.4938 | 1227075.3101 | 2691601.719 | 1227061.3961 | 2691602.9232 | 1227059.0804
21 | 2691568.6007 | 1226997.5191 | 2691560.2114 | 1227001.3483 | 2691547.6171 | 1227002.0155
22 | 2691568.6007 | 1226997.5191 | 2691565.0082 | 1226987.6458 | 2691566.8302 | 1226976.9867
23 | 2691987.6306 | 1226702.9185 | 2692001.6629 | 1226728.3312 | 2692020.9893 | 1226755.0044 | 2692035.9125 | 1226774.2598 | 2692047.6381 | 1226788.0398
24 | 2691987.6306 | 1226702.9185 | 2691955.7306 | 1226710.7193
25 | 2691852.3009 | 1227089.4676 | 2691835.1719 | 1227099.6771 | 2691792.4573 | 1227122.4107
26 | 2691852.3009 | 1227089.4676 | 2691860.7747 | 1227094.4019
27 | 2691780.7269 | 1227128.6538 | 2691792.4573 | 1227122.4107
28 | 2691757.6117 | 1227141.5819 | 2691763.1785 | 1227137.9934 | 2691780.7269 | 1227128.6538
29 | 2691584.4721 | 1227121.6065 | 2691589.1902 | 1227119.4109 | 2691607.7374 | 1227103.7075
30 | 2691512.9951 | 1227235.8318 | 2691527.1838 | 1227219.116 | 2691540.1693 | 1227201.2921 | 2691550.8091 | 1227184.1993 | 2691573.1185 | 1227147.1386 | 2691581.308 | 1227130.186 | 2691584.4721 | 1227121.6065
31 | 2691537.9309 | 1227002.5286 | 2691537.9309 | 1227002.5286 | 2691547.6171 | 1227002.0155
32 | 2692081.8048 | 1226731.0939 | 2692081.5955 | 1226733.3488 | 2692074.5457 | 1226742.1682 | 2692073.3804 | 1226743.7025
33 | 2692047.6381 | 1226788.0398 | 2692050.7272 | 1226777.5024 | 2692062.7684 | 1226757.6747 | 2692073.3804 | 1226743.7025
34 | 2692047.6381 | 1226788.0398 | 2692064.6919 | 1226784.7235 | 2692094.4838 | 1226784.1397 | 2692115.9425 | 1226779.3128 | 2692128.3399 | 1226773.6897
35 | 2692128.3399 | 1226773.6897 | 2692124.1121 | 1226795.5841 | 2692134.1166 | 1226818.6664 | 2692150.2954 | 1226861.5472 | 2692150.4185 | 1226862.9578
36 | 2692128.3399 | 1226773.6897 | 2692138.5982 | 1226756.4252 | 2692147.8755 | 1226743.6426
37 | 2692151.7427 | 1226878.1263 | 2692150.4185 | 1226862.9578
38 | 2692273.0815 | 1226675.7409 | 2692243.1885 | 1226682.8046 | 2692208.7522 | 1226685.1615 | 2692193.4367 | 1226690.7393 | 2692182.2849 | 1226699.6061 | 2692170.4089 | 1226713.632 | 2692157.8463 | 1226729.9045 | 2692147.8755 | 1226743.6426
39 | 2692117.0124 | 1226904.0174 | 2692111.2607 | 1226895.5201
40 | 2692117.0124 | 1226904.0174 | 2692131.4551 | 1226906.7874 | 2692136.7036 | 1226901.7934
41 | 2692151.7427 | 1226878.1263 | 2692152.497 | 1226886.7658 | 2692149.7555 | 1226889.3744
42 | 2692273.0815 | 1226675.7409 | 2692300.4998 | 1226679.1574 | 2692309.5029 | 1226681.2652 | 2692320.7733 | 1226686.2547
43 | 2692136.7036 | 1226901.7934 | 2692261.2814 | 1227041.8146
44 | 2692149.7555 | 1226889.3744 | 2692136.7036 | 1226901.7934
45 | 2692320.7733 | 1226686.2547 | 2692320.9207 | 1226692.8727 | 2692315.8211 | 1226707.3928 | 2692312.3309 | 1226722.7384 | 2692310.7584 | 1226745.4189 | 2692316.0661 | 1226770.2298 | 2692329.5431 | 1226792.7326 | 2692334.1735 | 1226798.4764
46 | 2692261.2814 | 1227041.8146 | 2692271.5787 | 1227049.2703
47 | 2692411.8313 | 1226868.6329 | 2692407.5911 | 1226864.328 | 2692400.1352 | 1226857.3073 | 2692364.9364 | 1226826.3389 | 2692345.1013 | 1226812.0321 | 2692334.1735 | 1226798.4764
48 | 2692430.2942 | 1226880.8812 | 2692414.5536 | 1226871.3967 | 2692411.8313 | 1226868.6329
49 | 2692334.9803 | 1227152.8494 | 2692337.0262 | 1227142.6406 | 2692336.2226 | 1227133.8663 | 2692334.167 | 1227124.6835 | 2692327.2386 | 1227111.0441 | 2692319.2726 | 1227098.3226 | 2692300.4282 | 1227072.0117 | 2692289.3965 | 1227060.4769 | 2692275.0313 | 1227051.7702 | 2692271.5787 | 1227049.2703
50 | 2692327.5807 | 1227169.5575 | 2692334.9803 | 1227152.8494
51 | 2692238.3968 | 1227179.762 | 2692259.7366 | 1227176.7325 | 2692268.8651 | 1227174.617 | 2692273.3513 | 1227173.1765
52 | 2692199.1557 | 1227183.6068 | 2692199.7106 | 1227183.6959 | 2692217.0899 | 1227182.7868 | 2692238.3968 | 1227179.762
53 | 2692273.3513 | 1227173.1765 | 2692287.9247 | 1227168.4971 | 2692299.8374 | 1227168.1817 | 2692318.3651 | 1227169.1005
54 | 2692327.5807 | 1227169.5575 | 2692318.3651 | 1227169.1005
55 | 2692327.5807 | 1227169.5575 | 2692338.1016 | 1227171.0107 | 2692343.2735 | 1227170.9697
56 | 2692343.2735 | 1227170.9697 | 2692386.4438 | 1227170.6274 | 2692413.0968 | 1227171.4419 | 2692424.971 | 1227169.7028 | 2692432.8847 | 1227164.3108 | 2692436.1573 | 1227162.9718 | 2692440.9629 | 1227163.9472 | 2692468.0024 | 1227179.3894 | 2692472.5936 | 1227182.5149
57 | 2692430.2942 | 1226880.8812 | 2692433.7405 | 1226885.438 | 2692453.29 | 1226914.5473
58 | 2692054.0763 | 1227482.1521 | 2692061.0971 | 1227487.8759 | 2692079.2102 | 1227500.2094 | 2692103.4529 | 1227517.5567
59 | 2691795.1641 | 1227548.5101 | 2692054.0763 | 1227482.1521
60 | 2691777.4473 | 1227526.5947 | 2691781.114 | 1227533.1715 | 2691786.08 | 1227543.8667 | 2691795.1641 | 1227548.5101
61 | 2691709.2038 | 1227506.4994 | 2691736.1121 | 1227516.2099 | 2691750.7639 | 1227515.6577 | 2691762.6857 | 1227515.1967 | 2691773.0603 | 1227518.7259 | 2691777.4473 | 1227526.5947
62 | 2691607.7374 | 1227103.7075 | 2691722.2986 | 1227164.3453
63 | 2691512.9951 | 1227235.8318 | 2691518.7329 | 1227240.7569 | 2691521.5818 | 1227247.7167 | 2691518.1815 | 1227255.4032 | 2691513.6587 | 1227263.139 | 2691509.2461 | 1227276.1145
64 | 2691512.9951 | 1227235.8318 | 2691497.0052 | 1227252.3754 | 2691494.3318 | 1227249.7657
65 | 2691722.2986 | 1227164.3453 | 2691742.9943 | 1227151.0045
66 | 2691516.9691 | 1227330.2373 | 2691514.449 | 1227323.0935 | 2691504.6351 | 1227297.8692 | 2691504.8228 | 1227289.1215 | 2691509.2461 | 1227276.1145
67 | 2691494.3318 | 1227249.7657 | 2691489.7808 | 1227245.048
68 | 2691742.9943 | 1227151.0045 | 2691757.6117 | 1227141.5819
69 | 2691516.9691 | 1227330.2373 | 2691517.0064 | 1227339.6567
70 | 2691516.9691 | 1227330.2373 | 2691507.1754 | 1227336.2131 | 2691493.7723 | 1227337.8526 | 2691487.1235 | 1227337.6465
71 | 2691516.9691 | 1227330.2373 | 2691534.2653 | 1227311.0565 | 2691542.5131 | 1227305.5573 | 2691554.321 | 1227305.1386 | 2691559.2111 | 1227305.5475 | 2691564.5608 | 1227304.139
72 | 2691516.1656 | 1227356.3434 | 2691517.0234 | 1227343.9478 | 2691517.0064 | 1227339.6567
73 | 2691487.1235 | 1227337.6465 | 2691484.3787 | 1227337.5614
74 | 2691589.013 | 1227293.7979 | 2691579.53 | 1227298.2884 | 2691569.5841 | 1227302.8163 | 2691564.5608 | 1227304.139
75 | 2691440.7693 | 1227332.8788 | 2691436.7332 | 1227331.6492
76 | 2691440.7693 | 1227332.8788 | 2691449.1277 | 1227334.6746
77 | 2691436.7332 | 1227331.6492 | 2691446.5758 | 1227316.7934
78 | 2691431.2314 | 1227341.9386 | 2691436.7332 | 1227331.6492
79 | 2691460.2025 | 1227336.8119 | 2691458.8852 | 1227336.7711 | 2691449.1277 | 1227334.6746
80 | 2691589.013 | 1227293.7979 | 2691655.1137 | 1227354.7335
81 | 2691516.1656 | 1227356.3434 | 2691514.9281 | 1227359.2334
82 | 2691516.1656 | 1227356.3434 | 2691528.7079 | 1227361.3839
83 | 2691484.3787 | 1227337.5614 | 2691463.6736 | 1227336.9195
84 | 2691279.9885 | 1227297.8156 | 2691294.2352 | 1227304.6866 | 2691308.6274 | 1227304.6422
85 | 2691308.6274 | 1227304.6422 | 2691321.9701 | 1227304.601 | 2691326.3123 | 1227304.1536
86 | 2691341.922 | 1227302.5452 | 2691326.3123 | 1227304.1536
87 | 2691341.922 | 1227302.5452 | 2691350.894 | 1227301.6207 | 2691363.6255 | 1227293.5712
88 | 2691036.6244 | 1227311.8741 | 2691037.8446 | 1227311.8688
89 | 2691099.7379 | 1227175.4479 | 2691037.8446 | 1227311.8688
90 | 2691036.6244 | 1227311.8741 | 2691009.4426 | 1227311.9916
91 | 2691099.7379 | 1227175.4479 | 2691091.1644 | 1227073.5783
92 | 2691099.7379 | 1227175.4479 | 2691108.2973 | 1227182.2505 | 2691199.834 | 1227210.1501 | 2691210.261 | 1227223.6639
93 | 2691009.4426 | 1227311.9916 | 2691008.5712 | 1227311.9954
94 | 2691091.1644 | 1227073.5783 | 2691090.4047 | 1227071.1145
95 | 2691210.261 | 1227223.6639 | 2691215.7958 | 1227222.5702 | 2691221.2616 | 1227219.079
96 | 2691008.5712 | 1227311.9954 | 2690833.9509 | 1227296.8035
97 | 2691392.2712 | 1227275.4599 | 2691363.6255 | 1227293.5712
98 | 2690833.9509 | 1227296.8035 | 2690838.88 | 1227274.3184 | 2690838.7567 | 1227243.695 | 2690836.4001 | 1227217.3516 | 2690831.1055 | 1227213.7528
99 | 2690833.9509 | 1227296.8035 | 2690816.2767 | 1227286.7867
100 | 2690816.0823 | 1227337.237 | 2690825.0125 | 1227318.2821 | 2690832.9571 | 1227301.3248 | 2690833.9509 | 1227296.8035
101 | 2691392.2712 | 1227275.4599 | 2691402.4935 | 1227291.0195
102 | 2691392.2712 | 1227275.4599 | 2691382.8541 | 1227260.8394
103 | 2691300.3049 | 1227163.6025 | 2691293.7 | 1227169.7166 | 2691264.5333 | 1227191.44 | 2691221.2616 | 1227219.079
104 | 2691300.3049 | 1227163.6025 | 2691309.6522 | 1227169.4278 | 2691317.7796 | 1227174.7341
105 | 2691317.7796 | 1227174.7341 | 2691333.1143 | 1227187.5006 | 2691349.5544 | 1227206.7666 | 2691361.9782 | 1227227.5789
106 | 2691090.4047 | 1227071.1145 | 2691086.9617 | 1227059.9488 | 2691080.048 | 1227021.4047 | 2691075.6422 | 1227007.1717 | 2691066.4449 | 1226992.5095 | 2691055.0341 | 1226979.8371 | 2691048.783 | 1226974.6464
107 | 2691217.9962 | 1226967.3923 | 2691048.783 | 1226974.6464
108 | 2691361.9782 | 1227227.5789 | 2691363.0383 | 1227229.3547
109 | 2691364.9507 | 1227232.5584 | 2691363.0383 | 1227229.3547
110 | 2691223.2153 | 1227009.3883 | 2691226.7252 | 1227025.9659 | 2691231.0803 | 1227038.4934
111 | 2691220.5936 | 1226994.4486 | 2691221.0427 | 1226999.1266 | 2691223.2153 | 1227009.3883
112 | 2691364.9507 | 1227232.5584 | 2691368.9074 | 1227239.1866 | 2691380.325 | 1227256.9128
113 | 2691219.6166 | 1226984.2715 | 2691220.5936 | 1226994.4486
114 | 2691217.9962 | 1226967.3923 | 2691217.886 | 1226966.2439 | 2691217.9111 | 1226961.6324
115 | 2691219.6166 | 1226984.2715 | 2691217.9962 | 1226967.3923
116 | 2690816.0823 | 1227337.237 | 2690810.4148 | 1227338.5959
117 | 2690810.4148 | 1227338.5959 | 2690803.9556 | 1227338.8365
118 | 2690810.5794 | 1227283.5578 | 2690816.2767 | 1227286.7867
119 | 2690802.6241 | 1227338.8861 | 2690803.9556 | 1227338.8365
120 | 2690803.9177 | 1227279.7824 | 2690810.5794 | 1227283.5578
121 | 2690802.6241 | 1227338.8861 | 2690796.2331 | 1227339.1243 | 2690781.2948 | 1227343.5871
122 | 2691380.5506 | 1227257.2632 | 2691380.325 | 1227256.9128
123 | 2691402.4935 | 1227291.0195 | 2691403.9258 | 1227293.1997
124 | 2691382.8541 | 1227260.8394 | 2691380.5506 | 1227257.2632
125 | 2691403.9258 | 1227293.1997 | 2691412.5645 | 1227306.3489 | 2691414.5617 | 1227310.4896
126 | 2691431.2314 | 1227341.9386 | 2691425.6302 | 1227337.0046 | 2691423.5619 | 1227333.4926 | 2691417.1627 | 1227315.8818 | 2691414.5617 | 1227310.4896
127 | 2691431.2314 | 1227341.9386 | 2691429.2563 | 1227347.1564 | 2691427.4057 | 1227353.6436 | 2691426.4172 | 1227359.7661 | 2691426.0971 | 1227364.8092 | 2691425.4317 | 1227378.109
128 | 2691425.3311 | 1227380.1193 | 2691425.4317 | 1227378.109
129 | 2691425.3311 | 1227380.1193 | 2691403.4405 | 1227364.9056
130 | 2691425.3311 | 1227380.1193 | 2691422.9072 | 1227409.238
131 | 2691393.7513 | 1227358.1743 | 2691403.4405 | 1227364.9056
132 | 2691421.1907 | 1227429.8593 | 2691422.9072 | 1227409.238
133 | 2691514.9281 | 1227359.2334 | 2691505.0644 | 1227382.2687
134 | 2691528.7079 | 1227361.3839 | 2691534.7794 | 1227363.8239 | 2691549.4037 | 1227367.0868
135 | 2691460.2025 | 1227336.8119 | 2691463.6736 | 1227336.9195
136 | 2691497.3638 | 1227400.7931 | 2691500.9004 | 1227393.7795 | 2691505.0644 | 1227382.2687 | 2691505.0644 | 1227382.2687
137 | 2691581.2247 | 1227364.9282 | 2691571.5004 | 1227367.8695 | 2691555.2268 | 1227368.3861 | 2691549.4037 | 1227367.0868
138 | 2691495.2089 | 1227405.0666 | 2691497.3638 | 1227400.7931
139 | 2691581.4518 | 1227423.5064 | 2691558.3839 | 1227418.8259 | 2691532.9222 | 1227416.5214 | 2691514.4133 | 1227416.5145 | 2691504.8523 | 1227416.245 | 2691497.0235 | 1227411.2655 | 2691495.2089 | 1227405.0666
140 | 2691495.2089 | 1227405.0666 | 2691491.7888 | 1227409.6172 | 2691486.129 | 1227417.3798
141 | 2691581.4518 | 1227423.5064 | 2691590.7802 | 1227428.217
142 | 2691581.4518 | 1227423.5064 | 2691570.7596 | 1227423.4607
143 | 2691485.0161 | 1227418.9062 | 2691486.129 | 1227417.3798
144 | 2691606.3804 | 1227436.0947 | 2691590.7802 | 1227428.217
145 | 2691465.9408 | 1227445.5 | 2691467.9656 | 1227441.7069 | 2691479.7874 | 1227426.0776 | 2691485.0161 | 1227418.9062
146 | 2691385.1568 | 1227352.7051 | 2691393.7513 | 1227358.1743
147 | 2691393.7513 | 1227358.1743 | 2691383.6976 | 1227374.9401
148 | 2691420.627 | 1227436.6314 | 2691421.1907 | 1227429.8593
149 | 2691377.6882 | 1227403.1927 | 2691371.4305 | 1227415.3678
150 | 2691366.7734 | 1227424.4289 | 2691371.4305 | 1227415.3678
151 | 2691366.7734 | 1227424.4289 | 2691395.8779 | 1227431.0236
152 | 2691366.7734 | 1227424.4289 | 2691363.922 | 1227429.9765
153 | 2691420.627 | 1227436.6314 | 2691395.8779 | 1227431.0236
154 | 2691363.922 | 1227429.9765 | 2691359.9391 | 1227437.7256
155 | 2691420.627 | 1227436.6314 | 2691419.0236 | 1227446.2691 | 2691416.4548 | 1227459.539 | 2691415.6869 | 1227462.5129
156 | 2691359.9391 | 1227437.7256 | 2691347.0821 | 1227462.7398
157 | 2691347.0821 | 1227462.7398 | 2691344.574 | 1227467.6194
158 | 2691331.7566 | 1227492.5566 | 2691344.574 | 1227467.6194
159 | 2691388.0595 | 1227498.0722 | 2691384.4991 | 1227496.6416
160 | 2691358.2998 | 1227508.7694 | 2691364.6008 | 1227494.3004 | 2691369.0755 | 1227492.1343 | 2691373.9374 | 1227492.398 | 2691384.4991 | 1227496.6416
161 | 2691414.3953 | 1227535.8168 | 2691417.6041 | 1227525.2808 | 2691422.1557 | 1227520.0916 | 2691424.5822 | 1227518.0126
162 | 2691414.3953 | 1227535.8168 | 2691423.5142 | 1227544.0029
163 | 2691424.5822 | 1227518.0126 | 2691430.3277 | 1227513.09 | 2691439.3503 | 1227495.4399
164 | 2691358.2998 | 1227508.7694 | 2691343.3697 | 1227500.4752
165 | 2691331.7566 | 1227492.5566 | 2691331.17 | 1227493.6979 | 2691343.3697 | 1227500.4752
166 | 2691441.065 | 1227492.0855 | 2691439.3503 | 1227495.4399
167 | 2691441.065 | 1227492.0855 | 2691443.2762 | 1227487.76 | 2691451.9239 | 1227471.5147 | 2691454.4495 | 1227466.8683
168 | 2691454.4495 | 1227466.8683 | 2691459.1702 | 1227458.1834 | 2691465.9408 | 1227445.5
169 | 2691639.8238 | 1227461.1873 | 2691608.9558 | 1227437.3951 | 2691606.3804 | 1227436.0947
170 | 2691639.8238 | 1227461.1873 | 2691660.7168 | 1227473.2887
171 | 2691639.8238 | 1227461.1873 | 2691634.9828 | 1227481.0894
172 | 2691709.2038 | 1227506.4994 | 2691669.6626 | 1227478.4702 | 2691660.7168 | 1227473.2887
173 | 2691709.2038 | 1227506.4994 | 2691714.648 | 1227513.2325 | 2691727.8194 | 1227532.0439

## bus_geodata
| x | y | coords
0 | 2691659.3906 | 1226596.9754
1 | 2691650.0902 | 1226591.443
2 | 2691816.1608 | 1226531.1886
3 | 2691641.312 | 1226347.0127
4 | 2691959.6971 | 1226639.6755
5 | 2691529.3467 | 1226328.0411
6 | 2691539.4683 | 1226327.1411
7 | 2691569.4345 | 1226318.6538
8 | 2691579.0965 | 1226321.5449
9 | 2691606.3252 | 1226335.2332
10 | 2691774.192 | 1226739.6712
11 | 2691721.0212 | 1226894.6496
12 | 2691882.3619 | 1226696.5655
13 | 2691786.7844 | 1226949.758
14 | 2691936.5283 | 1226715.4151
15 | 2691801.6808 | 1226990.4054
16 | 2691614.654 | 1227039.5021
17 | 2691602.9232 | 1227059.0804
18 | 2691568.6007 | 1226997.5191
19 | 2691987.6306 | 1226702.9185
20 | 2691955.7306 | 1226710.7193
21 | 2691816.8472 | 1226987.4612
22 | 2691852.3009 | 1227089.4676
23 | 2691860.7747 | 1227094.4019
24 | 2691792.4573 | 1227122.4107
25 | 2691780.7269 | 1227128.6538
26 | 2691584.4721 | 1227121.6065
27 | 2691547.6171 | 1227002.0155
28 | 2691566.8302 | 1226976.9867
29 | 2692081.8048 | 1226731.0939
30 | 2692073.3804 | 1226743.7025
31 | 2692047.6381 | 1226788.0398
32 | 2692128.3399 | 1226773.6897
33 | 2692150.4185 | 1226862.9578
34 | 2692147.8755 | 1226743.6426
35 | 2692111.2607 | 1226895.5201
36 | 2692117.0124 | 1226904.0175
37 | 2692151.7427 | 1226878.1263
38 | 2692273.0815 | 1226675.7409
39 | 2692136.7036 | 1226901.7934
40 | 2692149.7555 | 1226889.3744
41 | 2692320.7733 | 1226686.2547
42 | 2692261.2814 | 1227041.8146
43 | 2692334.1735 | 1226798.4764
44 | 2692411.8313 | 1226868.6329
45 | 2692271.5787 | 1227049.2703
46 | 2692334.9803 | 1227152.8494
47 | 2692238.3968 | 1227179.762
48 | 2692273.3513 | 1227173.1765
49 | 2692199.1557 | 1227183.6068
50 | 2692318.3651 | 1227169.1005
51 | 2692327.5807 | 1227169.5575
52 | 2692343.2735 | 1227170.9696
53 | 2692453.29 | 1226914.5473
54 | 2692430.2942 | 1226880.8812
55 | 2692472.5936 | 1227182.5149
56 | 2692103.4529 | 1227517.5567
57 | 2692054.0763 | 1227482.1521
58 | 2691795.1641 | 1227548.5101
59 | 2691777.4473 | 1227526.5947
60 | 2691537.9309 | 1227002.5286
61 | 2691607.7374 | 1227103.7075
62 | 2691512.9951 | 1227235.8318
63 | 2691722.2986 | 1227164.3453
64 | 2691509.2461 | 1227276.1145
65 | 2691494.3318 | 1227249.7657
66 | 2691742.9943 | 1227151.0045
67 | 2691757.6117 | 1227141.5819
68 | 2691516.9691 | 1227330.2373
69 | 2691489.7808 | 1227245.048
70 | 2691517.0064 | 1227339.6567
71 | 2691487.1235 | 1227337.6465
72 | 2691564.5608 | 1227304.139
73 | 2691440.7693 | 1227332.8788
74 | 2691436.7332 | 1227331.6492
75 | 2691449.1277 | 1227334.6746
76 | 2691446.5758 | 1227316.7934
77 | 2691589.013 | 1227293.7979
78 | 2691655.1137 | 1227354.7335
79 | 2691516.1656 | 1227356.3434
80 | 2691484.3787 | 1227337.5614
81 | 2691279.9885 | 1227297.8156
82 | 2691308.6274 | 1227304.6422
83 | 2691326.3123 | 1227304.1536
84 | 2691341.922 | 1227302.5452
85 | 2691037.8446 | 1227311.8688
86 | 2691036.6244 | 1227311.8741
87 | 2691099.7379 | 1227175.4479
88 | 2691009.4426 | 1227311.9916
89 | 2691091.1644 | 1227073.5783
90 | 2691210.261 | 1227223.6639
91 | 2691008.5712 | 1227311.9954
92 | 2691363.6254 | 1227293.5712
93 | 2690833.9509 | 1227296.8035
94 | 2691392.2712 | 1227275.4599
95 | 2691221.2616 | 1227219.079
96 | 2691300.3049 | 1227163.6025
97 | 2691317.7796 | 1227174.7341
98 | 2691090.4047 | 1227071.1145
99 | 2691048.783 | 1226974.6464
100 | 2691361.9782 | 1227227.5789
101 | 2691363.0383 | 1227229.3547
102 | 2691231.0803 | 1227038.4934
103 | 2691223.2153 | 1227009.3883
104 | 2691364.9507 | 1227232.5584
105 | 2691220.5936 | 1226994.4486
106 | 2691217.9962 | 1226967.3923
107 | 2691217.9111 | 1226961.6324
108 | 2691219.6166 | 1226984.2715
109 | 2690816.0823 | 1227337.237
110 | 2690810.4148 | 1227338.5959
111 | 2690831.1055 | 1227213.7528
112 | 2690816.2767 | 1227286.7867
113 | 2690803.9556 | 1227338.8365
114 | 2690810.5794 | 1227283.5578
115 | 2690802.6241 | 1227338.8861
116 | 2690803.9177 | 1227279.7824
117 | 2690781.2948 | 1227343.5871
118 | 2691380.325 | 1227256.9128
119 | 2691402.4935 | 1227291.0195
120 | 2691382.8541 | 1227260.8394
121 | 2691403.9258 | 1227293.1997
122 | 2691380.5506 | 1227257.2632
123 | 2691414.5617 | 1227310.4896
124 | 2691431.2314 | 1227341.9386
125 | 2691425.4317 | 1227378.109
126 | 2691425.3311 | 1227380.1193
127 | 2691403.4405 | 1227364.9056
128 | 2691422.9072 | 1227409.238
129 | 2691514.9281 | 1227359.2334
130 | 2691528.7079 | 1227361.3839
131 | 2691463.6736 | 1227336.9195
132 | 2691505.0644 | 1227382.2687
133 | 2691549.4037 | 1227367.0868
134 | 2691460.2025 | 1227336.8119
135 | 2691497.3638 | 1227400.7931
136 | 2691581.2247 | 1227364.9282
137 | 2691495.2089 | 1227405.0666
138 | 2691581.4518 | 1227423.5064
139 | 2691486.129 | 1227417.3798
140 | 2691590.7802 | 1227428.217
141 | 2691570.7596 | 1227423.4607
142 | 2691485.0161 | 1227418.9062
143 | 2691393.7513 | 1227358.1743
144 | 2691421.1907 | 1227429.8593
145 | 2691383.6976 | 1227374.9401
146 | 2691377.6882 | 1227403.1927
147 | 2691371.4305 | 1227415.3678
148 | 2691385.1568 | 1227352.7051
149 | 2691366.7734 | 1227424.4289
150 | 2691395.8779 | 1227431.0236
151 | 2691363.922 | 1227429.9765
152 | 2691420.627 | 1227436.6314
153 | 2691359.9391 | 1227437.7256
154 | 2691415.6869 | 1227462.5129
155 | 2691347.0821 | 1227462.7398
156 | 2691344.574 | 1227467.6194
157 | 2691388.0595 | 1227498.0722
158 | 2691384.4991 | 1227496.6416
159 | 2691414.3953 | 1227535.8168
160 | 2691424.5822 | 1227518.0126
161 | 2691423.5142 | 1227544.0029
162 | 2691358.2998 | 1227508.7694
163 | 2691343.3697 | 1227500.4752
164 | 2691331.7566 | 1227492.5566
165 | 2691439.3503 | 1227495.4399
166 | 2691441.065 | 1227492.0855
167 | 2691454.4495 | 1227466.8683
168 | 2691465.9408 | 1227445.5
169 | 2691606.3804 | 1227436.0947
170 | 2691639.8238 | 1227461.1873
171 | 2691660.7168 | 1227473.2887
172 | 2691634.9828 | 1227481.0894
173 | 2691709.2038 | 1227506.4994
174 | 2691727.8194 | 1227532.0439
175 | 2691431.2314 | 1227341.9386

## line_std_types
| c_nf_per_km | r_ohm_per_km | x_ohm_per_km | max_i_ka | type | q_mm2 | alpha | voltage_rating
NAYY 4x50 SE | 210 | 0.642 | 0.083 | 0.142 | cs | 50 | 0.00403 | LV
NAYY 4x120 SE | 264 | 0.225 | 0.08 | 0.242 | cs | 120 | 0.00403 | LV
NAYY 4x150 SE | 261 | 0.208 | 0.08 | 0.27 | cs | 150 | 0.00403 | LV
NA2XS2Y 1x95 RM/25 12/20 kV | 216 | 0.313 | 0.132 | 0.252 | cs | 95 | 0.00403 | MV
NA2XS2Y 1x185 RM/25 12/20 kV | 273 | 0.161 | 0.117 | 0.362 | cs | 185 | 0.00403 | MV
NA2XS2Y 1x240 RM/25 12/20 kV | 304 | 0.122 | 0.112 | 0.421 | cs | 240 | 0.00403 | MV
NA2XS2Y 1x95 RM/25 6/10 kV | 315 | 0.313 | 0.123 | 0.249 | cs | 95 | 0.00403 | MV
NA2XS2Y 1x185 RM/25 6/10 kV | 406 | 0.161 | 0.11 | 0.358 | cs | 185 | 0.00403 | MV
NA2XS2Y 1x240 RM/25 6/10 kV | 456 | 0.122 | 0.105 | 0.416 | cs | 240 | 0.00403 | MV
NA2XS2Y 1x150 RM/25 12/20 kV | 250 | 0.206 | 0.116 | 0.319 | cs | 150 | 0.00403 | MV
NA2XS2Y 1x120 RM/25 12/20 kV | 230 | 0.253 | 0.119 | 0.283 | cs | 120 | 0.00403 | MV
NA2XS2Y 1x70 RM/25 12/20 kV | 190 | 0.443 | 0.132 | 0.22 | cs | 70 | 0.00403 | MV
NA2XS2Y 1x150 RM/25 6/10 kV | 360 | 0.206 | 0.11 | 0.315 | cs | 150 | 0.00403 | MV
NA2XS2Y 1x120 RM/25 6/10 kV | 340 | 0.253 | 0.113 | 0.28 | cs | 120 | 0.00403 | MV
NA2XS2Y 1x70 RM/25 6/10 kV | 280 | 0.443 | 0.123 | 0.217 | cs | 70 | 0.00403 | MV
N2XS(FL)2Y 1x120 RM/35 64/110 kV | 112 | 0.153 | 0.166 | 0.366 | cs | 120 | 0.00393 | HV
N2XS(FL)2Y 1x185 RM/35 64/110 kV | 125 | 0.099 | 0.156 | 0.457 | cs | 185 | 0.00393 | HV
N2XS(FL)2Y 1x240 RM/35 64/110 kV | 135 | 0.075 | 0.149 | 0.526 | cs | 240 | 0.00393 | HV
N2XS(FL)2Y 1x300 RM/35 64/110 kV | 144 | 0.06 | 0.144 | 0.588 | cs | 300 | 0.00393 | HV
15-AL1/3-ST1A 0.4 | 11 | 1.8769 | 0.35 | 0.105 | ol | 16 | 0.00403 | LV
24-AL1/4-ST1A 0.4 | 11.25 | 1.2012 | 0.335 | 0.14 | ol | 24 | 0.00403 | LV
48-AL1/8-ST1A 0.4 | 12.2 | 0.5939 | 0.3 | 0.21 | ol | 48 | 0.00403 | LV
94-AL1/15-ST1A 0.4 | 13.2 | 0.306 | 0.29 | 0.35 | ol | 94 | 0.00403 | LV
34-AL1/6-ST1A 10.0 | 9.7 | 0.8342 | 0.36 | 0.17 | ol | 34 | 0.00403 | MV
48-AL1/8-ST1A 10.0 | 10.1 | 0.5939 | 0.35 | 0.21 | ol | 48 | 0.00403 | MV
70-AL1/11-ST1A 10.0 | 10.4 | 0.4132 | 0.339 | 0.29 | ol | 70 | 0.00403 | MV
94-AL1/15-ST1A 10.0 | 10.75 | 0.306 | 0.33 | 0.35 | ol | 94 | 0.00403 | MV
122-AL1/20-ST1A 10.0 | 11.1 | 0.2376 | 0.323 | 0.41 | ol | 122 | 0.00403 | MV
149-AL1/24-ST1A 10.0 | 11.25 | 0.194 | 0.315 | 0.47 | ol | 149 | 0.00403 | MV
34-AL1/6-ST1A 20.0 | 9.15 | 0.8342 | 0.382 | 0.17 | ol | 34 | 0.00403 | MV
48-AL1/8-ST1A 20.0 | 9.5 | 0.5939 | 0.372 | 0.21 | ol | 48 | 0.00403 | MV
70-AL1/11-ST1A 20.0 | 9.7 | 0.4132 | 0.36 | 0.29 | ol | 70 | 0.00403 | MV
94-AL1/15-ST1A 20.0 | 10 | 0.306 | 0.35 | 0.35 | ol | 94 | 0.00403 | MV
122-AL1/20-ST1A 20.0 | 10.3 | 0.2376 | 0.344 | 0.41 | ol | 122 | 0.00403 | MV
149-AL1/24-ST1A 20.0 | 10.5 | 0.194 | 0.337 | 0.47 | ol | 149 | 0.00403 | MV
184-AL1/30-ST1A 20.0 | 10.75 | 0.1571 | 0.33 | 0.535 | ol | 184 | 0.00403 | MV
243-AL1/39-ST1A 20.0 | 11 | 0.1188 | 0.32 | 0.645 | ol | 243 | 0.00403 | MV
48-AL1/8-ST1A 110.0 | 8 | 0.5939 | 0.46 | 0.21 | ol | 48 | 0.00403 | HV
70-AL1/11-ST1A 110.0 | 8.4 | 0.4132 | 0.45 | 0.29 | ol | 70 | 0.00403 | HV
94-AL1/15-ST1A 110.0 | 8.65 | 0.306 | 0.44 | 0.35 | ol | 94 | 0.00403 | HV
122-AL1/20-ST1A 110.0 | 8.5 | 0.2376 | 0.43 | 0.41 | ol | 122 | 0.00403 | HV
149-AL1/24-ST1A 110.0 | 8.75 | 0.194 | 0.41 | 0.47 | ol | 149 | 0.00403 | HV
184-AL1/30-ST1A 110.0 | 8.8 | 0.1571 | 0.4 | 0.535 | ol | 184 | 0.00403 | HV
243-AL1/39-ST1A 110.0 | 9 | 0.1188 | 0.39 | 0.645 | ol | 243 | 0.00403 | HV
305-AL1/39-ST1A 110.0 | 9.2 | 0.0949 | 0.38 | 0.74 | ol | 305 | 0.00403 | HV
490-AL1/64-ST1A 110.0 | 9.75 | 0.059 | 0.37 | 0.96 | ol | 490 | 0.00403 | HV
679-AL1/86-ST1A 110.0 | 9.95 | 0.042 | 0.36 | 1.15 | ol | 679 | 0.00403 | HV
490-AL1/64-ST1A 220.0 | 10 | 0.059 | 0.285 | 0.96 | ol | 490 | 0.00403 | HV
679-AL1/86-ST1A 220.0 | 11.7 | 0.042 | 0.275 | 1.15 | ol | 679 | 0.00403 | HV
490-AL1/64-ST1A 380.0 | 11 | 0.059 | 0.253 | 0.96 | ol | 490 | 0.00403 | HV
679-AL1/86-ST1A 380.0 | 14.6 | 0.042 | 0.25 | 1.15 | ol | 679 | 0.00403 | HV

## trafo_std_types
| i0_percent | pfe_kw | vkr_percent | sn_mva | vn_lv_kv | vn_hv_kv | vk_percent | shift_degree | vector_group | tap_side | tap_neutral | tap_min | tap_max | tap_step_degree | tap_step_percent | tap_phase_shifter
160 MVA 380/110 kV | 0.06 | 60 | 0.25 | 160 | 110 | 380 | 12.2 | 0 | Yy0 | hv | 0 | -9 | 9 | 0 | 1.5 | FALSE
100 MVA 220/110 kV | 0.06 | 55 | 0.26 | 100 | 110 | 220 | 12 | 0 | Yy0 | hv | 0 | -9 | 9 | 0 | 1.5 | FALSE
63 MVA 110/20 kV | 0.04 | 22 | 0.32 | 63 | 20 | 110 | 18 | 150 | YNd5 | hv | 0 | -9 | 9 | 0 | 1.5 | FALSE
40 MVA 110/20 kV | 0.05 | 18 | 0.34 | 40 | 20 | 110 | 16.2 | 150 | YNd5 | hv | 0 | -9 | 9 | 0 | 1.5 | FALSE
25 MVA 110/20 kV | 0.07 | 14 | 0.41 | 25 | 20 | 110 | 12 | 150 | YNd5 | hv | 0 | -9 | 9 | 0 | 1.5 | FALSE
63 MVA 110/10 kV | 0.04 | 22 | 0.32 | 63 | 10 | 110 | 18 | 150 | YNd5 | hv | 0 | -9 | 9 | 0 | 1.5 | FALSE
40 MVA 110/10 kV | 0.05 | 18 | 0.34 | 40 | 10 | 110 | 16.2 | 150 | YNd5 | hv | 0 | -9 | 9 | 0 | 1.5 | FALSE
25 MVA 110/10 kV | 0.07 | 14 | 0.41 | 25 | 10 | 110 | 12 | 150 | YNd5 | hv | 0 | -9 | 9 | 0 | 1.5 | FALSE
0.25 MVA 20/0.4 kV | 0.32 | 0.8 | 1.44 | 0.25 | 0.4 | 20 | 6 | 150 | Yzn5 | hv | 0 | -2 | 2 | 0 | 2.5 | FALSE
0.4 MVA 20/0.4 kV | 0.3375 | 1.35 | 1.425 | 0.4 | 0.4 | 20 | 6 | 150 | Dyn5 | hv | 0 | -2 | 2 | 0 | 2.5 | FALSE
0.63 MVA 20/0.4 kV | 0.2619 | 1.65 | 1.206 | 0.63 | 0.4 | 20 | 6 | 150 | Dyn5 | hv | 0 | -2 | 2 | 0 | 2.5 | FALSE
0.25 MVA 10/0.4 kV | 0.24 | 0.6 | 1.2 | 0.25 | 0.4 | 10 | 4 | 150 | Dyn5 | hv | 0 | -2 | 2 | 0 | 2.5 | FALSE
0.4 MVA 10/0.4 kV | 0.2375 | 0.95 | 1.325 | 0.4 | 0.4 | 10 | 4 | 150 | Dyn5 | hv | 0 | -2 | 2 | 0 | 2.5 | FALSE
0.63 MVA 10/0.4 kV | 0.1873 | 1.18 | 1.0794 | 0.63 | 0.4 | 10 | 4 | 150 | Dyn5 | hv | 0 | -2 | 2 | 0 | 2.5 | FALSE

## trafo3w_std_types
| sn_hv_mva | sn_mv_mva | sn_lv_mva | vn_hv_kv | vn_mv_kv | vn_lv_kv | vk_hv_percent | vk_mv_percent | vk_lv_percent | vkr_hv_percent | vkr_mv_percent | vkr_lv_percent | pfe_kw | i0_percent | shift_mv_degree | shift_lv_degree | vector_group | tap_side | tap_neutral | tap_min | tap_max | tap_step_percent
63/25/38 MVA 110/20/10 kV | 63 | 25 | 38 | 110 | 20 | 10 | 10.4 | 10.4 | 10.4 | 0.28 | 0.32 | 0.35 | 35 | 0.89 | 0 | 0 | YN0yn0yn0 | hv | 0 | -10 | 10 | 1.2
63/25/38 MVA 110/10/10 kV | 63 | 25 | 38 | 110 | 10 | 10 | 10.4 | 10.4 | 10.4 | 0.28 | 0.32 | 0.35 | 35 | 0.89 | 0 | 0 | YN0yn0yn0 | hv | 0 | -10 | 10 | 1.2

## fuse_std_types
| fuse_type | i_rated_a | t_avg | t_min | t_total | x_avg | x_min | x_total
HV 100A | HV 100A | 100 | 0 | [10.0, 3.64, 0.854, 0.281, 0.1, 0.0531, 0.022, 0.01] | [10.0, 4.267, 1.21, 0.403, 0.1, 0.058, 0.022, 0.01] | 0 | [300.0, 350.0, 450.0, 550.0, 700.0, 850.0, 1200.0, 1752.0] | [600.0, 700.0, 900.0, 1150.0, 1665.0, 2000.0, 3000.0, 4313.0]
HV 10A | HV 10A | 10 | 0 | [10.0, 1675.0, 0.344, 0.156, 0.1, 0.0417, 0.0171, 0.01] | [10.0, 1.3, 0.3, 0.155, 0.1, 0.0555, 0.023, 0.01] | 0 | [30.0, 32.0, 35.0, 37.0, 39.0, 50.0, 70.0, 88.0] | [60.0, 70.0, 80.0, 87.0, 94.0, 110.0, 150.0, 216.0]
HV 125A | HV 125A | 125 | 0 | [10.0, 1.82, 0.344, 0.1, 0.0467, 0.0269, 0.01] | [10.0, 2.478, 0.426, 0.1, 0.0427, 0.0211, 0.01] | 0 | [375.0, 500.0, 700.0, 925.0, 1200.0, 1500.0, 2341.0] | [750.0, 1000.0, 1500.0, 2200.0, 3000.0, 4000.0, 5765.0]
HV 160A | HV 160A | 160 | 0 | [10.0, 4.15, 1.03, 0.198, 0.1, 0.051, 0.0172, 0.01] | [10.0, 2.3, 0.734, 0.274, 0.1, 0.046, 0.0177, 0.01] | 0 | [480.0, 550.0, 700.0, 1000.0, 1260.0, 1600.0, 2500.0, 3227.0] | [960.0, 1300.0, 1700.0, 2200.0, 2996.0, 4000.0, 6000.0, 7946.0]
HV 16A | HV 16A | 16 | 0 | [10.0, 0.352, 0.164, 0.1, 0.0649, 0.0342, 0.01] | [10.0, 2.34, 0.722, 0.181, 0.1, 0.055, 0.0296, 0.01] | 0 | [48.0, 60.0, 65.0, 71.0, 80.0, 100.0, 162.0] | [96.0, 110.0, 125.0, 150.0, 168.0, 200.0, 250.0, 398.0]
HV 200A | HV 200A | 200 | 0 | [10.0, 4.267, 1.21, 0.403, 0.1, 0.058, 0.022, 0.01] | [10.0, 3.73, 1.654, 0.328, 0.1, 0.0531, 0.019, 0.01] | 0 | [600.0, 700.0, 900.0, 1150.0, 1665.0, 2000.0, 3000.0, 4313.0] | [1200.0, 1500.0, 1800.0, 2700.0, 3960.0, 5000.0, 7500.0, 10620.0]
HV 20A | HV 20A | 20 | 0 | [10.0, 1.3, 0.3, 0.155, 0.1, 0.0555, 0.023, 0.01] | [10.0, 1.3, 0.161, 0.1, 0.0611, 0.0399, 0.0141, 0.01] | 0 | [60.0, 70.0, 80.0, 87.0, 94.0, 110.0, 150.0, 216.0] | [120.0, 150.0, 200.0, 223.0, 260.0, 300.0, 450.0, 532.0]
HV 25A | HV 25A | 25 | 0 | [10.0, 2.512, 0.833, 0.299, 0.1, 0.0372, 0.0223, 0.01] | [10.0, 3.125, 0.597, 0.198, 0.1, 0.0378, 0.022, 0.01] | 0 | [75.0, 82.0, 90.0, 100.0, 124.0, 170.0, 200.0, 289.0] | [150.0, 170.0, 210.0, 250.0, 294.0, 400.0, 500.0, 711.0]
HV 31.5A | HV 31.5A | 31.5 | 0 | [10.0, 2.34, 0.722, 0.181, 0.1, 0.055, 0.0296, 0.01] | [10.0, 2.84, 0.368, 0.164, 0.1, 0.0621, 0.0378, 0.0195, 0.01] | 0 | [95.0, 110.0, 125.0, 150.0, 165.0, 200.0, 250.0, 390.0] | [189.0, 220.0, 300.0, 350.0, 393.0, 450.0, 530.0, 700.0, 960.0]
HV 40A | HV 40A | 40 | 0 | [10.0, 1.3, 0.161, 0.1, 0.0611, 0.0399, 0.0141, 0.01] | [10.0, 2.05, 0.369, 0.198, 0.1, 0.051, 0.0298, 0.01] | 0 | [120.0, 150.0, 200.0, 223.0, 260.0, 300.0, 450.0, 532.0] | [240.0, 300.0, 400.0, 450.0, 530.0, 650.0, 800.0, 1311.0]
HV 50A | HV 50A | 50 | 0 | [10.0, 3.215, 0.597, 0.198, 0.1, 0.0378, 0.022, 0.01] | [10.0, 3.64, 0.854, 0.281, 0.1, 0.0531, 0.022, 0.01] | 0 | [150.0, 170.0, 210.0, 250.0, 294.0, 400.0, 500.0, 711.0] | [300.0, 350.0, 450.0, 550.0, 700.0, 850.0, 1200.0, 1752.0]
HV 6.3A | HV 6.3A | 6.3 | 0 | [10.0, 1.39, 0.344, 0.168, 0.1, 0.056, 0.0263, 0.01] | [10.0, 1.711, 0.516, 0.198, 0.1, 0.0634, 0.0303, 0.01] | 0 | [19.0, 19.5, 20.4, 20.8, 22.0, 25.0, 32.0, 48.0] | [38.0, 40.0, 43.0, 48.0, 53.0, 60.0, 75.0, 118.0]
HV 63A | HV 63A | 63 | 0 | [10.0, 2.84, 0.368, 0.164, 0.1, 0.0621, 0.0378, 0.0195, 0.01] | [10.0, 1.82, 0.344, 0.1, 0.0467, 0.0269, 0.01] | 0 | [189.0, 220.0, 300.0, 350.0, 393.0, 450.0, 530.0, 700.0, 961.0] | [378.0, 500.0, 700.0, 934.0, 1200.0, 1500.0, 2366.0]
HV 80A | HV 80A | 80 | 0 | [10.0, 2.05, 0.369, 0.198, 0.1, 0.051, 0.0298, 0.01] | [10.0, 4.15, 1.03, 0.198, 0.1, 0.051, 0.0172, 0.01] | 0 | [240.0, 300.0, 400.0, 450.0, 530.0, 650.0, 800.0, 1311.0] | [480.0, 550.0, 700.0, 1000.0, 1260.0, 1600.0, 2500.0, 3227.0]
Siemens NH-1-100 | Siemens NH-1-100 | 100 | [5400.0, 2000.0, 400.0, 20.0, 1.0, 0.2, 0.012, 0.004] | 0 | 0 | [150.0, 190.0, 250.0, 430.0, 900.0, 1250.0, 2700.0, 3600.0] | 0 | 0
Siemens NH-1-125 | Siemens NH-1-125 | 125 | [4800.0, 120.0, 7.0, 0.1, 0.004] | 0 | 0 | [180.0, 400.0, 740.0, 2000.0, 4250.0] | 0 | 0
Siemens NH-1-16 | Siemens NH-1-16 | 16 | [4000.0, 400.0, 2.0, 0.1, 0.04, 0.01] | 0 | 0 | [26.0, 35.0, 75.0, 150.0, 200.0, 300.0] | 0 | 0
Siemens NH-1-160 | Siemens NH-1-160 | 160 | [4800.0, 120.0, 7.0, 0.1, 0.004] | 0 | 0 | [210.0, 500.0, 900.0, 2300.0, 5000.0] | 0 | 0
Siemens NH-1-25 | Siemens NH-1-25 | 25 | [4000.0, 1000.0, 10.0, 0.2, 0.02, 0.01] | 0 | 0 | [40.0, 50.0, 100.0, 210.0, 400.0, 500.0] | 0 | 0
Siemens NH-1-50 | Siemens NH-1-50 | 50 | [4000.0, 40.0, 4.0, 1.0, 0.02, 0.01] | 0 | 0 | [86.0, 200.0, 300.0, 400.0, 1000.0, 1280.0] | 0 | 0
Siemens NH-1-63 | Siemens NH-1-63 | 63 | [4000.0, 100.0, 10.0, 2.0, 0.04, 0.01] | 0 | 0 | [100.0, 200.0, 300.0, 400.0, 1000.0, 1500.0] | 0 | 0
Siemens NH-1-80 | Siemens NH-1-80 | 80 | [4800.0, 120.0, 7.0, 0.1, 0.01] | 0 | 0 | [150.58, 250.0, 450.0, 1150.0, 2470.0] | 0 | 0
Siemens NH-2-1000 | Siemens NH-2-1000 | 1000 | [4800.0, 120.0, 7.0, 0.1, 0.004] | 0 | 0 | [1900.0, 3500.0, 8400.0, 24000.0, 52000.0] | 0 | 0
Siemens NH-2-200 | Siemens NH-2-200 | 200 | [4800.0, 120.0, 7.0, 0.1, 0.004] | 0 | 0 | [280.0, 650.0, 1200.0, 3000.0, 7000.0] | 0 | 0
Siemens NH-2-224 | Siemens NH-2-224 | 224 | [4800.0, 120.0, 7.0, 0.2, 0.04, 0.004] | 0 | 0 | [400.0, 750.0, 1453.0, 3025.0, 4315.0, 7600.0] | 0 | 0
Siemens NH-2-250 | Siemens NH-2-250 | 250 | [4800.0, 120.0, 7.0, 0.1, 0.004] | 0 | 0 | [450.0, 800.0, 1650.0, 4000.0, 8500.0] | 0 | 0
Siemens NH-2-315 | Siemens NH-2-315 | 315 | [4800.0, 120.0, 7.0, 0.1, 0.004] | 0 | 0 | [550.0, 920.0, 1900.0, 5000.0, 11000.0] | 0 | 0
Siemens NH-2-355 | Siemens NH-2-355 | 355 | [4800.0, 120.0, 6.0, 0.1, 0.004] | 0 | 0 | [650.0, 1116.27, 2350.0, 5840.0, 12790.0] | 0 | 0
Siemens NH-2-400 | Siemens NH-2-400 | 400 | [4800.0, 120.0, 7.0, 0.1, 0.004] | 0 | 0 | [720.0, 1350.0, 2800.0, 6500.0, 15000.0] | 0 | 0
Siemens NH-2-425 | Siemens NH-2-425 | 425 | [4800.0, 120.0, 7.0, 0.1, 0.004] | 0 | 0 | [850.0, 1500.0, 3050.0, 7500.0, 16500.0] | 0 | 0
Siemens NH-2-630 | Siemens NH-2-630 | 630 | [4800.0, 120.0, 7.0, 0.1, 0.004] | 0 | 0 | [1200.0, 2000.0, 4800.0, 12000.0, 26000.0] | 0 | 0

## dtypes
| element | column | dtype
0 | bus | name | object
1 | bus | vn_kv | float64
2 | bus | type | object
3 | bus | zone | object
4 | bus | in_service | bool
5 | load | name | object
6 | load | bus | uint32
7 | load | p_mw | float64
8 | load | q_mvar | float64
9 | load | const_z_percent | float64
10 | load | const_i_percent | float64
11 | load | sn_mva | float64
12 | load | scaling | float64
13 | load | in_service | bool
14 | load | type | object
15 | ext_grid | name | object
16 | ext_grid | bus | uint32
17 | ext_grid | vm_pu | float64
18 | ext_grid | va_degree | float64
19 | ext_grid | slack_weight | float64
20 | ext_grid | in_service | bool
21 | line | name | object
22 | line | std_type | object
23 | line | from_bus | uint32
24 | line | to_bus | uint32
25 | line | length_km | float64
26 | line | r_ohm_per_km | float64
27 | line | x_ohm_per_km | float64
28 | line | c_nf_per_km | float64
29 | line | g_us_per_km | float64
30 | line | max_i_ka | float64
31 | line | df | float64
32 | line | parallel | uint32
33 | line | type | object
34 | line | in_service | bool
35 | trafo | name | object
36 | trafo | std_type | object
37 | trafo | hv_bus | uint32
38 | trafo | lv_bus | uint32
39 | trafo | sn_mva | float64
40 | trafo | vn_hv_kv | float64
41 | trafo | vn_lv_kv | float64
42 | trafo | vk_percent | float64
43 | trafo | vkr_percent | float64
44 | trafo | pfe_kw | float64
45 | trafo | i0_percent | float64
46 | trafo | shift_degree | float64
47 | trafo | tap_side | object
48 | trafo | tap_neutral | int32
49 | trafo | tap_min | int32
50 | trafo | tap_max | int32
51 | trafo | tap_step_percent | float64
52 | trafo | tap_step_degree | float64
53 | trafo | tap_pos | int32
54 | trafo | tap_phase_shifter | bool
55 | trafo | parallel | uint32
56 | trafo | df | float64
57 | trafo | in_service | bool
58 | line_geodata | coords | object
59 | bus_geodata | x | float64
60 | bus_geodata | y | float64
61 | bus_geodata | coords | object

## parameters
| version | format_version | converged | OPF_converged | name | f_hz | sn_mva
0 | 2.14.6 | 2.14.0 | FALSE | FALSE |  | 50 | 1