## bus
| name | vn_kv | type | zone | in_service
0 | bus_LV_2937-17_0_3_node_0 | 0.4 | n |  | TRUE
1 | bus_LV_2937-17_0_3_node_2 | 0.4 | n |  | TRUE
2 | bus_LV_2937-17_0_3_node_3 | 0.4 | n |  | TRUE
3 | bus_LV_2937-17_0_3_node_4 | 0.4 | n |  | TRUE
4 | bus_LV_2937-17_0_3_node_7 | 0.4 | n |  | TRUE
5 | bus_LV_2937-17_0_3_node_74 | 0.4 | n |  | TRUE
6 | bus_LV_2937-17_0_3_node_5 | 0.4 | n |  | TRUE
7 | bus_LV_2937-17_0_3_node_161 | 0.4 | n |  | TRUE
8 | bus_LV_2937-17_0_3_node_162 | 0.4 | n |  | TRUE
9 | bus_LV_2937-17_0_3_node_6 | 0.4 | n |  | TRUE
10 | bus_LV_2937-17_0_3_node_65 | 0.4 | n |  | TRUE
11 | bus_LV_2937-17_0_3_node_166 | 0.4 | n |  | TRUE
12 | bus_LV_2937-17_0_3_node_163 | 0.4 | n |  | TRUE
13 | bus_LV_2937-17_0_3_node_8 | 0.4 | n |  | TRUE
14 | bus_LV_2937-17_0_3_node_9 | 0.4 | n |  | TRUE
15 | bus_LV_2937-17_0_3_node_10 | 0.4 | n |  | TRUE
16 | bus_LV_2937-17_0_3_node_11 | 0.4 | n |  | TRUE
17 | bus_LV_2937-17_0_3_node_12 | 0.4 | n |  | TRUE
18 | bus_LV_2937-17_0_3_node_13 | 0.4 | n |  | TRUE
19 | bus_LV_2937-17_0_3_node_14 | 0.4 | n |  | TRUE
20 | bus_LV_2937-17_0_3_node_15 | 0.4 | n |  | TRUE
21 | bus_LV_2937-17_0_3_node_31 | 0.4 | n |  | TRUE
22 | bus_LV_2937-17_0_3_node_19 | 0.4 | n |  | TRUE
23 | bus_LV_2937-17_0_3_node_17 | 0.4 | n |  | TRUE
24 | bus_LV_2937-17_0_3_node_32 | 0.4 | n |  | TRUE
25 | bus_LV_2937-17_0_3_node_24 | 0.4 | n |  | TRUE
26 | bus_LV_2937-17_0_3_node_16 | 0.4 | n |  | TRUE
27 | bus_LV_2937-17_0_3_node_18 | 0.4 | n |  | TRUE
28 | bus_LV_2937-17_0_3_node_26 | 0.4 | n |  | TRUE
29 | bus_LV_2937-17_0_3_node_21 | 0.4 | n |  | TRUE
30 | bus_LV_2937-17_0_3_node_20 | 0.4 | n |  | TRUE
31 | bus_LV_2937-17_0_3_node_22 | 0.4 | n |  | TRUE
32 | bus_LV_2937-17_0_3_node_23 | 0.4 | n |  | TRUE
33 | bus_LV_2937-17_0_3_node_25 | 0.4 | n |  | TRUE
34 | bus_LV_2937-17_0_3_node_68 | 0.4 | n |  | TRUE
35 | bus_LV_2937-17_0_3_node_66 | 0.4 | n |  | TRUE
36 | bus_LV_2937-17_0_3_node_27 | 0.4 | n |  | TRUE
37 | bus_LV_2937-17_0_3_node_70 | 0.4 | n |  | TRUE
38 | bus_LV_2937-17_0_3_node_67 | 0.4 | n |  | TRUE
39 | bus_LV_2937-17_0_3_node_28 | 0.4 | n |  | TRUE
40 | bus_LV_2937-17_0_3_node_29 | 0.4 | n |  | TRUE
41 | bus_LV_2937-17_0_3_node_30 | 0.4 | n |  | TRUE
42 | bus_LV_2937-17_0_3_node_76 | 0.4 | n |  | TRUE
43 | bus_LV_2937-17_0_3_node_77 | 0.4 | n |  | TRUE
44 | bus_LV_2937-17_0_3_node_78 | 0.4 | n |  | TRUE
45 | bus_LV_2937-17_0_3_node_79 | 0.4 | n |  | TRUE
46 | bus_LV_2937-17_0_3_node_80 | 0.4 | n |  | TRUE
47 | bus_LV_2937-17_0_3_node_33 | 0.4 | n |  | TRUE
48 | bus_LV_2937-17_0_3_node_34 | 0.4 | n |  | TRUE
49 | bus_LV_2937-17_0_3_node_36 | 0.4 | n |  | TRUE
50 | bus_LV_2937-17_0_3_node_35 | 0.4 | n |  | TRUE
51 | bus_LV_2937-17_0_3_node_45 | 0.4 | n |  | TRUE
52 | bus_LV_2937-17_0_3_node_37 | 0.4 | n |  | TRUE
53 | bus_LV_2937-17_0_3_node_38 | 0.4 | n |  | TRUE
54 | bus_LV_2937-17_0_3_node_46 | 0.4 | n |  | TRUE
55 | bus_LV_2937-17_0_3_node_39 | 0.4 | n |  | TRUE
56 | bus_LV_2937-17_0_3_node_40 | 0.4 | n |  | TRUE
57 | bus_LV_2937-17_0_3_node_41 | 0.4 | n |  | TRUE
58 | bus_LV_2937-17_0_3_node_42 | 0.4 | n |  | TRUE
59 | bus_LV_2937-17_0_3_node_43 | 0.4 | n |  | TRUE
60 | bus_LV_2937-17_0_3_node_44 | 0.4 | n |  | TRUE
61 | bus_LV_2937-17_0_3_node_62 | 0.4 | n |  | TRUE
62 | bus_LV_2937-17_0_3_node_61 | 0.4 | n |  | TRUE
63 | bus_LV_2937-17_0_3_node_47 | 0.4 | n |  | TRUE
64 | bus_LV_2937-17_0_3_node_48 | 0.4 | n |  | TRUE
65 | bus_LV_2937-17_0_3_node_49 | 0.4 | n |  | TRUE
66 | bus_LV_2937-17_0_3_node_50 | 0.4 | n |  | TRUE
67 | bus_LV_2937-17_0_3_node_51 | 0.4 | n |  | TRUE
68 | bus_LV_2937-17_0_3_node_52 | 0.4 | n |  | TRUE
69 | bus_LV_2937-17_0_3_node_53 | 0.4 | n |  | TRUE
70 | bus_LV_2937-17_0_3_node_54 | 0.4 | n |  | TRUE
71 | bus_LV_2937-17_0_3_node_55 | 0.4 | n |  | TRUE
72 | bus_LV_2937-17_0_3_node_56 | 0.4 | n |  | TRUE
73 | bus_LV_2937-17_0_3_node_57 | 0.4 | n |  | TRUE
74 | bus_LV_2937-17_0_3_node_58 | 0.4 | n |  | TRUE
75 | bus_LV_2937-17_0_3_node_59 | 0.4 | n |  | TRUE
76 | bus_LV_2937-17_0_3_node_60 | 0.4 | n |  | TRUE
77 | bus_LV_2937-17_0_3_node_71 | 0.4 | n |  | TRUE
78 | bus_LV_2937-17_0_3_node_69 | 0.4 | n |  | TRUE
79 | bus_LV_2937-17_0_3_node_72 | 0.4 | n |  | TRUE
80 | bus_LV_2937-17_0_3_node_73 | 0.4 | n |  | TRUE
81 | bus_LV_2937-17_0_3_node_75 | 0.4 | n |  | TRUE
82 | bus_LV_2937-17_0_3_node_63 | 0.4 | n |  | TRUE
83 | bus_LV_2937-17_0_3_node_64 | 0.4 | n |  | TRUE
84 | bus_LV_2937-17_0_3_node_168 | 0.4 | n |  | TRUE
85 | bus_LV_2937-17_0_3_node_157 | 0.4 | n |  | TRUE
86 | bus_LV_2937-17_0_3_node_167 | 0.4 | n |  | TRUE
87 | bus_LV_2937-17_0_3_node_153 | 0.4 | n |  | TRUE
88 | bus_LV_2937-17_0_3_node_169 | 0.4 | n |  | TRUE
89 | bus_LV_2937-17_0_3_node_81 | 0.4 | n |  | TRUE
90 | bus_LV_2937-17_0_3_node_82 | 0.4 | n |  | TRUE
91 | bus_LV_2937-17_0_3_node_173 | 0.4 | n |  | TRUE
92 | bus_LV_2937-17_0_3_node_174 | 0.4 | n |  | TRUE
93 | bus_LV_2937-17_0_3_node_83 | 0.4 | n |  | TRUE
94 | bus_LV_2937-17_0_3_node_84 | 0.4 | n |  | TRUE
95 | bus_LV_2937-17_0_3_node_85 | 0.4 | n |  | TRUE
96 | bus_LV_2937-17_0_3_node_86 | 0.4 | n |  | TRUE
97 | bus_LV_2937-17_0_3_node_87 | 0.4 | n |  | TRUE
98 | bus_LV_2937-17_0_3_node_88 | 0.4 | n |  | TRUE
99 | bus_LV_2937-17_0_3_node_89 | 0.4 | n |  | TRUE
100 | bus_LV_2937-17_0_3_node_90 | 0.4 | n |  | TRUE
101 | bus_LV_2937-17_0_3_node_95 | 0.4 | n |  | TRUE
102 | bus_LV_2937-17_0_3_node_91 | 0.4 | n |  | TRUE
103 | bus_LV_2937-17_0_3_node_96 | 0.4 | n |  | TRUE
104 | bus_LV_2937-17_0_3_node_92 | 0.4 | n |  | TRUE
105 | bus_LV_2937-17_0_3_node_93 | 0.4 | n |  | TRUE
106 | bus_LV_2937-17_0_3_node_94 | 0.4 | n |  | TRUE
107 | bus_LV_2937-17_0_3_node_120 | 0.4 | n |  | TRUE
108 | bus_LV_2937-17_0_3_node_121 | 0.4 | n |  | TRUE
109 | bus_LV_2937-17_0_3_node_125 | 0.4 | n |  | TRUE
110 | bus_LV_2937-17_0_3_node_122 | 0.4 | n |  | TRUE
111 | bus_LV_2937-17_0_3_node_97 | 0.4 | n |  | TRUE
112 | bus_LV_2937-17_0_3_node_106 | 0.4 | n |  | TRUE
113 | bus_LV_2937-17_0_3_node_107 | 0.4 | n |  | TRUE
114 | bus_LV_2937-17_0_3_node_98 | 0.4 | n |  | TRUE
115 | bus_LV_2937-17_0_3_node_99 | 0.4 | n |  | TRUE
116 | bus_LV_2937-17_0_3_node_100 | 0.4 | n |  | TRUE
117 | bus_LV_2937-17_0_3_node_101 | 0.4 | n |  | TRUE
118 | bus_LV_2937-17_0_3_node_102 | 0.4 | n |  | TRUE
119 | bus_LV_2937-17_0_3_node_103 | 0.4 | n |  | TRUE
120 | bus_LV_2937-17_0_3_node_104 | 0.4 | n |  | TRUE
121 | bus_LV_2937-17_0_3_node_105 | 0.4 | n |  | TRUE
122 | bus_LV_2937-17_0_3_node_108 | 0.4 | n |  | TRUE
123 | bus_LV_2937-17_0_3_node_117 | 0.4 | n |  | TRUE
124 | bus_LV_2937-17_0_3_node_111 | 0.4 | n |  | TRUE
125 | bus_LV_2937-17_0_3_node_115 | 0.4 | n |  | TRUE
126 | bus_LV_2937-17_0_3_node_175 | 0.4 | n |  | TRUE
127 | bus_LV_2937-17_0_3_node_176 | 0.4 | n |  | TRUE
128 | bus_LV_2937-17_0_3_node_118 | 0.4 | n |  | TRUE
129 | bus_LV_2937-17_0_3_node_113 | 0.4 | n |  | TRUE
130 | bus_LV_2937-17_0_3_node_116 | 0.4 | n |  | TRUE
131 | bus_LV_2937-17_0_3_node_109 | 0.4 | n |  | TRUE
132 | bus_LV_2937-17_0_3_node_110 | 0.4 | n |  | TRUE
133 | bus_LV_2937-17_0_3_node_112 | 0.4 | n |  | TRUE
134 | bus_LV_2937-17_0_3_node_114 | 0.4 | n |  | TRUE
135 | bus_LV_2937-17_0_3_node_158 | 0.4 | n |  | TRUE
136 | bus_LV_2937-17_0_3_node_119 | 0.4 | n |  | TRUE
137 | bus_LV_2937-17_0_3_node_159 | 0.4 | n |  | TRUE
138 | bus_LV_2937-17_0_3_node_127 | 0.4 | n |  | TRUE
139 | bus_LV_2937-17_0_3_node_128 | 0.4 | n |  | TRUE
140 | bus_LV_2937-17_0_3_node_138 | 0.4 | n |  | TRUE
141 | bus_LV_2937-17_0_3_node_123 | 0.4 | n |  | TRUE
142 | bus_LV_2937-17_0_3_node_124 | 0.4 | n |  | TRUE
143 | bus_LV_2937-17_0_3_node_126 | 0.4 | n |  | TRUE
144 | bus_LV_2937-17_0_3_node_132 | 0.4 | n |  | TRUE
145 | bus_LV_2937-17_0_3_node_133 | 0.4 | n |  | TRUE
146 | bus_LV_2937-17_0_3_node_139 | 0.4 | n |  | TRUE
147 | bus_LV_2937-17_0_3_node_131 | 0.4 | n |  | TRUE
148 | bus_LV_2937-17_0_3_node_134 | 0.4 | n |  | TRUE
149 | bus_LV_2937-17_0_3_node_129 | 0.4 | n |  | TRUE
150 | bus_LV_2937-17_0_3_node_130 | 0.4 | n |  | TRUE
151 | bus_LV_2937-17_0_3_node_135 | 0.4 | n |  | TRUE
152 | bus_LV_2937-17_0_3_node_136 | 0.4 | n |  | TRUE
153 | bus_LV_2937-17_0_3_node_137 | 0.4 | n |  | TRUE
154 | bus_LV_2937-17_0_3_node_145 | 0.4 | n |  | TRUE
155 | bus_LV_2937-17_0_3_node_146 | 0.4 | n |  | TRUE
156 | bus_LV_2937-17_0_3_node_154 | 0.4 | n |  | TRUE
157 | bus_LV_2937-17_0_3_node_155 | 0.4 | n |  | TRUE
158 | bus_LV_2937-17_0_3_node_140 | 0.4 | n |  | TRUE
159 | bus_LV_2937-17_0_3_node_141 | 0.4 | n |  | TRUE
160 | bus_LV_2937-17_0_3_node_142 | 0.4 | n |  | TRUE
161 | bus_LV_2937-17_0_3_node_143 | 0.4 | n |  | TRUE
162 | bus_LV_2937-17_0_3_node_144 | 0.4 | n |  | TRUE
163 | bus_LV_2937-17_0_3_node_147 | 0.4 | n |  | TRUE
164 | bus_LV_2937-17_0_3_node_148 | 0.4 | n |  | TRUE
165 | bus_LV_2937-17_0_3_node_151 | 0.4 | n |  | TRUE
166 | bus_LV_2937-17_0_3_node_170 | 0.4 | n |  | TRUE
167 | bus_LV_2937-17_0_3_node_149 | 0.4 | n |  | TRUE
168 | bus_LV_2937-17_0_3_node_150 | 0.4 | n |  | TRUE
169 | bus_LV_2937-17_0_3_node_171 | 0.4 | n |  | TRUE
170 | bus_LV_2937-17_0_3_node_152 | 0.4 | n |  | TRUE
171 | bus_LV_2937-17_0_3_node_156 | 0.4 | n |  | TRUE
172 | bus_LV_2937-17_0_3_node_164 | 0.4 | n |  | TRUE
173 | bus_LV_2937-17_0_3_node_165 | 0.4 | n |  | TRUE
174 | bus_LV_2937-17_0_3_node_172 | 0.4 | n |  | TRUE
175 | bus_MV_391_0_node_52 | 20 | n |  | TRUE

## load
| name | bus | p_mw | q_mvar | const_z_percent | const_i_percent | sn_mva | scaling | in_service | type
0 | LV_2937-17_0_3_load_0 | 0 | 0.0059277 | 0.0014856 | 0 | 0 |  | 1 | TRUE | wye
1 | LV_2937-17_0_3_load_7 | 4 | 0.0064891 | 0.0016263 | 0 | 0 |  | 1 | TRUE | wye
2 | LV_2937-17_0_3_load_74 | 5 | 0.014692 | 0.0036822 | 0 | 0 |  | 1 | TRUE | wye
3 | LV_2937-17_0_3_load_162 | 8 | 0.0059132 | 0.001482 | 0 | 0 |  | 1 | TRUE | wye
4 | LV_2937-17_0_3_load_166 | 11 | 0.0044195 | 0.0011076 | 0 | 0 |  | 1 | TRUE | wye
5 | LV_2937-17_0_3_load_163 | 12 | 0.0081304 | 0.0020377 | 0 | 0 |  | 1 | TRUE | wye
6 | LV_2937-17_0_3_load_8 | 13 | 0.0014404 | 0.000361 | 0 | 0 |  | 1 | TRUE | wye
7 | LV_2937-17_0_3_load_9 | 14 | 0.0016642 | 0.00041708 | 0 | 0 |  | 1 | TRUE | wye
8 | LV_2937-17_0_3_load_10 | 15 | 0.0018975 | 0.00047556 | 0 | 0 |  | 1 | TRUE | wye
9 | LV_2937-17_0_3_load_12 | 17 | 0.0026376 | 0.00066105 | 0 | 0 |  | 1 | TRUE | wye
10 | LV_2937-17_0_3_load_13 | 18 | 0.001501 | 0.00037617 | 0 | 0 |  | 1 | TRUE | wye
11 | LV_2937-17_0_3_load_14 | 19 | 0.0012465 | 0.00031239 | 0 | 0 |  | 1 | TRUE | wye
12 | LV_2937-17_0_3_load_31 | 21 | 0.0010842 | 0.00027173 | 0 | 0 |  | 1 | TRUE | wye
13 | LV_2937-17_0_3_load_17 | 23 | 0.0029177 | 0.00073125 | 0 | 0 |  | 1 | TRUE | wye
14 | LV_2937-17_0_3_load_24 | 25 | 0.0019731 | 0.0004945 | 0 | 0 |  | 1 | TRUE | wye
15 | LV_2937-17_0_3_load_16 | 26 | 0.0013668 | 0.00034254 | 0 | 0 |  | 1 | TRUE | wye
16 | LV_2937-17_0_3_load_18 | 27 | 0.0029853 | 0.00074819 | 0 | 0 |  | 1 | TRUE | wye
17 | LV_2937-17_0_3_load_21 | 29 | 0.0022399 | 0.00056137 | 0 | 0 |  | 1 | TRUE | wye
18 | LV_2937-17_0_3_load_20 | 30 | 0.0023864 | 0.00059809 | 0 | 0 |  | 1 | TRUE | wye
19 | LV_2937-17_0_3_load_22 | 31 | 0.0016954 | 0.00042492 | 0 | 0 |  | 1 | TRUE | wye
20 | LV_2937-17_0_3_load_23 | 32 | 0.0047875 | 0.0011999 | 0 | 0 |  | 1 | TRUE | wye
21 | LV_2937-17_0_3_load_68 | 34 | 0.0033081 | 0.00082909 | 0 | 0 |  | 1 | TRUE | wye
22 | LV_2937-17_0_3_load_66 | 35 | 0.0031054 | 0.0007783 | 0 | 0 |  | 1 | TRUE | wye
23 | LV_2937-17_0_3_load_27 | 36 | 0.0012646 | 0.00031693 | 0 | 0 |  | 1 | TRUE | wye
24 | LV_2937-17_0_3_load_70 | 37 | 0.0024503 | 0.0006141 | 0 | 0 |  | 1 | TRUE | wye
25 | LV_2937-17_0_3_load_67 | 38 | 0.0023959 | 0.00060048 | 0 | 0 |  | 1 | TRUE | wye
26 | LV_2937-17_0_3_load_28 | 39 | 0.0021401 | 0.00053637 | 0 | 0 |  | 1 | TRUE | wye
27 | LV_2937-17_0_3_load_29 | 40 | 0.0024172 | 0.0006058 | 0 | 0 |  | 1 | TRUE | wye
28 | LV_2937-17_0_3_load_76 | 42 | 0.0041649 | 0.0010438 | 0 | 0 |  | 1 | TRUE | wye
29 | LV_2937-17_0_3_load_78 | 44 | 0.0024829 | 0.00062228 | 0 | 0 |  | 1 | TRUE | wye
30 | LV_2937-17_0_3_load_79 | 45 | 0.0023311 | 0.00058423 | 0 | 0 |  | 1 | TRUE | wye
31 | LV_2937-17_0_3_load_80 | 46 | 0.0024799 | 0.00062151 | 0 | 0 |  | 1 | TRUE | wye
32 | LV_2937-17_0_3_load_34 | 48 | 0.0018159 | 0.00045511 | 0 | 0 |  | 1 | TRUE | wye
33 | LV_2937-17_0_3_load_35 | 50 | 0.0011022 | 0.00027623 | 0 | 0 |  | 1 | TRUE | wye
34 | LV_2937-17_0_3_load_45 | 51 | 0.0017326 | 0.00043423 | 0 | 0 |  | 1 | TRUE | wye
35 | LV_2937-17_0_3_load_37 | 52 | 0.0012171 | 0.00030504 | 0 | 0 |  | 1 | TRUE | wye
36 | LV_2937-17_0_3_load_38 | 53 | 0.0030326 | 0.00076004 | 0 | 0 |  | 1 | TRUE | wye
37 | LV_2937-17_0_3_load_46 | 54 | 0.0018191 | 0.0004559 | 0 | 0 |  | 1 | TRUE | wye
38 | LV_2937-17_0_3_load_40 | 56 | 0.0021009 | 0.00052653 | 0 | 0 |  | 1 | TRUE | wye
39 | LV_2937-17_0_3_load_41 | 57 | 0.0016769 | 0.00042027 | 0 | 0 |  | 1 | TRUE | wye
40 | LV_2937-17_0_3_load_43 | 59 | 0.0017842 | 0.00044717 | 0 | 0 |  | 1 | TRUE | wye
41 | LV_2937-17_0_3_load_44 | 60 | 0.0017426 | 0.00043673 | 0 | 0 |  | 1 | TRUE | wye
42 | LV_2937-17_0_3_load_62 | 61 | 0.0015682 | 0.00039302 | 0 | 0 |  | 1 | TRUE | wye
43 | LV_2937-17_0_3_load_61 | 62 | 0.0020084 | 0.00050336 | 0 | 0 |  | 1 | TRUE | wye
44 | LV_2937-17_0_3_load_47 | 63 | 0.001716 | 0.00043007 | 0 | 0 |  | 1 | TRUE | wye
45 | LV_2937-17_0_3_load_48 | 64 | 0.0016426 | 0.00041168 | 0 | 0 |  | 1 | TRUE | wye
46 | LV_2937-17_0_3_load_49 | 65 | 0.0013546 | 0.00033949 | 0 | 0 |  | 1 | TRUE | wye
47 | LV_2937-17_0_3_load_50 | 66 | 0.00097827 | 0.00024518 | 0 | 0 |  | 1 | TRUE | wye
48 | LV_2937-17_0_3_load_51 | 67 | 0.0043062 | 0.0010792 | 0 | 0 |  | 1 | TRUE | wye
49 | LV_2937-17_0_3_load_52 | 68 | 0.0017783 | 0.00044569 | 0 | 0 |  | 1 | TRUE | wye
50 | LV_2937-17_0_3_load_53 | 69 | 0.0020714 | 0.00051913 | 0 | 0 |  | 1 | TRUE | wye
51 | LV_2937-17_0_3_load_54 | 70 | 0.0014604 | 0.00036601 | 0 | 0 |  | 1 | TRUE | wye
52 | LV_2937-17_0_3_load_55 | 71 | 0.0018922 | 0.00047423 | 0 | 0 |  | 1 | TRUE | wye
53 | LV_2937-17_0_3_load_57 | 73 | 0.0021371 | 0.0005356 | 0 | 0 |  | 1 | TRUE | wye
54 | LV_2937-17_0_3_load_58 | 74 | 0.0020261 | 0.00050778 | 0 | 0 |  | 1 | TRUE | wye
55 | LV_2937-17_0_3_load_59 | 75 | 0.009396 | 0.0023549 | 0 | 0 |  | 1 | TRUE | wye
56 | LV_2937-17_0_3_load_69 | 78 | 0.002976 | 0.00074586 | 0 | 0 |  | 1 | TRUE | wye
57 | LV_2937-17_0_3_load_72 | 79 | 0.0035378 | 0.00088665 | 0 | 0 |  | 1 | TRUE | wye
58 | LV_2937-17_0_3_load_73 | 80 | 0.0037486 | 0.00093948 | 0 | 0 |  | 1 | TRUE | wye
59 | LV_2937-17_0_3_load_75 | 81 | 0.0026977 | 0.00067612 | 0 | 0 |  | 1 | TRUE | wye
60 | LV_2937-17_0_3_load_64 | 83 | 0.0035532 | 0.00089051 | 0 | 0 |  | 1 | TRUE | wye
61 | LV_2937-17_0_3_load_168 | 84 | 0.0031045 | 0.00077807 | 0 | 0 |  | 1 | TRUE | wye
62 | LV_2937-17_0_3_load_157 | 85 | 0.0013498 | 0.00033829 | 0 | 0 |  | 1 | TRUE | wye
63 | LV_2937-17_0_3_load_167 | 86 | 0.014824 | 0.0037152 | 0 | 0 |  | 1 | TRUE | wye
64 | LV_2937-17_0_3_load_153 | 87 | 0.0034372 | 0.00086144 | 0 | 0 |  | 1 | TRUE | wye
65 | LV_2937-17_0_3_load_169 | 88 | 0.0013194 | 0.00033066 | 0 | 0 |  | 1 | TRUE | wye
66 | LV_2937-17_0_3_load_81 | 89 | 0.0044696 | 0.0011202 | 0 | 0 |  | 1 | TRUE | wye
67 | LV_2937-17_0_3_load_82 | 90 | 0.0033952 | 0.00085091 | 0 | 0 |  | 1 | TRUE | wye
68 | LV_2937-17_0_3_load_173 | 91 | 0.0027787 | 0.0006964 | 0 | 0 |  | 1 | TRUE | wye
69 | LV_2937-17_0_3_load_174 | 92 | 0.0021643 | 0.00054241 | 0 | 0 |  | 1 | TRUE | wye
70 | LV_2937-17_0_3_load_83 | 93 | 0.0060676 | 0.0015207 | 0 | 0 |  | 1 | TRUE | wye
71 | LV_2937-17_0_3_load_84 | 94 | 0.0032302 | 0.00080956 | 0 | 0 |  | 1 | TRUE | wye
72 | LV_2937-17_0_3_load_85 | 95 | 0.0019505 | 0.00048883 | 0 | 0 |  | 1 | TRUE | wye
73 | LV_2937-17_0_3_load_86 | 96 | 0.0018738 | 0.00046961 | 0 | 0 |  | 1 | TRUE | wye
74 | LV_2937-17_0_3_load_87 | 97 | 0.0028074 | 0.0007036 | 0 | 0 |  | 1 | TRUE | wye
75 | LV_2937-17_0_3_load_88 | 98 | 0.0019495 | 0.00048859 | 0 | 0 |  | 1 | TRUE | wye
76 | LV_2937-17_0_3_load_89 | 99 | 0.0018055 | 0.00045249 | 0 | 0 |  | 1 | TRUE | wye
77 | LV_2937-17_0_3_load_90 | 100 | 0.0028224 | 0.00070736 | 0 | 0 |  | 1 | TRUE | wye
78 | LV_2937-17_0_3_load_95 | 101 | 0.00074946 | 0.00018783 | 0 | 0 |  | 1 | TRUE | wye
79 | LV_2937-17_0_3_load_91 | 102 | 0.0019177 | 0.00048063 | 0 | 0 |  | 1 | TRUE | wye
80 | LV_2937-17_0_3_load_96 | 103 | 0.0028685 | 0.00071892 | 0 | 0 |  | 1 | TRUE | wye
81 | LV_2937-17_0_3_load_92 | 104 | 0.0025101 | 0.00062909 | 0 | 0 |  | 1 | TRUE | wye
82 | LV_2937-17_0_3_load_93 | 105 | 0.0025585 | 0.00064122 | 0 | 0 |  | 1 | TRUE | wye
83 | LV_2937-17_0_3_load_120 | 107 | 0.0064408 | 0.0016142 | 0 | 0 |  | 1 | TRUE | wye
84 | LV_2937-17_0_3_load_121 | 108 | 0.002444 | 0.00061252 | 0 | 0 |  | 1 | TRUE | wye
85 | LV_2937-17_0_3_load_125 | 109 | 0.0085738 | 0.0021488 | 0 | 0 |  | 1 | TRUE | wye
86 | LV_2937-17_0_3_load_122 | 110 | 0.0025247 | 0.00063275 | 0 | 0 |  | 1 | TRUE | wye
87 | LV_2937-17_0_3_load_97 | 111 | 0.00061341 | 0.00015374 | 0 | 0 |  | 1 | TRUE | wye
88 | LV_2937-17_0_3_load_107 | 113 | 0.00089674 | 0.00022474 | 0 | 0 |  | 1 | TRUE | wye
89 | LV_2937-17_0_3_load_98 | 114 | 0.0015824 | 0.00039657 | 0 | 0 |  | 1 | TRUE | wye
90 | LV_2937-17_0_3_load_99 | 115 | 0.0014895 | 0.0003733 | 0 | 0 |  | 1 | TRUE | wye
91 | LV_2937-17_0_3_load_100 | 116 | 0.0041752 | 0.0010464 | 0 | 0 |  | 1 | TRUE | wye
92 | LV_2937-17_0_3_load_101 | 117 | 0.0038108 | 0.00095508 | 0 | 0 |  | 1 | TRUE | wye
93 | LV_2937-17_0_3_load_102 | 118 | 0.0022485 | 0.00056352 | 0 | 0 |  | 1 | TRUE | wye
94 | LV_2937-17_0_3_load_103 | 119 | 0.0024476 | 0.00061343 | 0 | 0 |  | 1 | TRUE | wye
95 | LV_2937-17_0_3_load_104 | 120 | 0.0035192 | 0.00088199 | 0 | 0 |  | 1 | TRUE | wye
96 | LV_2937-17_0_3_load_105 | 121 | 0.0024377 | 0.00061095 | 0 | 0 |  | 1 | TRUE | wye
97 | LV_2937-17_0_3_load_117 | 123 | 0.0025352 | 0.00063537 | 0 | 0 |  | 1 | TRUE | wye
98 | LV_2937-17_0_3_load_175 | 126 | 0.00078881 | 0.00019769 | 0 | 0 |  | 1 | TRUE | wye
99 | LV_2937-17_0_3_load_176 | 127 | 0.00083118 | 0.00020831 | 0 | 0 |  | 1 | TRUE | wye
100 | LV_2937-17_0_3_load_118 | 128 | 0.0014089 | 0.0003531 | 0 | 0 |  | 1 | TRUE | wye
101 | LV_2937-17_0_3_load_116 | 130 | 0.0028488 | 0.00071398 | 0 | 0 |  | 1 | TRUE | wye
102 | LV_2937-17_0_3_load_109 | 131 | 0.0024442 | 0.00061257 | 0 | 0 |  | 1 | TRUE | wye
103 | LV_2937-17_0_3_load_110 | 132 | 0.0018157 | 0.00045505 | 0 | 0 |  | 1 | TRUE | wye
104 | LV_2937-17_0_3_load_112 | 133 | 0.00048814 | 0.00012234 | 0 | 0 |  | 1 | TRUE | wye
105 | LV_2937-17_0_3_load_114 | 134 | 0.00098909 | 0.00024789 | 0 | 0 |  | 1 | TRUE | wye
106 | LV_2937-17_0_3_load_158 | 135 | 0.0019383 | 0.00048579 | 0 | 0 |  | 1 | TRUE | wye
107 | LV_2937-17_0_3_load_119 | 136 | 0.001194 | 0.00029925 | 0 | 0 |  | 1 | TRUE | wye
108 | LV_2937-17_0_3_load_159 | 137 | 0.0024984 | 0.00062616 | 0 | 0 |  | 1 | TRUE | wye
109 | LV_2937-17_0_3_load_127 | 138 | 0.0012974 | 0.00032516 | 0 | 0 |  | 1 | TRUE | wye
110 | LV_2937-17_0_3_load_128 | 139 | 0.0011711 | 0.0002935 | 0 | 0 |  | 1 | TRUE | wye
111 | LV_2937-17_0_3_load_138 | 140 | 0.0085757 | 0.0021493 | 0 | 0 |  | 1 | TRUE | wye
112 | LV_2937-17_0_3_load_123 | 141 | 0.0018027 | 0.00045179 | 0 | 0 |  | 1 | TRUE | wye
113 | LV_2937-17_0_3_load_124 | 142 | 0.0015061 | 0.00037746 | 0 | 0 |  | 1 | TRUE | wye
114 | LV_2937-17_0_3_load_132 | 144 | 0.0013691 | 0.00034313 | 0 | 0 |  | 1 | TRUE | wye
115 | LV_2937-17_0_3_load_133 | 145 | 0.0020002 | 0.00050129 | 0 | 0 |  | 1 | TRUE | wye
116 | LV_2937-17_0_3_load_139 | 146 | 0.0087153 | 0.0021843 | 0 | 0 |  | 1 | TRUE | wye
117 | LV_2937-17_0_3_load_134 | 148 | 0.0021494 | 0.0005387 | 0 | 0 |  | 1 | TRUE | wye
118 | LV_2937-17_0_3_load_129 | 149 | 0.0032853 | 0.00082337 | 0 | 0 |  | 1 | TRUE | wye
119 | LV_2937-17_0_3_load_130 | 150 | 0.0014979 | 0.00037541 | 0 | 0 |  | 1 | TRUE | wye
120 | LV_2937-17_0_3_load_135 | 151 | 0.0049843 | 0.0012492 | 0 | 0 |  | 1 | TRUE | wye
121 | LV_2937-17_0_3_load_136 | 152 | 0.0037684 | 0.00094444 | 0 | 0 |  | 1 | TRUE | wye
122 | LV_2937-17_0_3_load_137 | 153 | 0.0064129 | 0.0016072 | 0 | 0 |  | 1 | TRUE | wye
123 | LV_2937-17_0_3_load_145 | 154 | 0.0023318 | 0.0005844 | 0 | 0 |  | 1 | TRUE | wye
124 | LV_2937-17_0_3_load_146 | 155 | 0.0021638 | 0.00054231 | 0 | 0 |  | 1 | TRUE | wye
125 | LV_2937-17_0_3_load_154 | 156 | 0.007581 | 0.0019 | 0 | 0 |  | 1 | TRUE | wye
126 | LV_2937-17_0_3_load_140 | 158 | 0.0085188 | 0.002135 | 0 | 0 |  | 1 | TRUE | wye
127 | LV_2937-17_0_3_load_141 | 159 | 0.0085799 | 0.0021503 | 0 | 0 |  | 1 | TRUE | wye
128 | LV_2937-17_0_3_load_143 | 161 | 0.0031971 | 0.00080126 | 0 | 0 |  | 1 | TRUE | wye
129 | LV_2937-17_0_3_load_144 | 162 | 0.0033546 | 0.00084075 | 0 | 0 |  | 1 | TRUE | wye
130 | LV_2937-17_0_3_load_147 | 163 | 0.0026144 | 0.00065523 | 0 | 0 |  | 1 | TRUE | wye
131 | LV_2937-17_0_3_load_148 | 164 | 0.0029287 | 0.00073399 | 0 | 0 |  | 1 | TRUE | wye
132 | LV_2937-17_0_3_load_149 | 167 | 0.0016595 | 0.00041591 | 0 | 0 |  | 1 | TRUE | wye
133 | LV_2937-17_0_3_load_150 | 168 | 0.0021947 | 0.00055005 | 0 | 0 |  | 1 | TRUE | wye
134 | LV_2937-17_0_3_load_171 | 169 | 0.0028548 | 0.00071547 | 0 | 0 |  | 1 | TRUE | wye
135 | LV_2937-17_0_3_load_152 | 170 | 0.0012001 | 0.00030078 | 0 | 0 |  | 1 | TRUE | wye
136 | LV_2937-17_0_3_load_165 | 173 | 0.004543 | 0.0011386 | 0 | 0 |  | 1 | TRUE | wye
137 | LV_2937-17_0_3_load_172 | 174 | 0.002091 | 0.00052404 | 0 | 0 |  | 1 | TRUE | wye

## ext_grid
| name | bus | vm_pu | va_degree | slack_weight | in_service
0 |  | 91 | 1 | 0 | 1 | TRUE

## line
| name | std_type | from_bus | to_bus | length_km | r_ohm_per_km | x_ohm_per_km | c_nf_per_km | g_us_per_km | max_i_ka | df | parallel | type | in_service
0 | LV_2937-17_0_3_line_0 |  | 0 | 1 | 0.03746 | 0.125 | 0.08 | 261 | 0 | 0.364 | 1 | 1 | cs | TRUE
1 | LV_2937-17_0_3_line_1 |  | 1 | 2 | 0.005931 | 0.125 | 0.08 | 261 | 0 | 0.364 | 1 | 3 | cs | TRUE
2 | LV_2937-17_0_3_line_2 |  | 1 | 3 | 0.0096718 | 0.125 | 0.08 | 261 | 0 | 0.364 | 1 | 3 | cs | TRUE
3 | LV_2937-17_0_3_line_3 |  | 2 | 4 | 0.014645 | 0.125 | 0.08 | 261 | 0 | 0.364 | 1 | 2 | cs | TRUE
4 | LV_2937-17_0_3_line_4 |  | 3 | 5 | 0.0048235 | 0.125 | 0.08 | 261 | 0 | 0.364 | 1 | 3 | cs | TRUE
5 | LV_2937-17_0_3_line_5 |  | 4 | 9 | 0.010527 | 0.125 | 0.08 | 261 | 0 | 0.364 | 1 | 1 | cs | TRUE
6 | LV_2937-17_0_3_line_6 |  | 5 | 10 | 0.052381 | 0.125 | 0.08 | 261 | 0 | 0.364 | 1 | 3 | cs | TRUE
7 | LV_2937-17_0_3_line_7 |  | 6 | 7 | 0.01874 | 0.125 | 0.08 | 261 | 0 | 0.364 | 1 | 1 | cs | TRUE
8 | LV_2937-17_0_3_line_8 |  | 6 | 8 | 0.035474 | 0.125 | 0.08 | 261 | 0 | 0.364 | 1 | 1 | cs | TRUE
9 | LV_2937-17_0_3_line_9 |  | 7 | 11 | 0.025295 | 0.125 | 0.08 | 261 | 0 | 0.364 | 1 | 1 | cs | TRUE
10 | LV_2937-17_0_3_line_10 |  | 7 | 9 | 0.046115 | 0.125 | 0.08 | 261 | 0 | 0.364 | 1 | 1 | cs | TRUE
11 | LV_2937-17_0_3_line_11 |  | 8 | 12 | 0.035665 | 0.125 | 0.08 | 261 | 0 | 0.364 | 1 | 1 | cs | TRUE
12 | LV_2937-17_0_3_line_12 |  | 10 | 83 | 0.036615 | 0.125 | 0.08 | 261 | 0 | 0.364 | 1 | 3 | cs | TRUE
13 | LV_2937-17_0_3_line_13 |  | 12 | 172 | 0.018128 | 0.125 | 0.08 | 261 | 0 | 0.364 | 1 | 1 | cs | TRUE
14 | LV_2937-17_0_3_line_14 |  | 13 | 14 | 0.0082669 | 0.125 | 0.08 | 261 | 0 | 0.364 | 1 | 1 | cs | TRUE
15 | LV_2937-17_0_3_line_15 |  | 14 | 15 | 0.0056272 | 0.125 | 0.08 | 261 | 0 | 0.364 | 1 | 1 | cs | TRUE
16 | LV_2937-17_0_3_line_16 |  | 15 | 16 | 0.021362 | 0.125 | 0.08 | 261 | 0 | 0.364 | 1 | 1 | cs | TRUE
17 | LV_2937-17_0_3_line_17 |  | 16 | 17 | 0.0039378 | 0.125 | 0.08 | 261 | 0 | 0.364 | 1 | 1 | cs | TRUE
18 | LV_2937-17_0_3_line_18 |  | 16 | 18 | 0.023439 | 0.125 | 0.08 | 261 | 0 | 0.364 | 1 | 1 | cs | TRUE
19 | LV_2937-17_0_3_line_19 |  | 17 | 19 | 0.018667 | 0.125 | 0.08 | 261 | 0 | 0.364 | 1 | 1 | cs | TRUE
20 | LV_2937-17_0_3_line_20 |  | 18 | 20 | 0.024346 | 0.125 | 0.08 | 261 | 0 | 0.364 | 1 | 1 | cs | TRUE
21 | LV_2937-17_0_3_line_21 |  | 19 | 21 | 0.00060338 | 0.125 | 0.08 | 261 | 0 | 0.364 | 1 | 1 | cs | TRUE
22 | LV_2937-17_0_3_line_22 |  | 20 | 22 | 0.009002 | 0.125 | 0.08 | 261 | 0 | 0.364 | 1 | 1 | cs | TRUE
23 | LV_2937-17_0_3_line_23 |  | 20 | 23 | 0.0041767 | 0.125 | 0.08 | 261 | 0 | 0.364 | 1 | 1 | cs | TRUE
24 | LV_2937-17_0_3_line_24 |  | 21 | 24 | 0.0012882 | 0.125 | 0.08 | 261 | 0 | 0.364 | 1 | 1 | cs | TRUE
25 | LV_2937-17_0_3_line_25 |  | 22 | 25 | 0.012559 | 0.125 | 0.08 | 261 | 0 | 0.364 | 1 | 1 | cs | TRUE
26 | LV_2937-17_0_3_line_26 |  | 23 | 26 | 0.021017 | 0.125 | 0.08 | 261 | 0 | 0.364 | 1 | 1 | cs | TRUE
27 | LV_2937-17_0_3_line_27 |  | 24 | 47 | 0.019574 | 0.125 | 0.08 | 261 | 0 | 0.364 | 1 | 3 | cs | TRUE
28 | LV_2937-17_0_3_line_28 |  | 24 | 48 | 0.019105 | 0.125 | 0.08 | 261 | 0 | 0.364 | 1 | 3 | cs | TRUE
29 | LV_2937-17_0_3_line_29 |  | 25 | 28 | 0.022497 | 0.125 | 0.08 | 261 | 0 | 0.364 | 1 | 1 | cs | TRUE
30 | LV_2937-17_0_3_line_30 |  | 26 | 27 | 0.015043 | 0.125 | 0.08 | 261 | 0 | 0.364 | 1 | 1 | cs | TRUE
31 | LV_2937-17_0_3_line_31 |  | 28 | 36 | 0.042186 | 0.125 | 0.08 | 261 | 0 | 0.364 | 1 | 1 | cs | TRUE
32 | LV_2937-17_0_3_line_32 |  | 29 | 30 | 0.018436 | 0.125 | 0.08 | 261 | 0 | 0.364 | 1 | 1 | cs | TRUE
33 | LV_2937-17_0_3_line_33 |  | 30 | 31 | 0.015834 | 0.125 | 0.08 | 261 | 0 | 0.364 | 1 | 1 | cs | TRUE
34 | LV_2937-17_0_3_line_34 |  | 31 | 32 | 0.032403 | 0.125 | 0.08 | 261 | 0 | 0.364 | 1 | 1 | cs | TRUE
35 | LV_2937-17_0_3_line_35 |  | 32 | 33 | 0.028644 | 0.125 | 0.08 | 261 | 0 | 0.364 | 1 | 1 | cs | TRUE
36 | LV_2937-17_0_3_line_36 |  | 33 | 34 | 0.019022 | 0.125 | 0.08 | 261 | 0 | 0.364 | 1 | 1 | cs | TRUE
37 | LV_2937-17_0_3_line_37 |  | 33 | 35 | 0.016538 | 0.125 | 0.08 | 261 | 0 | 0.364 | 1 | 1 | cs | TRUE
38 | LV_2937-17_0_3_line_38 |  | 34 | 37 | 0.0053613 | 0.125 | 0.08 | 261 | 0 | 0.364 | 1 | 1 | cs | TRUE
39 | LV_2937-17_0_3_line_39 |  | 35 | 38 | 0.020076 | 0.125 | 0.08 | 261 | 0 | 0.364 | 1 | 1 | cs | TRUE
40 | LV_2937-17_0_3_line_40 |  | 37 | 45 | 0.022853 | 0.125 | 0.08 | 261 | 0 | 0.364 | 1 | 1 | cs | TRUE
41 | LV_2937-17_0_3_line_41 |  | 38 | 76 | 0.0025563 | 0.125 | 0.08 | 261 | 0 | 0.364 | 1 | 1 | cs | TRUE
42 | LV_2937-17_0_3_line_42 |  | 39 | 40 | 0.00070334 | 0.125 | 0.08 | 261 | 0 | 0.364 | 1 | 1 | cs | TRUE
43 | LV_2937-17_0_3_line_43 |  | 40 | 41 | 0.019124 | 0.125 | 0.08 | 261 | 0 | 0.364 | 1 | 1 | cs | TRUE
44 | LV_2937-17_0_3_line_44 |  | 41 | 42 | 0.0061977 | 0.125 | 0.08 | 261 | 0 | 0.364 | 1 | 1 | cs | TRUE
45 | LV_2937-17_0_3_line_45 |  | 41 | 43 | 0.009879 | 0.125 | 0.08 | 261 | 0 | 0.364 | 1 | 1 | cs | TRUE
46 | LV_2937-17_0_3_line_46 |  | 42 | 44 | 0.036677 | 0.125 | 0.08 | 261 | 0 | 0.364 | 1 | 1 | cs | TRUE
47 | LV_2937-17_0_3_line_47 |  | 43 | 45 | 0.019206 | 0.125 | 0.08 | 261 | 0 | 0.364 | 1 | 1 | cs | TRUE
48 | LV_2937-17_0_3_line_48 |  | 43 | 46 | 0.015673 | 0.125 | 0.08 | 261 | 0 | 0.364 | 1 | 1 | cs | TRUE
49 | LV_2937-17_0_3_line_49 |  | 44 | 89 | 0.0028825 | 0.125 | 0.08 | 261 | 0 | 0.364 | 1 | 1 | cs | TRUE
50 | LV_2937-17_0_3_line_50 |  | 47 | 49 | 0.01676 | 0.125 | 0.08 | 261 | 0 | 0.364 | 1 | 3 | cs | TRUE
51 | LV_2937-17_0_3_line_51 |  | 47 | 50 | 0.016854 | 0.125 | 0.08 | 261 | 0 | 0.364 | 1 | 1 | cs | TRUE
52 | LV_2937-17_0_3_line_52 |  | 48 | 51 | 0.0128 | 0.125 | 0.08 | 261 | 0 | 0.364 | 1 | 3 | cs | TRUE
53 | LV_2937-17_0_3_line_53 |  | 49 | 52 | 0.031139 | 0.125 | 0.08 | 261 | 0 | 0.364 | 1 | 1 | cs | TRUE
54 | LV_2937-17_0_3_line_54 |  | 49 | 53 | 0.027672 | 0.125 | 0.08 | 261 | 0 | 0.364 | 1 | 3 | cs | TRUE
55 | LV_2937-17_0_3_line_55 |  | 51 | 54 | 0.015078 | 0.125 | 0.08 | 261 | 0 | 0.364 | 1 | 3 | cs | TRUE
56 | LV_2937-17_0_3_line_56 |  | 53 | 55 | 0.039647 | 0.125 | 0.08 | 261 | 0 | 0.364 | 1 | 3 | cs | TRUE
57 | LV_2937-17_0_3_line_57 |  | 54 | 63 | 0.0096427 | 0.125 | 0.08 | 261 | 0 | 0.364 | 1 | 3 | cs | TRUE
58 | LV_2937-17_0_3_line_58 |  | 55 | 56 | 0.030868 | 0.125 | 0.08 | 261 | 0 | 0.364 | 1 | 3 | cs | TRUE
59 | LV_2937-17_0_3_line_59 |  | 56 | 57 | 0.016795 | 0.125 | 0.08 | 261 | 0 | 0.364 | 1 | 3 | cs | TRUE
60 | LV_2937-17_0_3_line_60 |  | 57 | 58 | 0.015128 | 0.125 | 0.08 | 261 | 0 | 0.364 | 1 | 3 | cs | TRUE
61 | LV_2937-17_0_3_line_61 |  | 58 | 59 | 0.0088947 | 0.125 | 0.08 | 261 | 0 | 0.364 | 1 | 3 | cs | TRUE
62 | LV_2937-17_0_3_line_62 |  | 59 | 60 | 0.023871 | 0.125 | 0.08 | 261 | 0 | 0.364 | 1 | 3 | cs | TRUE
63 | LV_2937-17_0_3_line_63 |  | 60 | 61 | 0.020123 | 0.125 | 0.08 | 261 | 0 | 0.364 | 1 | 3 | cs | TRUE
64 | LV_2937-17_0_3_line_64 |  | 61 | 62 | 0.022744 | 0.125 | 0.08 | 261 | 0 | 0.364 | 1 | 3 | cs | TRUE
65 | LV_2937-17_0_3_line_65 |  | 62 | 82 | 0.039612 | 0.125 | 0.08 | 261 | 0 | 0.364 | 1 | 3 | cs | TRUE
66 | LV_2937-17_0_3_line_66 |  | 63 | 64 | 0.018029 | 0.125 | 0.08 | 261 | 0 | 0.364 | 1 | 3 | cs | TRUE
67 | LV_2937-17_0_3_line_67 |  | 64 | 65 | 0.005818 | 0.125 | 0.08 | 261 | 0 | 0.364 | 1 | 3 | cs | TRUE
68 | LV_2937-17_0_3_line_68 |  | 65 | 66 | 0.017774 | 0.125 | 0.08 | 261 | 0 | 0.364 | 1 | 3 | cs | TRUE
69 | LV_2937-17_0_3_line_69 |  | 66 | 67 | 0.020596 | 0.125 | 0.08 | 261 | 0 | 0.364 | 1 | 3 | cs | TRUE
70 | LV_2937-17_0_3_line_70 |  | 67 | 68 | 0.003205 | 0.125 | 0.08 | 261 | 0 | 0.364 | 1 | 3 | cs | TRUE
71 | LV_2937-17_0_3_line_71 |  | 68 | 69 | 0.026465 | 0.125 | 0.08 | 261 | 0 | 0.364 | 1 | 3 | cs | TRUE
72 | LV_2937-17_0_3_line_72 |  | 69 | 70 | 0.0066469 | 0.125 | 0.08 | 261 | 0 | 0.364 | 1 | 3 | cs | TRUE
73 | LV_2937-17_0_3_line_73 |  | 70 | 71 | 0.019762 | 0.125 | 0.08 | 261 | 0 | 0.364 | 1 | 3 | cs | TRUE
74 | LV_2937-17_0_3_line_74 |  | 71 | 72 | 0.0058409 | 0.125 | 0.08 | 261 | 0 | 0.364 | 1 | 3 | cs | TRUE
75 | LV_2937-17_0_3_line_75 |  | 72 | 73 | 0.021103 | 0.125 | 0.08 | 261 | 0 | 0.364 | 1 | 1 | cs | TRUE
76 | LV_2937-17_0_3_line_76 |  | 72 | 74 | 0.033427 | 0.125 | 0.08 | 261 | 0 | 0.364 | 1 | 3 | cs | TRUE
77 | LV_2937-17_0_3_line_77 |  | 73 | 75 | 0.026306 | 0.125 | 0.08 | 261 | 0 | 0.364 | 1 | 1 | cs | TRUE
78 | LV_2937-17_0_3_line_78 |  | 74 | 76 | 0.015736 | 0.125 | 0.08 | 261 | 0 | 0.364 | 1 | 3 | cs | TRUE
79 | LV_2937-17_0_3_line_79 |  | 75 | 77 | 0.037339 | 0.125 | 0.08 | 261 | 0 | 0.364 | 1 | 1 | cs | TRUE
80 | LV_2937-17_0_3_line_80 |  | 76 | 78 | 0.0218 | 0.125 | 0.08 | 261 | 0 | 0.364 | 1 | 3 | cs | TRUE
81 | LV_2937-17_0_3_line_81 |  | 77 | 79 | 0.036544 | 0.125 | 0.08 | 261 | 0 | 0.364 | 1 | 1 | cs | TRUE
82 | LV_2937-17_0_3_line_82 |  | 77 | 80 | 0.010527 | 0.125 | 0.08 | 261 | 0 | 0.364 | 1 | 1 | cs | TRUE
83 | LV_2937-17_0_3_line_83 |  | 78 | 81 | 0.013235 | 0.125 | 0.08 | 261 | 0 | 0.364 | 1 | 3 | cs | TRUE
84 | LV_2937-17_0_3_line_84 |  | 79 | 85 | 0.029837 | 0.125 | 0.08 | 261 | 0 | 0.364 | 1 | 1 | cs | TRUE
85 | LV_2937-17_0_3_line_85 |  | 80 | 86 | 0.0049794 | 0.125 | 0.08 | 261 | 0 | 0.364 | 1 | 1 | cs | TRUE
86 | LV_2937-17_0_3_line_86 |  | 81 | 84 | 0.014382 | 0.125 | 0.08 | 261 | 0 | 0.364 | 1 | 3 | cs | TRUE
87 | LV_2937-17_0_3_line_87 |  | 82 | 83 | 0.0040289 | 0.125 | 0.08 | 261 | 0 | 0.364 | 1 | 3 | cs | TRUE
88 | LV_2937-17_0_3_line_88 |  | 84 | 88 | 0.018876 | 0.125 | 0.08 | 261 | 0 | 0.364 | 1 | 3 | cs | TRUE
89 | LV_2937-17_0_3_line_89 |  | 85 | 87 | 0.040963 | 0.125 | 0.08 | 261 | 0 | 0.364 | 1 | 1 | cs | TRUE
90 | LV_2937-17_0_3_line_90 |  | 88 | 166 | 0.005593 | 0.125 | 0.08 | 261 | 0 | 0.364 | 1 | 3 | cs | TRUE
91 | LV_2937-17_0_3_line_91 |  | 89 | 90 | 0.022144 | 0.125 | 0.08 | 261 | 0 | 0.364 | 1 | 1 | cs | TRUE
92 | LV_2937-17_0_3_line_92 |  | 90 | 93 | 0.013421 | 0.125 | 0.08 | 261 | 0 | 0.364 | 1 | 1 | cs | TRUE
93 | LV_2937-17_0_3_line_93 |  | 91 | 92 | 0.0061581 | 0.125 | 0.08 | 261 | 0 | 0.364 | 1 | 3 | cs | TRUE
94 | LV_2937-17_0_3_line_94 |  | 92 | 174 | 0.0018831 | 0.125 | 0.08 | 261 | 0 | 0.364 | 1 | 3 | cs | TRUE
95 | LV_2937-17_0_3_line_95 |  | 94 | 95 | 0.012833 | 0.125 | 0.08 | 261 | 0 | 0.364 | 1 | 1 | cs | TRUE
96 | LV_2937-17_0_3_line_96 |  | 94 | 96 | 0.0027601 | 0.125 | 0.08 | 261 | 0 | 0.364 | 1 | 1 | cs | TRUE
97 | LV_2937-17_0_3_line_97 |  | 95 | 97 | 0.0026279 | 0.125 | 0.08 | 261 | 0 | 0.364 | 1 | 1 | cs | TRUE
98 | LV_2937-17_0_3_line_98 |  | 96 | 98 | 0.0055992 | 0.125 | 0.08 | 261 | 0 | 0.364 | 1 | 1 | cs | TRUE
99 | LV_2937-17_0_3_line_99 |  | 97 | 99 | 0.011587 | 0.125 | 0.08 | 261 | 0 | 0.364 | 1 | 1 | cs | TRUE
100 | LV_2937-17_0_3_line_100 |  | 98 | 100 | 0.014281 | 0.125 | 0.08 | 261 | 0 | 0.364 | 1 | 1 | cs | TRUE
101 | LV_2937-17_0_3_line_101 |  | 99 | 101 | 0.013482 | 0.125 | 0.08 | 261 | 0 | 0.364 | 1 | 1 | cs | TRUE
102 | LV_2937-17_0_3_line_102 |  | 100 | 102 | 0.011995 | 0.125 | 0.08 | 261 | 0 | 0.364 | 1 | 1 | cs | TRUE
103 | LV_2937-17_0_3_line_103 |  | 101 | 103 | 0.011416 | 0.125 | 0.08 | 261 | 0 | 0.364 | 1 | 1 | cs | TRUE
104 | LV_2937-17_0_3_line_104 |  | 102 | 104 | 0.011284 | 0.125 | 0.08 | 261 | 0 | 0.364 | 1 | 1 | cs | TRUE
105 | LV_2937-17_0_3_line_105 |  | 103 | 111 | 0.023364 | 0.125 | 0.08 | 261 | 0 | 0.364 | 1 | 1 | cs | TRUE
106 | LV_2937-17_0_3_line_106 |  | 104 | 105 | 0.01104 | 0.125 | 0.08 | 261 | 0 | 0.364 | 1 | 1 | cs | TRUE
107 | LV_2937-17_0_3_line_107 |  | 105 | 106 | 0.021062 | 0.125 | 0.08 | 261 | 0 | 0.364 | 1 | 1 | cs | TRUE
108 | LV_2937-17_0_3_line_108 |  | 106 | 107 | 0.011056 | 0.125 | 0.08 | 261 | 0 | 0.364 | 1 | 1 | cs | TRUE
109 | LV_2937-17_0_3_line_109 |  | 106 | 108 | 0.02015 | 0.125 | 0.08 | 261 | 0 | 0.364 | 1 | 1 | cs | TRUE
110 | LV_2937-17_0_3_line_110 |  | 107 | 109 | 0.012506 | 0.125 | 0.08 | 261 | 0 | 0.364 | 1 | 1 | cs | TRUE
111 | LV_2937-17_0_3_line_111 |  | 108 | 110 | 0.021874 | 0.125 | 0.08 | 261 | 0 | 0.364 | 1 | 1 | cs | TRUE
112 | LV_2937-17_0_3_line_112 |  | 109 | 140 | 0.018532 | 0.125 | 0.08 | 261 | 0 | 0.364 | 1 | 1 | cs | TRUE
113 | LV_2937-17_0_3_line_113 |  | 110 | 141 | 0.002998 | 0.125 | 0.08 | 261 | 0 | 0.364 | 1 | 1 | cs | TRUE
114 | LV_2937-17_0_3_line_114 |  | 111 | 112 | 0.0041804 | 0.125 | 0.08 | 261 | 0 | 0.364 | 1 | 1 | cs | TRUE
115 | LV_2937-17_0_3_line_115 |  | 112 | 113 | 0.016292 | 0.125 | 0.08 | 261 | 0 | 0.364 | 1 | 1 | cs | TRUE
116 | LV_2937-17_0_3_line_116 |  | 113 | 126 | 0.022606 | 0.125 | 0.08 | 261 | 0 | 0.364 | 1 | 1 | cs | TRUE
117 | LV_2937-17_0_3_line_117 |  | 114 | 115 | 0.017675 | 0.125 | 0.08 | 261 | 0 | 0.364 | 1 | 1 | cs | TRUE
118 | LV_2937-17_0_3_line_118 |  | 114 | 116 | 0.0068683 | 0.125 | 0.08 | 261 | 0 | 0.364 | 1 | 1 | cs | TRUE
119 | LV_2937-17_0_3_line_119 |  | 115 | 117 | 0.021594 | 0.125 | 0.08 | 261 | 0 | 0.364 | 1 | 1 | cs | TRUE
120 | LV_2937-17_0_3_line_120 |  | 116 | 118 | 0.01393 | 0.125 | 0.08 | 261 | 0 | 0.364 | 1 | 1 | cs | TRUE
121 | LV_2937-17_0_3_line_121 |  | 117 | 119 | 0.0076059 | 0.125 | 0.08 | 261 | 0 | 0.364 | 1 | 1 | cs | TRUE
122 | LV_2937-17_0_3_line_122 |  | 118 | 120 | 0.0032822 | 0.125 | 0.08 | 261 | 0 | 0.364 | 1 | 1 | cs | TRUE
123 | LV_2937-17_0_3_line_123 |  | 119 | 121 | 0.0076825 | 0.125 | 0.08 | 261 | 0 | 0.364 | 1 | 1 | cs | TRUE
124 | LV_2937-17_0_3_line_124 |  | 120 | 122 | 0.016327 | 0.125 | 0.08 | 261 | 0 | 0.364 | 1 | 1 | cs | TRUE
125 | LV_2937-17_0_3_line_125 |  | 121 | 123 | 0.0073117 | 0.125 | 0.08 | 261 | 0 | 0.364 | 1 | 1 | cs | TRUE
126 | LV_2937-17_0_3_line_126 |  | 122 | 124 | 0.036288 | 0.125 | 0.08 | 261 | 0 | 0.364 | 1 | 1 | cs | TRUE
127 | LV_2937-17_0_3_line_127 |  | 123 | 125 | 0.018946 | 0.125 | 0.08 | 261 | 0 | 0.364 | 1 | 1 | cs | TRUE
128 | LV_2937-17_0_3_line_128 |  | 124 | 131 | 0.011658 | 0.125 | 0.08 | 261 | 0 | 0.364 | 1 | 1 | cs | TRUE
129 | LV_2937-17_0_3_line_129 |  | 125 | 128 | 0.025504 | 0.125 | 0.08 | 261 | 0 | 0.364 | 1 | 1 | cs | TRUE
130 | LV_2937-17_0_3_line_130 |  | 125 | 129 | 0.045885 | 0.125 | 0.08 | 261 | 0 | 0.364 | 1 | 1 | cs | TRUE
131 | LV_2937-17_0_3_line_131 |  | 126 | 127 | 0.0026086 | 0.125 | 0.08 | 261 | 0 | 0.364 | 1 | 1 | cs | TRUE
132 | LV_2937-17_0_3_line_132 |  | 128 | 136 | 0.0075476 | 0.125 | 0.08 | 261 | 0 | 0.364 | 1 | 1 | cs | TRUE
133 | LV_2937-17_0_3_line_133 |  | 129 | 130 | 0.027976 | 0.125 | 0.08 | 261 | 0 | 0.364 | 1 | 1 | cs | TRUE
134 | LV_2937-17_0_3_line_134 |  | 130 | 135 | 0.02042 | 0.125 | 0.08 | 261 | 0 | 0.364 | 1 | 1 | cs | TRUE
135 | LV_2937-17_0_3_line_135 |  | 131 | 132 | 0.043051 | 0.125 | 0.08 | 261 | 0 | 0.364 | 1 | 1 | cs | TRUE
136 | LV_2937-17_0_3_line_136 |  | 132 | 133 | 0.0093219 | 0.125 | 0.08 | 261 | 0 | 0.364 | 1 | 1 | cs | TRUE
137 | LV_2937-17_0_3_line_137 |  | 133 | 134 | 0.028053 | 0.125 | 0.08 | 261 | 0 | 0.364 | 1 | 1 | cs | TRUE
138 | LV_2937-17_0_3_line_138 |  | 135 | 137 | 0.022192 | 0.125 | 0.08 | 261 | 0 | 0.364 | 1 | 1 | cs | TRUE
139 | LV_2937-17_0_3_line_139 |  | 136 | 138 | 0.012351 | 0.125 | 0.08 | 261 | 0 | 0.364 | 1 | 1 | cs | TRUE
140 | LV_2937-17_0_3_line_140 |  | 138 | 139 | 0.0065713 | 0.125 | 0.08 | 261 | 0 | 0.364 | 1 | 1 | cs | TRUE
141 | LV_2937-17_0_3_line_141 |  | 139 | 149 | 0.0085253 | 0.125 | 0.08 | 261 | 0 | 0.364 | 1 | 1 | cs | TRUE
142 | LV_2937-17_0_3_line_142 |  | 140 | 146 | 0.012623 | 0.125 | 0.08 | 261 | 0 | 0.364 | 1 | 1 | cs | TRUE
143 | LV_2937-17_0_3_line_143 |  | 141 | 142 | 0.0176 | 0.125 | 0.08 | 261 | 0 | 0.364 | 1 | 1 | cs | TRUE
144 | LV_2937-17_0_3_line_144 |  | 142 | 143 | 0.0087083 | 0.125 | 0.08 | 261 | 0 | 0.364 | 1 | 1 | cs | TRUE
145 | LV_2937-17_0_3_line_145 |  | 143 | 144 | 0.032796 | 0.125 | 0.08 | 261 | 0 | 0.364 | 1 | 1 | cs | TRUE
146 | LV_2937-17_0_3_line_146 |  | 143 | 145 | 0.017624 | 0.125 | 0.08 | 261 | 0 | 0.364 | 1 | 2 | cs | TRUE
147 | LV_2937-17_0_3_line_147 |  | 144 | 147 | 0.017517 | 0.125 | 0.08 | 261 | 0 | 0.364 | 1 | 1 | cs | TRUE
148 | LV_2937-17_0_3_line_148 |  | 145 | 148 | 0.018882 | 0.125 | 0.08 | 261 | 0 | 0.364 | 1 | 3 | cs | TRUE
149 | LV_2937-17_0_3_line_149 |  | 146 | 158 | 0.018267 | 0.125 | 0.08 | 261 | 0 | 0.364 | 1 | 1 | cs | TRUE
150 | LV_2937-17_0_3_line_150 |  | 147 | 151 | 0.01717 | 0.125 | 0.08 | 261 | 0 | 0.364 | 1 | 1 | cs | TRUE
151 | LV_2937-17_0_3_line_151 |  | 147 | 152 | 0.019843 | 0.125 | 0.08 | 261 | 0 | 0.364 | 1 | 1 | cs | TRUE
152 | LV_2937-17_0_3_line_152 |  | 147 | 150 | 0.021918 | 0.125 | 0.08 | 261 | 0 | 0.364 | 1 | 1 | cs | TRUE
153 | LV_2937-17_0_3_line_153 |  | 148 | 154 | 0.019324 | 0.125 | 0.08 | 261 | 0 | 0.364 | 1 | 3 | cs | TRUE
154 | LV_2937-17_0_3_line_154 |  | 149 | 150 | 0.0084481 | 0.125 | 0.08 | 261 | 0 | 0.364 | 1 | 1 | cs | TRUE
155 | LV_2937-17_0_3_line_155 |  | 151 | 153 | 0.028296 | 0.125 | 0.08 | 261 | 0 | 0.364 | 1 | 1 | cs | TRUE
156 | LV_2937-17_0_3_line_156 |  | 153 | 156 | 0.035142 | 0.125 | 0.08 | 261 | 0 | 0.364 | 1 | 1 | cs | TRUE
157 | LV_2937-17_0_3_line_157 |  | 154 | 155 | 0.0028566 | 0.125 | 0.08 | 261 | 0 | 0.364 | 1 | 3 | cs | TRUE
158 | LV_2937-17_0_3_line_158 |  | 155 | 167 | 0.018069 | 0.125 | 0.08 | 261 | 0 | 0.364 | 1 | 3 | cs | TRUE
159 | LV_2937-17_0_3_line_159 |  | 156 | 157 | 0.02458 | 0.125 | 0.08 | 261 | 0 | 0.364 | 1 | 1 | cs | TRUE
160 | LV_2937-17_0_3_line_160 |  | 157 | 171 | 0.039702 | 0.125 | 0.08 | 261 | 0 | 0.364 | 1 | 1 | cs | TRUE
161 | LV_2937-17_0_3_line_161 |  | 158 | 159 | 0.012988 | 0.125 | 0.08 | 261 | 0 | 0.364 | 1 | 1 | cs | TRUE
162 | LV_2937-17_0_3_line_162 |  | 160 | 161 | 0.012953 | 0.125 | 0.08 | 261 | 0 | 0.364 | 1 | 3 | cs | TRUE
163 | LV_2937-17_0_3_line_163 |  | 160 | 162 | 0.030003 | 0.125 | 0.08 | 261 | 0 | 0.364 | 1 | 3 | cs | TRUE
164 | LV_2937-17_0_3_line_164 |  | 161 | 163 | 0.00324 | 0.125 | 0.08 | 261 | 0 | 0.364 | 1 | 3 | cs | TRUE
165 | LV_2937-17_0_3_line_165 |  | 162 | 164 | 0.023839 | 0.125 | 0.08 | 261 | 0 | 0.364 | 1 | 3 | cs | TRUE
166 | LV_2937-17_0_3_line_166 |  | 163 | 165 | 0.031708 | 0.125 | 0.08 | 261 | 0 | 0.364 | 1 | 3 | cs | TRUE
167 | LV_2937-17_0_3_line_167 |  | 164 | 166 | 0.013218 | 0.125 | 0.08 | 261 | 0 | 0.364 | 1 | 3 | cs | TRUE
168 | LV_2937-17_0_3_line_168 |  | 165 | 168 | 0.011349 | 0.125 | 0.08 | 261 | 0 | 0.364 | 1 | 3 | cs | TRUE
169 | LV_2937-17_0_3_line_169 |  | 166 | 169 | 0.019811 | 0.125 | 0.08 | 261 | 0 | 0.364 | 1 | 3 | cs | TRUE
170 | LV_2937-17_0_3_line_170 |  | 167 | 168 | 0.020046 | 0.125 | 0.08 | 261 | 0 | 0.364 | 1 | 3 | cs | TRUE
171 | LV_2937-17_0_3_line_171 |  | 169 | 174 | 0.021375 | 0.125 | 0.08 | 261 | 0 | 0.364 | 1 | 3 | cs | TRUE
172 | LV_2937-17_0_3_line_172 |  | 170 | 171 | 0.023593 | 0.125 | 0.08 | 261 | 0 | 0.364 | 1 | 1 | cs | TRUE
173 | LV_2937-17_0_3_line_173 |  | 172 | 173 | 0.032934 | 0.125 | 0.08 | 261 | 0 | 0.364 | 1 | 1 | cs | TRUE

## trafo
| name | std_type | hv_bus | lv_bus | sn_mva | vn_hv_kv | vn_lv_kv | vk_percent | vkr_percent | pfe_kw | i0_percent | shift_degree | tap_side | tap_neutral | tap_min | tap_max | tap_step_percent | tap_step_degree | tap_pos | tap_phase_shifter | parallel | df | in_service
0 | LV_2937-17_0_3_trafo_173 | 0.63 MVA 20/0.4 kV | 175 | 91 | 0.63 | 20 | 0.4 | 6 | 1.206 | 1.65 | 0.2619 | 150 | hv | 0 | -2 | 2 | 2.5 | 0 | 0 | FALSE | 1 | 1 | TRUE

## line_geodata
| x0 | y0 | x1 | y1 | x2 | y2 | x3 | y3 | x4 | y4 | x5 | y5 | x6 | y6 | x7 | y7 | x8 | y8
0 | 2688509.9147 | 1282322.4591 | 2688542.465 | 1282303.9198
1 | 2688505.4449 | 1282319.5784 | 2688508.3391 | 1282319.8666 | 2688509.9147 | 1282322.4591
2 | 2688501.61 | 1282327.4165 | 2688505.5956 | 1282325.0409 | 2688509.9147 | 1282322.4591
3 | 2688505.4449 | 1282319.5784 | 2688498.3825 | 1282306.749
4 | 2688501.61 | 1282327.4165 | 2688503.7651 | 1282331.7318
5 | 2688493.2198 | 1282297.576 | 2688494.8895 | 1282300.4035 | 2688498.3825 | 1282306.749
6 | 2688523.0279 | 1282380.2947 | 2688518.5612 | 1282364.7142 | 2688510.8318 | 1282345.8819 | 2688503.7651 | 1282331.7318
7 | 2688460.0557 | 1282275.2702 | 2688459.8005 | 1282281.7609 | 2688469.3188 | 1282289.4992
8 | 2688460.0557 | 1282275.2702 | 2688447.0206 | 1282267.6904 | 2688432.3526 | 1282260.8311 | 2688428.3058 | 1282259.6976
9 | 2688469.3188 | 1282289.4992 | 2688453.6236 | 1282309.336
10 | 2688469.3188 | 1282289.4992 | 2688473.1024 | 1282292.5698 | 2688471.712 | 1282294.6507 | 2688469.6979 | 1282300.2586 | 2688469.355 | 1282304.0901 | 2688470.4924 | 1282305.8531 | 2688473.2561 | 1282308.3412 | 2688475.8745 | 1282308.4917 | 2688493.2198 | 1282297.576
11 | 2688428.3058 | 1282259.6976 | 2688419.7673 | 1282257.306 | 2688401.873 | 1282255.2692 | 2688393.0896 | 1282255.5645
12 | 2688523.0279 | 1282380.2947 | 2688525.0384 | 1282391.9126 | 2688526.9726 | 1282406.1206 | 2688527.5584 | 1282416.5893
13 | 2688374.9806 | 1282256.3559 | 2688382.6618 | 1282255.9151 | 2688393.0896 | 1282255.5645
14 | 2688374.3175 | 1282649.7651 | 2688373.4617 | 1282644.4005 | 2688373.7891 | 1282641.585
15 | 2688373.7891 | 1282641.585 | 2688374.4392 | 1282635.9955
16 | 2688381.6889 | 1282616.5443 | 2688377.9538 | 1282620.7586 | 2688375.3324 | 1282628.3147 | 2688374.4392 | 1282635.9955
17 | 2688381.6889 | 1282616.5443 | 2688385.6246 | 1282616.4174
18 | 2688381.6889 | 1282616.5443 | 2688358.2586 | 1282617.1683
19 | 2688404.2817 | 1282615.8161 | 2688385.6246 | 1282616.4174
20 | 2688333.9167 | 1282617.5736 | 2688347.7651 | 1282617.4477 | 2688358.2586 | 1282617.1683
21 | 2688404.8848 | 1282615.7966 | 2688404.2817 | 1282615.8161
22 | 2688333.7213 | 1282608.5741 | 2688333.9167 | 1282617.5736
23 | 2688333.9167 | 1282617.5736 | 2688334.4269 | 1282621.7191
24 | 2688406.1723 | 1282615.7551 | 2688404.8848 | 1282615.7966
25 | 2688333.7213 | 1282608.5741 | 2688321.5718 | 1282605.3919
26 | 2688336.1898 | 1282642.6459 | 2688336.1998 | 1282642.585 | 2688335.6637 | 1282631.7676 | 2688334.4269 | 1282621.7191
27 | 2688425.8045 | 1282615.9942 | 2688406.1723 | 1282615.7551
28 | 2688406.1723 | 1282615.7551 | 2688403.9697 | 1282607.4149 | 2688405.3867 | 1282597.0326
29 | 2688299.809 | 1282599.6917 | 2688321.5718 | 1282605.3919
30 | 2688336.1898 | 1282642.6459 | 2688334.7787 | 1282651.2267 | 2688333.166 | 1282657.365
31 | 2688299.809 | 1282599.6917 | 2688310.0439 | 1282566.1161 | 2688312.6006 | 1282559.5083
32 | 2688357.6334 | 1282564.9111 | 2688363.2179 | 1282556.4156 | 2688366.843 | 1282548.9837
33 | 2688373.3564 | 1282534.5659 | 2688371.43 | 1282539.5798 | 2688366.843 | 1282548.9837
34 | 2688373.3564 | 1282534.5659 | 2688378.7753 | 1282520.4623 | 2688383.9847 | 1282503.9714
35 | 2688390.6814 | 1282476.136 | 2688385.4289 | 1282499.3995 | 2688383.9847 | 1282503.9714
36 | 2688390.6814 | 1282476.136 | 2688371.7032 | 1282474.8535
37 | 2688390.6814 | 1282476.136 | 2688393.122 | 1282459.7794
38 | 2688371.7032 | 1282474.8535 | 2688366.3541 | 1282474.4921
39 | 2688394.4229 | 1282439.8139 | 2688394.5886 | 1282449.9498 | 2688393.122 | 1282459.7794
40 | 2688366.3541 | 1282474.4921 | 2688366.3541 | 1282474.4921 | 2688344.5144 | 1282481.2222
41 | 2688394.3811 | 1282437.258 | 2688394.4229 | 1282439.8139
42 | 2688323.4565 | 1282507.6825 | 2688323.7053 | 1282508.3404
43 | 2688316.6923 | 1282489.7945 | 2688323.4565 | 1282507.6825
44 | 2688316.6923 | 1282489.7945 | 2688311.1267 | 1282492.5214
45 | 2688326.1599 | 1282486.8782 | 2688316.6923 | 1282489.7945
46 | 2688278.1904 | 1282508.6592 | 2688311.1267 | 1282492.5214
47 | 2688326.1599 | 1282486.8782 | 2688344.5144 | 1282481.2222
48 | 2688326.1599 | 1282486.8782 | 2688320.7654 | 1282472.1631
49 | 2688278.1904 | 1282508.6592 | 2688275.6019 | 1282509.9275
50 | 2688425.8045 | 1282615.9942 | 2688442.6149 | 1282616.1354
51 | 2688425.8045 | 1282615.9942 | 2688425.98 | 1282625.8164 | 2688427.022 | 1282632.769
52 | 2688405.3867 | 1282597.0326 | 2688405.657 | 1282595.0518 | 2688409.012 | 1282584.7854
53 | 2688442.6149 | 1282616.1354 | 2688447.5144 | 1282585.3824
54 | 2688442.6149 | 1282616.1354 | 2688470.2732 | 1282615.2688
55 | 2688413.6957 | 1282570.4531 | 2688409.012 | 1282584.7854
56 | 2688502.0282 | 1282595.9651 | 2688495.7188 | 1282601.086 | 2688489.368 | 1282610.4654 | 2688480.7632 | 1282614.9401 | 2688470.2732 | 1282615.2688
57 | 2688413.6957 | 1282570.4531 | 2688416.691 | 1282561.2875
58 | 2688502.0282 | 1282595.9651 | 2688501.0905 | 1282582.9065 | 2688501.0719 | 1282573.6538 | 2688501.7162 | 1282565.155
59 | 2688504.7191 | 1282548.6685 | 2688502.0833 | 1282560.313 | 2688501.7162 | 1282565.155
60 | 2688508.0591 | 1282533.9133 | 2688504.7191 | 1282548.6685
61 | 2688508.0591 | 1282533.9133 | 2688510.0621 | 1282525.2471
62 | 2688515.4377 | 1282501.9889 | 2688510.0621 | 1282525.2471
63 | 2688519.9692 | 1282482.3829 | 2688515.4377 | 1282501.9889
64 | 2688523.4661 | 1282459.9142 | 2688522.7739 | 1282464.1519 | 2688520.3308 | 1282480.8185 | 2688519.9692 | 1282482.3829
65 | 2688527.7835 | 1282420.6119 | 2688527.1157 | 1282437.572 | 2688523.4661 | 1282459.9142
66 | 2688416.691 | 1282561.2875 | 2688420.3433 | 1282550.1111 | 2688421.7843 | 1282544.0077
67 | 2688423.1211 | 1282538.3453 | 2688421.7843 | 1282544.0077
68 | 2688423.1211 | 1282538.3453 | 2688427.2052 | 1282521.0465
69 | 2688427.2052 | 1282521.0465 | 2688430.816 | 1282505.7522 | 2688431.6123 | 1282500.9359
70 | 2688431.6123 | 1282500.9359 | 2688432.1352 | 1282497.7738
71 | 2688432.1352 | 1282497.7738 | 2688436.4523 | 1282471.6632
72 | 2688436.4523 | 1282471.6632 | 2688437.5366 | 1282465.1053
73 | 2688440.2901 | 1282445.5437 | 2688439.4219 | 1282453.7031 | 2688437.5366 | 1282465.1053
74 | 2688440.9081 | 1282439.7356 | 2688440.2901 | 1282445.5437
75 | 2688440.9081 | 1282439.7356 | 2688441.5353 | 1282430.9708 | 2688442.3806 | 1282418.684 | 2688442.3806 | 1282418.684
76 | 2688440.9081 | 1282439.7356 | 2688428.6603 | 1282439.2626 | 2688408.0529 | 1282434.4161
77 | 2688434.0777 | 1282394.0272 | 2688440.6915 | 1282407.6492 | 2688442.3806 | 1282418.684
78 | 2688394.3811 | 1282437.258 | 2688405.6541 | 1282438.1389 | 2688408.0529 | 1282434.4161
79 | 2688404.6151 | 1282371.2768 | 2688422.9848 | 1282383.6407 | 2688434.0777 | 1282394.0272
80 | 2688394.3811 | 1282437.258 | 2688392.1888 | 1282430.2301 | 2688384.3278 | 1282423.1506 | 2688381.0578 | 1282421.1003
81 | 2688404.6151 | 1282371.2768 | 2688371.8826 | 1282355.0267
82 | 2688404.6151 | 1282371.2768 | 2688411.1469 | 1282363.0213
83 | 2688369.8444 | 1282414.0691 | 2688381.0578 | 1282421.1003
84 | 2688371.8826 | 1282355.0267 | 2688364.447 | 1282351.3353 | 2688343.4559 | 1282346.5228
85 | 2688414.2366 | 1282359.1164 | 2688411.1469 | 1282363.0213
86 | 2688369.8444 | 1282414.0691 | 2688366.7936 | 1282412.1561 | 2688356.5431 | 1282408.8154
87 | 2688527.7835 | 1282420.6119 | 2688527.5584 | 1282416.5893
88 | 2688338.5964 | 1282402.9665 | 2688356.5431 | 1282408.8154
89 | 2688343.4559 | 1282346.5228 | 2688331.4895 | 1282343.7794 | 2688311.1431 | 1282344.0303 | 2688302.887 | 1282345.1958
90 | 2688333.2787 | 1282401.2334 | 2688338.5964 | 1282402.9665
91 | 2688255.7161 | 1282519.6708 | 2688275.6019 | 1282509.9275
92 | 2688243.6636 | 1282525.5762 | 2688255.7161 | 1282519.6708
93 | 2688321.6244 | 1282449.0612 | 2688323.0823 | 1282443.0781
94 | 2688323.5281 | 1282441.2485 | 2688323.0823 | 1282443.0781
95 | 2688157.8152 | 1282565.1765 | 2688152.6296 | 1282576.9149
96 | 2688157.8152 | 1282565.1765 | 2688158.9306 | 1282562.6518
97 | 2688151.5677 | 1282579.3186 | 2688152.6296 | 1282576.9149
98 | 2688161.1932 | 1282557.5301 | 2688158.9306 | 1282562.6518
99 | 2688151.5677 | 1282579.3186 | 2688146.8856 | 1282589.9172
100 | 2688161.1932 | 1282557.5301 | 2688166.2075 | 1282546.1795 | 2688167.3027 | 1282544.6617
101 | 2688142.5581 | 1282602.6854 | 2688146.8856 | 1282589.9172 | 2688146.8856 | 1282589.9172
102 | 2688174.3219 | 1282534.9345 | 2688167.3027 | 1282544.6617
103 | 2688142.5581 | 1282602.6854 | 2688138.8937 | 1282613.4973
104 | 2688174.3219 | 1282534.9345 | 2688180.925 | 1282525.7837
105 | 2688131.3941 | 1282635.6249 | 2688138.8937 | 1282613.4973
106 | 2688187.3849 | 1282516.8314 | 2688180.925 | 1282525.7837
107 | 2688199.7095 | 1282499.7518 | 2688187.3849 | 1282516.8314
108 | 2688199.7095 | 1282499.7518 | 2688207.8906 | 1282492.3157
109 | 2688199.7095 | 1282499.7518 | 2688189.0979 | 1282482.6225
110 | 2688217.1453 | 1282483.9039 | 2688207.8906 | 1282492.3157
111 | 2688189.0979 | 1282482.6225 | 2688177.5782 | 1282464.0274
112 | 2688217.1453 | 1282483.9039 | 2688230.8591 | 1282471.439
113 | 2688177.5782 | 1282464.0274 | 2688175.9994 | 1282461.4788
114 | 2688132.6108 | 1282639.6243 | 2688131.3941 | 1282635.6249
115 | 2688132.6108 | 1282639.6243 | 2688135.1503 | 1282639.0173 | 2688143.0308 | 1282637.2669 | 2688148.5663 | 1282638.1691
116 | 2688171.0704 | 1282639.7605 | 2688170.464 | 1282639.5569 | 2688152.7237 | 1282638.8466 | 2688148.5663 | 1282638.1691
117 | 2688100.3815 | 1282549.2434 | 2688107.9599 | 1282533.2752
118 | 2688100.3815 | 1282549.2434 | 2688097.4366 | 1282555.4484
119 | 2688107.9599 | 1282533.2752 | 2688117.2185 | 1282513.7668
120 | 2688097.4366 | 1282555.4484 | 2688097.4366 | 1282555.4484 | 2688085.4639 | 1282548.3271
121 | 2688117.2185 | 1282513.7668 | 2688120.4796 | 1282506.8954 | 2688120.4796 | 1282506.8954
122 | 2688085.4639 | 1282548.3271 | 2688082.643 | 1282546.6492
123 | 2688120.4796 | 1282506.8954 | 2688113.7306 | 1282503.2251
124 | 2688068.6106 | 1282538.3029 | 2688082.643 | 1282546.6492
125 | 2688107.3073 | 1282499.7319 | 2688113.7306 | 1282503.2251
126 | 2688053.7145 | 1282569.3294 | 2688061.2951 | 1282560.5239 | 2688064.554 | 1282540.9335 | 2688068.6106 | 1282538.3029
127 | 2688090.6634 | 1282490.6803 | 2688107.3073 | 1282499.7319
128 | 2688053.7145 | 1282569.3294 | 2688057.8089 | 1282580.2444
129 | 2688090.6634 | 1282490.6803 | 2688100.6451 | 1282467.2107
130 | 2688053.7631 | 1282514.3383 | 2688066.3627 | 1282510.3564 | 2688074.9673 | 1282507.3935 | 2688082.4253 | 1282503.2792 | 2688090.6634 | 1282490.6803
131 | 2688173.5432 | 1282640.591 | 2688171.0704 | 1282639.7605
132 | 2688100.6451 | 1282467.2107 | 2688102.0885 | 1282463.8168 | 2688103.7566 | 1282460.3363
133 | 2688053.7631 | 1282514.3383 | 2688049.4836 | 1282486.6917
134 | 2688049.4836 | 1282486.6917 | 2688046.36 | 1282466.5124
135 | 2688049.7285 | 1282622.4934 | 2688054.5645 | 1282601.8812 | 2688057.8089 | 1282580.2444
136 | 2688049.7285 | 1282622.4934 | 2688046.4064 | 1282631.2033
137 | 2688046.4064 | 1282631.2033 | 2688036.4091 | 1282657.4142
138 | 2688046.36 | 1282466.5124 | 2688045.4156 | 1282460.4117 | 2688043.2141 | 1282444.5449
139 | 2688109.095 | 1282449.1982 | 2688103.7566 | 1282460.3363
140 | 2688109.095 | 1282449.1982 | 2688111.9351 | 1282443.2723
141 | 2688111.9351 | 1282443.2723 | 2688115.6198 | 1282435.5844
142 | 2688240.2004 | 1282462.9483 | 2688230.8591 | 1282471.439
143 | 2688170.9316 | 1282445.1699 | 2688171.5329 | 1282454.269 | 2688175.9994 | 1282461.4788
144 | 2688170.3574 | 1282436.4805 | 2688170.9316 | 1282445.1699
145 | 2688170.3574 | 1282436.4805 | 2688143.2322 | 1282418.0465
146 | 2688170.3574 | 1282436.4805 | 2688182.2082 | 1282423.4358
147 | 2688128.7443 | 1282408.2007 | 2688143.2322 | 1282418.0465
148 | 2688182.2082 | 1282423.4358 | 2688194.905 | 1282409.4599
149 | 2688240.2004 | 1282462.9483 | 2688253.7179 | 1282450.6618
150 | 2688128.7443 | 1282408.2007 | 2688137.6776 | 1282393.5381
151 | 2688128.7443 | 1282408.2007 | 2688114.3018 | 1282394.5929
152 | 2688128.7443 | 1282408.2007 | 2688119.2711 | 1282427.9661
153 | 2688194.905 | 1282409.4599 | 2688207.899 | 1282395.1568
154 | 2688119.2711 | 1282427.9661 | 2688115.6198 | 1282435.5844
155 | 2688137.6776 | 1282393.5381 | 2688152.3997 | 1282369.3737
156 | 2688152.3997 | 1282369.3737 | 2688163.5098 | 1282351.1381 | 2688173.4847 | 1282341.619
157 | 2688209.9988 | 1282393.2261 | 2688208.4026 | 1282394.6025 | 2688207.899 | 1282395.1568
158 | 2688209.9988 | 1282393.2261 | 2688223.683 | 1282381.4265
159 | 2688191.27 | 1282324.6527 | 2688184.3681 | 1282331.2329 | 2688173.4847 | 1282341.619
160 | 2688191.27 | 1282324.6527 | 2688223.1429 | 1282300.8535
161 | 2688253.7179 | 1282450.6618 | 2688263.3294 | 1282441.9257
162 | 2688266.5428 | 1282404.8592 | 2688261.3824 | 1282392.9789
163 | 2688266.5428 | 1282404.8592 | 2688288.6616 | 1282401.0649 | 2688296.2224 | 1282401.0935
164 | 2688260.0916 | 1282390.0072 | 2688261.3824 | 1282392.9789
165 | 2688320.0612 | 1282401.1835 | 2688296.2224 | 1282401.0935
166 | 2688247.4593 | 1282360.9247 | 2688260.0916 | 1282390.0072
167 | 2688333.2787 | 1282401.2334 | 2688320.0612 | 1282401.1835
168 | 2688247.4593 | 1282360.9247 | 2688238.8641 | 1282368.3362
169 | 2688333.2787 | 1282401.2334 | 2688328.5886 | 1282420.481
170 | 2688223.683 | 1282381.4265 | 2688238.8641 | 1282368.3362
171 | 2688323.5281 | 1282441.2485 | 2688328.5886 | 1282420.481
172 | 2688223.1429 | 1282300.8535 | 2688231.9954 | 1282322.7226
173 | 2688374.9806 | 1282256.3559 | 2688367.9007 | 1282288.52

## bus_geodata
| x | y | coords
0 | 2688542.465 | 1282303.9198
1 | 2688509.9147 | 1282322.4591
2 | 2688505.4449 | 1282319.5784
3 | 2688501.61 | 1282327.4165
4 | 2688498.3825 | 1282306.749
5 | 2688503.7651 | 1282331.7318
6 | 2688460.0557 | 1282275.2702
7 | 2688469.3188 | 1282289.4992
8 | 2688428.3058 | 1282259.6976
9 | 2688493.2198 | 1282297.576
10 | 2688523.0279 | 1282380.2947
11 | 2688453.6236 | 1282309.336
12 | 2688393.0896 | 1282255.5645
13 | 2688374.3175 | 1282649.7651
14 | 2688373.7891 | 1282641.585
15 | 2688374.4392 | 1282635.9955
16 | 2688381.6889 | 1282616.5443
17 | 2688385.6246 | 1282616.4174
18 | 2688358.2586 | 1282617.1683
19 | 2688404.2817 | 1282615.8161
20 | 2688333.9167 | 1282617.5736
21 | 2688404.8848 | 1282615.7966
22 | 2688333.7213 | 1282608.5741
23 | 2688334.4269 | 1282621.7191
24 | 2688406.1723 | 1282615.7551
25 | 2688321.5718 | 1282605.3919
26 | 2688336.1898 | 1282642.6459
27 | 2688333.166 | 1282657.365
28 | 2688299.809 | 1282599.6917
29 | 2688357.6334 | 1282564.9111
30 | 2688366.843 | 1282548.9837
31 | 2688373.3564 | 1282534.5659
32 | 2688383.9847 | 1282503.9714
33 | 2688390.6814 | 1282476.136
34 | 2688371.7032 | 1282474.8535
35 | 2688393.122 | 1282459.7794
36 | 2688312.6006 | 1282559.5083
37 | 2688366.3541 | 1282474.4921
38 | 2688394.4229 | 1282439.8139
39 | 2688323.7053 | 1282508.3404
40 | 2688323.4565 | 1282507.6825
41 | 2688316.6923 | 1282489.7945
42 | 2688311.1267 | 1282492.5214
43 | 2688326.1599 | 1282486.8782
44 | 2688278.1904 | 1282508.6592
45 | 2688344.5144 | 1282481.2222
46 | 2688320.7654 | 1282472.1631
47 | 2688425.8045 | 1282615.9942
48 | 2688405.3867 | 1282597.0326
49 | 2688442.6149 | 1282616.1354
50 | 2688427.022 | 1282632.769
51 | 2688409.012 | 1282584.7854
52 | 2688447.5144 | 1282585.3824
53 | 2688470.2732 | 1282615.2688
54 | 2688413.6957 | 1282570.4531
55 | 2688502.0282 | 1282595.9651
56 | 2688501.7162 | 1282565.155
57 | 2688504.7191 | 1282548.6685
58 | 2688508.0591 | 1282533.9133
59 | 2688510.0621 | 1282525.2471
60 | 2688515.4377 | 1282501.9889
61 | 2688519.9692 | 1282482.3829
62 | 2688523.4661 | 1282459.9142
63 | 2688416.691 | 1282561.2875
64 | 2688421.7843 | 1282544.0077
65 | 2688423.1211 | 1282538.3453
66 | 2688427.2052 | 1282521.0465
67 | 2688431.6123 | 1282500.9359
68 | 2688432.1352 | 1282497.7738
69 | 2688436.4523 | 1282471.6632
70 | 2688437.5366 | 1282465.1053
71 | 2688440.2901 | 1282445.5437
72 | 2688440.9081 | 1282439.7356
73 | 2688442.3806 | 1282418.684
74 | 2688408.0529 | 1282434.4161
75 | 2688434.0777 | 1282394.0272
76 | 2688394.3811 | 1282437.258
77 | 2688404.6151 | 1282371.2768
78 | 2688381.0578 | 1282421.1003
79 | 2688371.8826 | 1282355.0267
80 | 2688411.147 | 1282363.0213
81 | 2688369.8444 | 1282414.0691
82 | 2688527.7835 | 1282420.6119
83 | 2688527.5584 | 1282416.5893
84 | 2688356.5431 | 1282408.8154
85 | 2688343.4559 | 1282346.5228
86 | 2688414.2366 | 1282359.1164
87 | 2688302.887 | 1282345.1958
88 | 2688338.5964 | 1282402.9665
89 | 2688275.6019 | 1282509.9275
90 | 2688255.7161 | 1282519.6708
91 | 2688321.6244 | 1282449.0612
92 | 2688323.0823 | 1282443.0781
93 | 2688243.6636 | 1282525.5762
94 | 2688157.8152 | 1282565.1765
95 | 2688152.6296 | 1282576.9149
96 | 2688158.9306 | 1282562.6518
97 | 2688151.5677 | 1282579.3186
98 | 2688161.1932 | 1282557.5301
99 | 2688146.8856 | 1282589.9172
100 | 2688167.3027 | 1282544.6617
101 | 2688142.5581 | 1282602.6854
102 | 2688174.3219 | 1282534.9345
103 | 2688138.8937 | 1282613.4973
104 | 2688180.925 | 1282525.7837
105 | 2688187.3849 | 1282516.8314
106 | 2688199.7095 | 1282499.7518
107 | 2688207.8906 | 1282492.3157
108 | 2688189.0979 | 1282482.6225
109 | 2688217.1453 | 1282483.9039
110 | 2688177.5782 | 1282464.0274
111 | 2688131.3941 | 1282635.6249
112 | 2688132.6108 | 1282639.6243
113 | 2688148.5663 | 1282638.1691
114 | 2688100.3815 | 1282549.2434
115 | 2688107.9599 | 1282533.2752
116 | 2688097.4366 | 1282555.4484
117 | 2688117.2185 | 1282513.7668
118 | 2688085.4639 | 1282548.3271
119 | 2688120.4796 | 1282506.8954
120 | 2688082.643 | 1282546.6492
121 | 2688113.7306 | 1282503.2251
122 | 2688068.6106 | 1282538.3029
123 | 2688107.3073 | 1282499.7319
124 | 2688053.7145 | 1282569.3294
125 | 2688090.6634 | 1282490.6803
126 | 2688171.0704 | 1282639.7605
127 | 2688173.5432 | 1282640.591
128 | 2688100.6451 | 1282467.2107
129 | 2688053.7631 | 1282514.3383
130 | 2688049.4836 | 1282486.6917
131 | 2688057.8089 | 1282580.2444
132 | 2688049.7285 | 1282622.4934
133 | 2688046.4064 | 1282631.2033
134 | 2688036.4091 | 1282657.4142
135 | 2688046.36 | 1282466.5124
136 | 2688103.7566 | 1282460.3363
137 | 2688043.2141 | 1282444.5449
138 | 2688109.095 | 1282449.1982
139 | 2688111.9351 | 1282443.2723
140 | 2688230.8591 | 1282471.439
141 | 2688175.9994 | 1282461.4788
142 | 2688170.9316 | 1282445.1699
143 | 2688170.3574 | 1282436.4805
144 | 2688143.2322 | 1282418.0465
145 | 2688182.2082 | 1282423.4358
146 | 2688240.2004 | 1282462.9483
147 | 2688128.7443 | 1282408.2007
148 | 2688194.905 | 1282409.4599
149 | 2688115.6198 | 1282435.5844
150 | 2688119.2711 | 1282427.9661
151 | 2688137.6776 | 1282393.5381
152 | 2688114.3018 | 1282394.5929
153 | 2688152.3997 | 1282369.3737
154 | 2688207.899 | 1282395.1568
155 | 2688209.9988 | 1282393.2261
156 | 2688173.4847 | 1282341.619
157 | 2688191.27 | 1282324.6527
158 | 2688253.7179 | 1282450.6618
159 | 2688263.3294 | 1282441.9257
160 | 2688266.5428 | 1282404.8592
161 | 2688261.3824 | 1282392.9789
162 | 2688296.2224 | 1282401.0935
163 | 2688260.0916 | 1282390.0072
164 | 2688320.0612 | 1282401.1835
165 | 2688247.4593 | 1282360.9247
166 | 2688333.2787 | 1282401.2334
167 | 2688223.683 | 1282381.4265
168 | 2688238.8641 | 1282368.3362
169 | 2688328.5886 | 1282420.481
170 | 2688231.9954 | 1282322.7226
171 | 2688223.1429 | 1282300.8535
172 | 2688374.9806 | 1282256.3559
173 | 2688367.9007 | 1282288.52
174 | 2688323.5281 | 1282441.2485
175 | 2688326.1599 | 1282486.8782

## line_std_types
| c_nf_per_km | r_ohm_per_km | x_ohm_per_km | max_i_ka | type | q_mm2 | alpha | voltage_rating
NAYY 4x50 SE | 210 | 0.642 | 0.083 | 0.142 | cs | 50 | 0.00403 | LV
NAYY 4x120 SE | 264 | 0.225 | 0.08 | 0.242 | cs | 120 | 0.00403 | LV
NAYY 4x150 SE | 261 | 0.208 | 0.08 | 0.27 | cs | 150 | 0.00403 | LV
NA2XS2Y 1x95 RM/25 12/20 kV | 216 | 0.313 | 0.132 | 0.252 | cs | 95 | 0.00403 | MV
NA2XS2Y 1x185 RM/25 12/20 kV | 273 | 0.161 | 0.117 | 0.362 | cs | 185 | 0.00403 | MV
NA2XS2Y 1x240 RM/25 12/20 kV | 304 | 0.122 | 0.112 | 0.421 | cs | 240 | 0.00403 | MV
NA2XS2Y 1x95 RM/25 6/10 kV | 315 | 0.313 | 0.123 | 0.249 | cs | 95 | 0.00403 | MV
NA2XS2Y 1x185 RM/25 6/10 kV | 406 | 0.161 | 0.11 | 0.358 | cs | 185 | 0.00403 | MV
NA2XS2Y 1x240 RM/25 6/10 kV | 456 | 0.122 | 0.105 | 0.416 | cs | 240 | 0.00403 | MV
NA2XS2Y 1x150 RM/25 12/20 kV | 250 | 0.206 | 0.116 | 0.319 | cs | 150 | 0.00403 | MV
NA2XS2Y 1x120 RM/25 12/20 kV | 230 | 0.253 | 0.119 | 0.283 | cs | 120 | 0.00403 | MV
NA2XS2Y 1x70 RM/25 12/20 kV | 190 | 0.443 | 0.132 | 0.22 | cs | 70 | 0.00403 | MV
NA2XS2Y 1x150 RM/25 6/10 kV | 360 | 0.206 | 0.11 | 0.315 | cs | 150 | 0.00403 | MV
NA2XS2Y 1x120 RM/25 6/10 kV | 340 | 0.253 | 0.113 | 0.28 | cs | 120 | 0.00403 | MV
NA2XS2Y 1x70 RM/25 6/10 kV | 280 | 0.443 | 0.123 | 0.217 | cs | 70 | 0.00403 | MV
N2XS(FL)2Y 1x120 RM/35 64/110 kV | 112 | 0.153 | 0.166 | 0.366 | cs | 120 | 0.00393 | HV
N2XS(FL)2Y 1x185 RM/35 64/110 kV | 125 | 0.099 | 0.156 | 0.457 | cs | 185 | 0.00393 | HV
N2XS(FL)2Y 1x240 RM/35 64/110 kV | 135 | 0.075 | 0.149 | 0.526 | cs | 240 | 0.00393 | HV
N2XS(FL)2Y 1x300 RM/35 64/110 kV | 144 | 0.06 | 0.144 | 0.588 | cs | 300 | 0.00393 | HV
15-AL1/3-ST1A 0.4 | 11 | 1.8769 | 0.35 | 0.105 | ol | 16 | 0.00403 | LV
24-AL1/4-ST1A 0.4 | 11.25 | 1.2012 | 0.335 | 0.14 | ol | 24 | 0.00403 | LV
48-AL1/8-ST1A 0.4 | 12.2 | 0.5939 | 0.3 | 0.21 | ol | 48 | 0.00403 | LV
94-AL1/15-ST1A 0.4 | 13.2 | 0.306 | 0.29 | 0.35 | ol | 94 | 0.00403 | LV
34-AL1/6-ST1A 10.0 | 9.7 | 0.8342 | 0.36 | 0.17 | ol | 34 | 0.00403 | MV
48-AL1/8-ST1A 10.0 | 10.1 | 0.5939 | 0.35 | 0.21 | ol | 48 | 0.00403 | MV
70-AL1/11-ST1A 10.0 | 10.4 | 0.4132 | 0.339 | 0.29 | ol | 70 | 0.00403 | MV
94-AL1/15-ST1A 10.0 | 10.75 | 0.306 | 0.33 | 0.35 | ol | 94 | 0.00403 | MV
122-AL1/20-ST1A 10.0 | 11.1 | 0.2376 | 0.323 | 0.41 | ol | 122 | 0.00403 | MV
149-AL1/24-ST1A 10.0 | 11.25 | 0.194 | 0.315 | 0.47 | ol | 149 | 0.00403 | MV
34-AL1/6-ST1A 20.0 | 9.15 | 0.8342 | 0.382 | 0.17 | ol | 34 | 0.00403 | MV
48-AL1/8-ST1A 20.0 | 9.5 | 0.5939 | 0.372 | 0.21 | ol | 48 | 0.00403 | MV
70-AL1/11-ST1A 20.0 | 9.7 | 0.4132 | 0.36 | 0.29 | ol | 70 | 0.00403 | MV
94-AL1/15-ST1A 20.0 | 10 | 0.306 | 0.35 | 0.35 | ol | 94 | 0.00403 | MV
122-AL1/20-ST1A 20.0 | 10.3 | 0.2376 | 0.344 | 0.41 | ol | 122 | 0.00403 | MV
149-AL1/24-ST1A 20.0 | 10.5 | 0.194 | 0.337 | 0.47 | ol | 149 | 0.00403 | MV
184-AL1/30-ST1A 20.0 | 10.75 | 0.1571 | 0.33 | 0.535 | ol | 184 | 0.00403 | MV
243-AL1/39-ST1A 20.0 | 11 | 0.1188 | 0.32 | 0.645 | ol | 243 | 0.00403 | MV
48-AL1/8-ST1A 110.0 | 8 | 0.5939 | 0.46 | 0.21 | ol | 48 | 0.00403 | HV
70-AL1/11-ST1A 110.0 | 8.4 | 0.4132 | 0.45 | 0.29 | ol | 70 | 0.00403 | HV
94-AL1/15-ST1A 110.0 | 8.65 | 0.306 | 0.44 | 0.35 | ol | 94 | 0.00403 | HV
122-AL1/20-ST1A 110.0 | 8.5 | 0.2376 | 0.43 | 0.41 | ol | 122 | 0.00403 | HV
149-AL1/24-ST1A 110.0 | 8.75 | 0.194 | 0.41 | 0.47 | ol | 149 | 0.00403 | HV
184-AL1/30-ST1A 110.0 | 8.8 | 0.1571 | 0.4 | 0.535 | ol | 184 | 0.00403 | HV
243-AL1/39-ST1A 110.0 | 9 | 0.1188 | 0.39 | 0.645 | ol | 243 | 0.00403 | HV
305-AL1/39-ST1A 110.0 | 9.2 | 0.0949 | 0.38 | 0.74 | ol | 305 | 0.00403 | HV
490-AL1/64-ST1A 110.0 | 9.75 | 0.059 | 0.37 | 0.96 | ol | 490 | 0.00403 | HV
679-AL1/86-ST1A 110.0 | 9.95 | 0.042 | 0.36 | 1.15 | ol | 679 | 0.00403 | HV
490-AL1/64-ST1A 220.0 | 10 | 0.059 | 0.285 | 0.96 | ol | 490 | 0.00403 | HV
679-AL1/86-ST1A 220.0 | 11.7 | 0.042 | 0.275 | 1.15 | ol | 679 | 0.00403 | HV
490-AL1/64-ST1A 380.0 | 11 | 0.059 | 0.253 | 0.96 | ol | 490 | 0.00403 | HV
679-AL1/86-ST1A 380.0 | 14.6 | 0.042 | 0.25 | 1.15 | ol | 679 | 0.00403 | HV

## trafo_std_types
| i0_percent | pfe_kw | vkr_percent | sn_mva | vn_lv_kv | vn_hv_kv | vk_percent | shift_degree | vector_group | tap_side | tap_neutral | tap_min | tap_max | tap_step_degree | tap_step_percent | tap_phase_shifter
160 MVA 380/110 kV | 0.06 | 60 | 0.25 | 160 | 110 | 380 | 12.2 | 0 | Yy0 | hv | 0 | -9 | 9 | 0 | 1.5 | FALSE
100 MVA 220/110 kV | 0.06 | 55 | 0.26 | 100 | 110 | 220 | 12 | 0 | Yy0 | hv | 0 | -9 | 9 | 0 | 1.5 | FALSE
63 MVA 110/20 kV | 0.04 | 22 | 0.32 | 63 | 20 | 110 | 18 | 150 | YNd5 | hv | 0 | -9 | 9 | 0 | 1.5 | FALSE
40 MVA 110/20 kV | 0.05 | 18 | 0.34 | 40 | 20 | 110 | 16.2 | 150 | YNd5 | hv | 0 | -9 | 9 | 0 | 1.5 | FALSE
25 MVA 110/20 kV | 0.07 | 14 | 0.41 | 25 | 20 | 110 | 12 | 150 | YNd5 | hv | 0 | -9 | 9 | 0 | 1.5 | FALSE
63 MVA 110/10 kV | 0.04 | 22 | 0.32 | 63 | 10 | 110 | 18 | 150 | YNd5 | hv | 0 | -9 | 9 | 0 | 1.5 | FALSE
40 MVA 110/10 kV | 0.05 | 18 | 0.34 | 40 | 10 | 110 | 16.2 | 150 | YNd5 | hv | 0 | -9 | 9 | 0 | 1.5 | FALSE
25 MVA 110/10 kV | 0.07 | 14 | 0.41 | 25 | 10 | 110 | 12 | 150 | YNd5 | hv | 0 | -9 | 9 | 0 | 1.5 | FALSE
0.25 MVA 20/0.4 kV | 0.32 | 0.8 | 1.44 | 0.25 | 0.4 | 20 | 6 | 150 | Yzn5 | hv | 0 | -2 | 2 | 0 | 2.5 | FALSE
0.4 MVA 20/0.4 kV | 0.3375 | 1.35 | 1.425 | 0.4 | 0.4 | 20 | 6 | 150 | Dyn5 | hv | 0 | -2 | 2 | 0 | 2.5 | FALSE
0.63 MVA 20/0.4 kV | 0.2619 | 1.65 | 1.206 | 0.63 | 0.4 | 20 | 6 | 150 | Dyn5 | hv | 0 | -2 | 2 | 0 | 2.5 | FALSE
0.25 MVA 10/0.4 kV | 0.24 | 0.6 | 1.2 | 0.25 | 0.4 | 10 | 4 | 150 | Dyn5 | hv | 0 | -2 | 2 | 0 | 2.5 | FALSE
0.4 MVA 10/0.4 kV | 0.2375 | 0.95 | 1.325 | 0.4 | 0.4 | 10 | 4 | 150 | Dyn5 | hv | 0 | -2 | 2 | 0 | 2.5 | FALSE
0.63 MVA 10/0.4 kV | 0.1873 | 1.18 | 1.0794 | 0.63 | 0.4 | 10 | 4 | 150 | Dyn5 | hv | 0 | -2 | 2 | 0 | 2.5 | FALSE

## trafo3w_std_types
| sn_hv_mva | sn_mv_mva | sn_lv_mva | vn_hv_kv | vn_mv_kv | vn_lv_kv | vk_hv_percent | vk_mv_percent | vk_lv_percent | vkr_hv_percent | vkr_mv_percent | vkr_lv_percent | pfe_kw | i0_percent | shift_mv_degree | shift_lv_degree | vector_group | tap_side | tap_neutral | tap_min | tap_max | tap_step_percent
63/25/38 MVA 110/20/10 kV | 63 | 25 | 38 | 110 | 20 | 10 | 10.4 | 10.4 | 10.4 | 0.28 | 0.32 | 0.35 | 35 | 0.89 | 0 | 0 | YN0yn0yn0 | hv | 0 | -10 | 10 | 1.2
63/25/38 MVA 110/10/10 kV | 63 | 25 | 38 | 110 | 10 | 10 | 10.4 | 10.4 | 10.4 | 0.28 | 0.32 | 0.35 | 35 | 0.89 | 0 | 0 | YN0yn0yn0 | hv | 0 | -10 | 10 | 1.2

## fuse_std_types
| fuse_type | i_rated_a | t_avg | t_min | t_total | x_avg | x_min | x_total
HV 100A | HV 100A | 100 | 0 | [10.0, 3.64, 0.854, 0.281, 0.1, 0.0531, 0.022, 0.01] | [10.0, 4.267, 1.21, 0.403, 0.1, 0.058, 0.022, 0.01] | 0 | [300.0, 350.0, 450.0, 550.0, 700.0, 850.0, 1200.0, 1752.0] | [600.0, 700.0, 900.0, 1150.0, 1665.0, 2000.0, 3000.0, 4313.0]
HV 10A | HV 10A | 10 | 0 | [10.0, 1675.0, 0.344, 0.156, 0.1, 0.0417, 0.0171, 0.01] | [10.0, 1.3, 0.3, 0.155, 0.1, 0.0555, 0.023, 0.01] | 0 | [30.0, 32.0, 35.0, 37.0, 39.0, 50.0, 70.0, 88.0] | [60.0, 70.0, 80.0, 87.0, 94.0, 110.0, 150.0, 216.0]
HV 125A | HV 125A | 125 | 0 | [10.0, 1.82, 0.344, 0.1, 0.0467, 0.0269, 0.01] | [10.0, 2.478, 0.426, 0.1, 0.0427, 0.0211, 0.01] | 0 | [375.0, 500.0, 700.0, 925.0, 1200.0, 1500.0, 2341.0] | [750.0, 1000.0, 1500.0, 2200.0, 3000.0, 4000.0, 5765.0]
HV 160A | HV 160A | 160 | 0 | [10.0, 4.15, 1.03, 0.198, 0.1, 0.051, 0.0172, 0.01] | [10.0, 2.3, 0.734, 0.274, 0.1, 0.046, 0.0177, 0.01] | 0 | [480.0, 550.0, 700.0, 1000.0, 1260.0, 1600.0, 2500.0, 3227.0] | [960.0, 1300.0, 1700.0, 2200.0, 2996.0, 4000.0, 6000.0, 7946.0]
HV 16A | HV 16A | 16 | 0 | [10.0, 0.352, 0.164, 0.1, 0.0649, 0.0342, 0.01] | [10.0, 2.34, 0.722, 0.181, 0.1, 0.055, 0.0296, 0.01] | 0 | [48.0, 60.0, 65.0, 71.0, 80.0, 100.0, 162.0] | [96.0, 110.0, 125.0, 150.0, 168.0, 200.0, 250.0, 398.0]
HV 200A | HV 200A | 200 | 0 | [10.0, 4.267, 1.21, 0.403, 0.1, 0.058, 0.022, 0.01] | [10.0, 3.73, 1.654, 0.328, 0.1, 0.0531, 0.019, 0.01] | 0 | [600.0, 700.0, 900.0, 1150.0, 1665.0, 2000.0, 3000.0, 4313.0] | [1200.0, 1500.0, 1800.0, 2700.0, 3960.0, 5000.0, 7500.0, 10620.0]
HV 20A | HV 20A | 20 | 0 | [10.0, 1.3, 0.3, 0.155, 0.1, 0.0555, 0.023, 0.01] | [10.0, 1.3, 0.161, 0.1, 0.0611, 0.0399, 0.0141, 0.01] | 0 | [60.0, 70.0, 80.0, 87.0, 94.0, 110.0, 150.0, 216.0] | [120.0, 150.0, 200.0, 223.0, 260.0, 300.0, 450.0, 532.0]
HV 25A | HV 25A | 25 | 0 | [10.0, 2.512, 0.833, 0.299, 0.1, 0.0372, 0.0223, 0.01] | [10.0, 3.125, 0.597, 0.198, 0.1, 0.0378, 0.022, 0.01] | 0 | [75.0, 82.0, 90.0, 100.0, 124.0, 170.0, 200.0, 289.0] | [150.0, 170.0, 210.0, 250.0, 294.0, 400.0, 500.0, 711.0]
HV 31.5A | HV 31.5A | 31.5 | 0 | [10.0, 2.34, 0.722, 0.181, 0.1, 0.055, 0.0296, 0.01] | [10.0, 2.84, 0.368, 0.164, 0.1, 0.0621, 0.0378, 0.0195, 0.01] | 0 | [95.0, 110.0, 125.0, 150.0, 165.0, 200.0, 250.0, 390.0] | [189.0, 220.0, 300.0, 350.0, 393.0, 450.0, 530.0, 700.0, 960.0]
HV 40A | HV 40A | 40 | 0 | [10.0, 1.3, 0.161, 0.1, 0.0611, 0.0399, 0.0141, 0.01] | [10.0, 2.05, 0.369, 0.198, 0.1, 0.051, 0.0298, 0.01] | 0 | [120.0, 150.0, 200.0, 223.0, 260.0, 300.0, 450.0, 532.0] | [240.0, 300.0, 400.0, 450.0, 530.0, 650.0, 800.0, 1311.0]
HV 50A | HV 50A | 50 | 0 | [10.0, 3.215, 0.597, 0.198, 0.1, 0.0378, 0.022, 0.01] | [10.0, 3.64, 0.854, 0.281, 0.1, 0.0531, 0.022, 0.01] | 0 | [150.0, 170.0, 210.0, 250.0, 294.0, 400.0, 500.0, 711.0] | [300.0, 350.0, 450.0, 550.0, 700.0, 850.0, 1200.0, 1752.0]
HV 6.3A | HV 6.3A | 6.3 | 0 | [10.0, 1.39, 0.344, 0.168, 0.1, 0.056, 0.0263, 0.01] | [10.0, 1.711, 0.516, 0.198, 0.1, 0.0634, 0.0303, 0.01] | 0 | [19.0, 19.5, 20.4, 20.8, 22.0, 25.0, 32.0, 48.0] | [38.0, 40.0, 43.0, 48.0, 53.0, 60.0, 75.0, 118.0]
HV 63A | HV 63A | 63 | 0 | [10.0, 2.84, 0.368, 0.164, 0.1, 0.0621, 0.0378, 0.0195, 0.01] | [10.0, 1.82, 0.344, 0.1, 0.0467, 0.0269, 0.01] | 0 | [189.0, 220.0, 300.0, 350.0, 393.0, 450.0, 530.0, 700.0, 961.0] | [378.0, 500.0, 700.0, 934.0, 1200.0, 1500.0, 2366.0]
HV 80A | HV 80A | 80 | 0 | [10.0, 2.05, 0.369, 0.198, 0.1, 0.051, 0.0298, 0.01] | [10.0, 4.15, 1.03, 0.198, 0.1, 0.051, 0.0172, 0.01] | 0 | [240.0, 300.0, 400.0, 450.0, 530.0, 650.0, 800.0, 1311.0] | [480.0, 550.0, 700.0, 1000.0, 1260.0, 1600.0, 2500.0, 3227.0]
Siemens NH-1-100 | Siemens NH-1-100 | 100 | [5400.0, 2000.0, 400.0, 20.0, 1.0, 0.2, 0.012, 0.004] | 0 | 0 | [150.0, 190.0, 250.0, 430.0, 900.0, 1250.0, 2700.0, 3600.0] | 0 | 0
Siemens NH-1-125 | Siemens NH-1-125 | 125 | [4800.0, 120.0, 7.0, 0.1, 0.004] | 0 | 0 | [180.0, 400.0, 740.0, 2000.0, 4250.0] | 0 | 0
Siemens NH-1-16 | Siemens NH-1-16 | 16 | [4000.0, 400.0, 2.0, 0.1, 0.04, 0.01] | 0 | 0 | [26.0, 35.0, 75.0, 150.0, 200.0, 300.0] | 0 | 0
Siemens NH-1-160 | Siemens NH-1-160 | 160 | [4800.0, 120.0, 7.0, 0.1, 0.004] | 0 | 0 | [210.0, 500.0, 900.0, 2300.0, 5000.0] | 0 | 0
Siemens NH-1-25 | Siemens NH-1-25 | 25 | [4000.0, 1000.0, 10.0, 0.2, 0.02, 0.01] | 0 | 0 | [40.0, 50.0, 100.0, 210.0, 400.0, 500.0] | 0 | 0
Siemens NH-1-50 | Siemens NH-1-50 | 50 | [4000.0, 40.0, 4.0, 1.0, 0.02, 0.01] | 0 | 0 | [86.0, 200.0, 300.0, 400.0, 1000.0, 1280.0] | 0 | 0
Siemens NH-1-63 | Siemens NH-1-63 | 63 | [4000.0, 100.0, 10.0, 2.0, 0.04, 0.01] | 0 | 0 | [100.0, 200.0, 300.0, 400.0, 1000.0, 1500.0] | 0 | 0
Siemens NH-1-80 | Siemens NH-1-80 | 80 | [4800.0, 120.0, 7.0, 0.1, 0.01] | 0 | 0 | [150.58, 250.0, 450.0, 1150.0, 2470.0] | 0 | 0
Siemens NH-2-1000 | Siemens NH-2-1000 | 1000 | [4800.0, 120.0, 7.0, 0.1, 0.004] | 0 | 0 | [1900.0, 3500.0, 8400.0, 24000.0, 52000.0] | 0 | 0
Siemens NH-2-200 | Siemens NH-2-200 | 200 | [4800.0, 120.0, 7.0, 0.1, 0.004] | 0 | 0 | [280.0, 650.0, 1200.0, 3000.0, 7000.0] | 0 | 0
Siemens NH-2-224 | Siemens NH-2-224 | 224 | [4800.0, 120.0, 7.0, 0.2, 0.04, 0.004] | 0 | 0 | [400.0, 750.0, 1453.0, 3025.0, 4315.0, 7600.0] | 0 | 0
Siemens NH-2-250 | Siemens NH-2-250 | 250 | [4800.0, 120.0, 7.0, 0.1, 0.004] | 0 | 0 | [450.0, 800.0, 1650.0, 4000.0, 8500.0] | 0 | 0
Siemens NH-2-315 | Siemens NH-2-315 | 315 | [4800.0, 120.0, 7.0, 0.1, 0.004] | 0 | 0 | [550.0, 920.0, 1900.0, 5000.0, 11000.0] | 0 | 0
Siemens NH-2-355 | Siemens NH-2-355 | 355 | [4800.0, 120.0, 6.0, 0.1, 0.004] | 0 | 0 | [650.0, 1116.27, 2350.0, 5840.0, 12790.0] | 0 | 0
Siemens NH-2-400 | Siemens NH-2-400 | 400 | [4800.0, 120.0, 7.0, 0.1, 0.004] | 0 | 0 | [720.0, 1350.0, 2800.0, 6500.0, 15000.0] | 0 | 0
Siemens NH-2-425 | Siemens NH-2-425 | 425 | [4800.0, 120.0, 7.0, 0.1, 0.004] | 0 | 0 | [850.0, 1500.0, 3050.0, 7500.0, 16500.0] | 0 | 0
Siemens NH-2-630 | Siemens NH-2-630 | 630 | [4800.0, 120.0, 7.0, 0.1, 0.004] | 0 | 0 | [1200.0, 2000.0, 4800.0, 12000.0, 26000.0] | 0 | 0

## dtypes
| element | column | dtype
0 | bus | name | object
1 | bus | vn_kv | float64
2 | bus | type | object
3 | bus | zone | object
4 | bus | in_service | bool
5 | load | name | object
6 | load | bus | uint32
7 | load | p_mw | float64
8 | load | q_mvar | float64
9 | load | const_z_percent | float64
10 | load | const_i_percent | float64
11 | load | sn_mva | float64
12 | load | scaling | float64
13 | load | in_service | bool
14 | load | type | object
15 | ext_grid | name | object
16 | ext_grid | bus | uint32
17 | ext_grid | vm_pu | float64
18 | ext_grid | va_degree | float64
19 | ext_grid | slack_weight | float64
20 | ext_grid | in_service | bool
21 | line | name | object
22 | line | std_type | object
23 | line | from_bus | uint32
24 | line | to_bus | uint32
25 | line | length_km | float64
26 | line | r_ohm_per_km | float64
27 | line | x_ohm_per_km | float64
28 | line | c_nf_per_km | float64
29 | line | g_us_per_km | float64
30 | line | max_i_ka | float64
31 | line | df | float64
32 | line | parallel | uint32
33 | line | type | object
34 | line | in_service | bool
35 | trafo | name | object
36 | trafo | std_type | object
37 | trafo | hv_bus | uint32
38 | trafo | lv_bus | uint32
39 | trafo | sn_mva | float64
40 | trafo | vn_hv_kv | float64
41 | trafo | vn_lv_kv | float64
42 | trafo | vk_percent | float64
43 | trafo | vkr_percent | float64
44 | trafo | pfe_kw | float64
45 | trafo | i0_percent | float64
46 | trafo | shift_degree | float64
47 | trafo | tap_side | object
48 | trafo | tap_neutral | int32
49 | trafo | tap_min | int32
50 | trafo | tap_max | int32
51 | trafo | tap_step_percent | float64
52 | trafo | tap_step_degree | float64
53 | trafo | tap_pos | int32
54 | trafo | tap_phase_shifter | bool
55 | trafo | parallel | uint32
56 | trafo | df | float64
57 | trafo | in_service | bool
58 | line_geodata | coords | object
59 | bus_geodata | x | float64
60 | bus_geodata | y | float64
61 | bus_geodata | coords | object

## parameters
| version | format_version | converged | OPF_converged | name | f_hz | sn_mva
0 | 2.14.6 | 2.14.0 | FALSE | FALSE |  | 50 | 1