## bus
| name | vn_kv | type | zone | in_service
0 | bus_LV_2939-4_0_6_node_0 | 0.4 | n |  | TRUE
1 | bus_LV_2939-4_0_6_node_1 | 0.4 | n |  | TRUE
2 | bus_LV_2939-4_0_6_node_3 | 0.4 | n |  | TRUE
3 | bus_LV_2939-4_0_6_node_4 | 0.4 | n |  | TRUE
4 | bus_LV_2939-4_0_6_node_159 | 0.4 | n |  | TRUE
5 | bus_LV_2939-4_0_6_node_43 | 0.4 | n |  | TRUE
6 | bus_LV_2939-4_0_6_node_162 | 0.4 | n |  | TRUE
7 | bus_LV_2939-4_0_6_node_196 | 0.4 | n |  | TRUE
8 | bus_LV_2939-4_0_6_node_161 | 0.4 | n |  | TRUE
9 | bus_LV_2939-4_0_6_node_158 | 0.4 | n |  | TRUE
10 | bus_LV_2939-4_0_6_node_142 | 0.4 | n |  | TRUE
11 | bus_LV_2939-4_0_6_node_44 | 0.4 | n |  | TRUE
12 | bus_LV_2939-4_0_6_node_97 | 0.4 | n |  | TRUE
13 | bus_LV_2939-4_0_6_node_94 | 0.4 | n |  | TRUE
14 | bus_LV_2939-4_0_6_node_33 | 0.4 | n |  | TRUE
15 | bus_LV_2939-4_0_6_node_31 | 0.4 | n |  | TRUE
16 | bus_LV_2939-4_0_6_node_5 | 0.4 | n |  | TRUE
17 | bus_LV_2939-4_0_6_node_6 | 0.4 | n |  | TRUE
18 | bus_LV_2939-4_0_6_node_7 | 0.4 | n |  | TRUE
19 | bus_LV_2939-4_0_6_node_8 | 0.4 | n |  | TRUE
20 | bus_LV_2939-4_0_6_node_9 | 0.4 | n |  | TRUE
21 | bus_LV_2939-4_0_6_node_10 | 0.4 | n |  | TRUE
22 | bus_LV_2939-4_0_6_node_11 | 0.4 | n |  | TRUE
23 | bus_LV_2939-4_0_6_node_129 | 0.4 | n |  | TRUE
24 | bus_LV_2939-4_0_6_node_111 | 0.4 | n |  | TRUE
25 | bus_LV_2939-4_0_6_node_96 | 0.4 | n |  | TRUE
26 | bus_LV_2939-4_0_6_node_108 | 0.4 | n |  | TRUE
27 | bus_LV_2939-4_0_6_node_12 | 0.4 | n |  | TRUE
28 | bus_LV_2939-4_0_6_node_13 | 0.4 | n |  | TRUE
29 | bus_LV_2939-4_0_6_node_14 | 0.4 | n |  | TRUE
30 | bus_LV_2939-4_0_6_node_15 | 0.4 | n |  | TRUE
31 | bus_LV_2939-4_0_6_node_16 | 0.4 | n |  | TRUE
32 | bus_LV_2939-4_0_6_node_17 | 0.4 | n |  | TRUE
33 | bus_LV_2939-4_0_6_node_18 | 0.4 | n |  | TRUE
34 | bus_LV_2939-4_0_6_node_19 | 0.4 | n |  | TRUE
35 | bus_LV_2939-4_0_6_node_20 | 0.4 | n |  | TRUE
36 | bus_LV_2939-4_0_6_node_124 | 0.4 | n |  | TRUE
37 | bus_LV_2939-4_0_6_node_120 | 0.4 | n |  | TRUE
38 | bus_LV_2939-4_0_6_node_123 | 0.4 | n |  | TRUE
39 | bus_LV_2939-4_0_6_node_118 | 0.4 | n |  | TRUE
40 | bus_LV_2939-4_0_6_node_21 | 0.4 | n |  | TRUE
41 | bus_LV_2939-4_0_6_node_22 | 0.4 | n |  | TRUE
42 | bus_LV_2939-4_0_6_node_23 | 0.4 | n |  | TRUE
43 | bus_LV_2939-4_0_6_node_24 | 0.4 | n |  | TRUE
44 | bus_LV_2939-4_0_6_node_25 | 0.4 | n |  | TRUE
45 | bus_LV_2939-4_0_6_node_26 | 0.4 | n |  | TRUE
46 | bus_LV_2939-4_0_6_node_27 | 0.4 | n |  | TRUE
47 | bus_LV_2939-4_0_6_node_58 | 0.4 | n |  | TRUE
48 | bus_LV_2939-4_0_6_node_59 | 0.4 | n |  | TRUE
49 | bus_LV_2939-4_0_6_node_90 | 0.4 | n |  | TRUE
50 | bus_LV_2939-4_0_6_node_91 | 0.4 | n |  | TRUE
51 | bus_LV_2939-4_0_6_node_41 | 0.4 | n |  | TRUE
52 | bus_LV_2939-4_0_6_node_60 | 0.4 | n |  | TRUE
53 | bus_LV_2939-4_0_6_node_61 | 0.4 | n |  | TRUE
54 | bus_LV_2939-4_0_6_node_105 | 0.4 | n |  | TRUE
55 | bus_LV_2939-4_0_6_node_88 | 0.4 | n |  | TRUE
56 | bus_LV_2939-4_0_6_node_39 | 0.4 | n |  | TRUE
57 | bus_LV_2939-4_0_6_node_92 | 0.4 | n |  | TRUE
58 | bus_LV_2939-4_0_6_node_112 | 0.4 | n |  | TRUE
59 | bus_LV_2939-4_0_6_node_30 | 0.4 | n |  | TRUE
60 | bus_LV_2939-4_0_6_node_32 | 0.4 | n |  | TRUE
61 | bus_LV_2939-4_0_6_node_34 | 0.4 | n |  | TRUE
62 | bus_LV_2939-4_0_6_node_35 | 0.4 | n |  | TRUE
63 | bus_LV_2939-4_0_6_node_55 | 0.4 | n |  | TRUE
64 | bus_LV_2939-4_0_6_node_51 | 0.4 | n |  | TRUE
65 | bus_LV_2939-4_0_6_node_36 | 0.4 | n |  | TRUE
66 | bus_LV_2939-4_0_6_node_37 | 0.4 | n |  | TRUE
67 | bus_LV_2939-4_0_6_node_38 | 0.4 | n |  | TRUE
68 | bus_LV_2939-4_0_6_node_40 | 0.4 | n |  | TRUE
69 | bus_LV_2939-4_0_6_node_110 | 0.4 | n |  | TRUE
70 | bus_LV_2939-4_0_6_node_107 | 0.4 | n |  | TRUE
71 | bus_LV_2939-4_0_6_node_125 | 0.4 | n |  | TRUE
72 | bus_LV_2939-4_0_6_node_163 | 0.4 | n |  | TRUE
73 | bus_LV_2939-4_0_6_node_45 | 0.4 | n |  | TRUE
74 | bus_LV_2939-4_0_6_node_46 | 0.4 | n |  | TRUE
75 | bus_LV_2939-4_0_6_node_47 | 0.4 | n |  | TRUE
76 | bus_LV_2939-4_0_6_node_48 | 0.4 | n |  | TRUE
77 | bus_LV_2939-4_0_6_node_49 | 0.4 | n |  | TRUE
78 | bus_LV_2939-4_0_6_node_50 | 0.4 | n |  | TRUE
79 | bus_LV_2939-4_0_6_node_52 | 0.4 | n |  | TRUE
80 | bus_LV_2939-4_0_6_node_53 | 0.4 | n |  | TRUE
81 | bus_LV_2939-4_0_6_node_54 | 0.4 | n |  | TRUE
82 | bus_LV_2939-4_0_6_node_117 | 0.4 | n |  | TRUE
83 | bus_LV_2939-4_0_6_node_56 | 0.4 | n |  | TRUE
84 | bus_LV_2939-4_0_6_node_126 | 0.4 | n |  | TRUE
85 | bus_LV_2939-4_0_6_node_115 | 0.4 | n |  | TRUE
86 | bus_LV_2939-4_0_6_node_57 | 0.4 | n |  | TRUE
87 | bus_LV_2939-4_0_6_node_127 | 0.4 | n |  | TRUE
88 | bus_LV_2939-4_0_6_node_102 | 0.4 | n |  | TRUE
89 | bus_LV_2939-4_0_6_node_70 | 0.4 | n |  | TRUE
90 | bus_LV_2939-4_0_6_node_89 | 0.4 | n |  | TRUE
91 | bus_LV_2939-4_0_6_node_69 | 0.4 | n |  | TRUE
92 | bus_LV_2939-4_0_6_node_66 | 0.4 | n |  | TRUE
93 | bus_LV_2939-4_0_6_node_62 | 0.4 | n |  | TRUE
94 | bus_LV_2939-4_0_6_node_63 | 0.4 | n |  | TRUE
95 | bus_LV_2939-4_0_6_node_64 | 0.4 | n |  | TRUE
96 | bus_LV_2939-4_0_6_node_65 | 0.4 | n |  | TRUE
97 | bus_LV_2939-4_0_6_node_67 | 0.4 | n |  | TRUE
98 | bus_LV_2939-4_0_6_node_68 | 0.4 | n |  | TRUE
99 | bus_LV_2939-4_0_6_node_71 | 0.4 | n |  | TRUE
100 | bus_LV_2939-4_0_6_node_72 | 0.4 | n |  | TRUE
101 | bus_LV_2939-4_0_6_node_73 | 0.4 | n |  | TRUE
102 | bus_LV_2939-4_0_6_node_76 | 0.4 | n |  | TRUE
103 | bus_LV_2939-4_0_6_node_79 | 0.4 | n |  | TRUE
104 | bus_LV_2939-4_0_6_node_80 | 0.4 | n |  | TRUE
105 | bus_LV_2939-4_0_6_node_74 | 0.4 | n |  | TRUE
106 | bus_LV_2939-4_0_6_node_77 | 0.4 | n |  | TRUE
107 | bus_LV_2939-4_0_6_node_170 | 0.4 | n |  | TRUE
108 | bus_LV_2939-4_0_6_node_174 | 0.4 | n |  | TRUE
109 | bus_LV_2939-4_0_6_node_75 | 0.4 | n |  | TRUE
110 | bus_LV_2939-4_0_6_node_173 | 0.4 | n |  | TRUE
111 | bus_LV_2939-4_0_6_node_151 | 0.4 | n |  | TRUE
112 | bus_LV_2939-4_0_6_node_171 | 0.4 | n |  | TRUE
113 | bus_LV_2939-4_0_6_node_81 | 0.4 | n |  | TRUE
114 | bus_LV_2939-4_0_6_node_82 | 0.4 | n |  | TRUE
115 | bus_LV_2939-4_0_6_node_172 | 0.4 | n |  | TRUE
116 | bus_LV_2939-4_0_6_node_167 | 0.4 | n |  | TRUE
117 | bus_LV_2939-4_0_6_node_149 | 0.4 | n |  | TRUE
118 | bus_LV_2939-4_0_6_node_166 | 0.4 | n |  | TRUE
119 | bus_LV_2939-4_0_6_node_168 | 0.4 | n |  | TRUE
120 | bus_LV_2939-4_0_6_node_164 | 0.4 | n |  | TRUE
121 | bus_LV_2939-4_0_6_node_87 | 0.4 | n |  | TRUE
122 | bus_LV_2939-4_0_6_node_131 | 0.4 | n |  | TRUE
123 | bus_LV_2939-4_0_6_node_86 | 0.4 | n |  | TRUE
124 | bus_LV_2939-4_0_6_node_101 | 0.4 | n |  | TRUE
125 | bus_LV_2939-4_0_6_node_99 | 0.4 | n |  | TRUE
126 | bus_LV_2939-4_0_6_node_103 | 0.4 | n |  | TRUE
127 | bus_LV_2939-4_0_6_node_100 | 0.4 | n |  | TRUE
128 | bus_LV_2939-4_0_6_node_98 | 0.4 | n |  | TRUE
129 | bus_LV_2939-4_0_6_node_133 | 0.4 | n |  | TRUE
130 | bus_LV_2939-4_0_6_node_136 | 0.4 | n |  | TRUE
131 | bus_LV_2939-4_0_6_node_104 | 0.4 | n |  | TRUE
132 | bus_LV_2939-4_0_6_node_134 | 0.4 | n |  | TRUE
133 | bus_LV_2939-4_0_6_node_93 | 0.4 | n |  | TRUE
134 | bus_LV_2939-4_0_6_node_95 | 0.4 | n |  | TRUE
135 | bus_LV_2939-4_0_6_node_132 | 0.4 | n |  | TRUE
136 | bus_LV_2939-4_0_6_node_135 | 0.4 | n |  | TRUE
137 | bus_LV_2939-4_0_6_node_106 | 0.4 | n |  | TRUE
138 | bus_LV_2939-4_0_6_node_109 | 0.4 | n |  | TRUE
139 | bus_LV_2939-4_0_6_node_113 | 0.4 | n |  | TRUE
140 | bus_LV_2939-4_0_6_node_116 | 0.4 | n |  | TRUE
141 | bus_LV_2939-4_0_6_node_114 | 0.4 | n |  | TRUE
142 | bus_LV_2939-4_0_6_node_119 | 0.4 | n |  | TRUE
143 | bus_LV_2939-4_0_6_node_121 | 0.4 | n |  | TRUE
144 | bus_LV_2939-4_0_6_node_122 | 0.4 | n |  | TRUE
145 | bus_LV_2939-4_0_6_node_143 | 0.4 | n |  | TRUE
146 | bus_LV_2939-4_0_6_node_144 | 0.4 | n |  | TRUE
147 | bus_LV_2939-4_0_6_node_128 | 0.4 | n |  | TRUE
148 | bus_LV_2939-4_0_6_node_130 | 0.4 | n |  | TRUE
149 | bus_LV_2939-4_0_6_node_137 | 0.4 | n |  | TRUE
150 | bus_LV_2939-4_0_6_node_139 | 0.4 | n |  | TRUE
151 | bus_LV_2939-4_0_6_node_140 | 0.4 | n |  | TRUE
152 | bus_LV_2939-4_0_6_node_138 | 0.4 | n |  | TRUE
153 | bus_LV_2939-4_0_6_node_141 | 0.4 | n |  | TRUE
154 | bus_LV_2939-4_0_6_node_156 | 0.4 | n |  | TRUE
155 | bus_LV_2939-4_0_6_node_157 | 0.4 | n |  | TRUE
156 | bus_LV_2939-4_0_6_node_145 | 0.4 | n |  | TRUE
157 | bus_LV_2939-4_0_6_node_146 | 0.4 | n |  | TRUE
158 | bus_LV_2939-4_0_6_node_147 | 0.4 | n |  | TRUE
159 | bus_LV_2939-4_0_6_node_148 | 0.4 | n |  | TRUE
160 | bus_LV_2939-4_0_6_node_154 | 0.4 | n |  | TRUE
161 | bus_LV_2939-4_0_6_node_155 | 0.4 | n |  | TRUE
162 | bus_LV_2939-4_0_6_node_175 | 0.4 | n |  | TRUE
163 | bus_LV_2939-4_0_6_node_185 | 0.4 | n |  | TRUE
164 | bus_LV_2939-4_0_6_node_150 | 0.4 | n |  | TRUE
165 | bus_LV_2939-4_0_6_node_152 | 0.4 | n |  | TRUE
166 | bus_LV_2939-4_0_6_node_153 | 0.4 | n |  | TRUE
167 | bus_LV_2939-4_0_6_node_176 | 0.4 | n |  | TRUE
168 | bus_LV_2939-4_0_6_node_177 | 0.4 | n |  | TRUE
169 | bus_LV_2939-4_0_6_node_178 | 0.4 | n |  | TRUE
170 | bus_LV_2939-4_0_6_node_186 | 0.4 | n |  | TRUE
171 | bus_LV_2939-4_0_6_node_197 | 0.4 | n |  | TRUE
172 | bus_LV_2939-4_0_6_node_198 | 0.4 | n |  | TRUE
173 | bus_LV_2939-4_0_6_node_160 | 0.4 | n |  | TRUE
174 | bus_LV_2939-4_0_6_node_195 | 0.4 | n |  | TRUE
175 | bus_LV_2939-4_0_6_node_165 | 0.4 | n |  | TRUE
176 | bus_LV_2939-4_0_6_node_200 | 0.4 | n |  | TRUE
177 | bus_LV_2939-4_0_6_node_169 | 0.4 | n |  | TRUE
178 | bus_LV_2939-4_0_6_node_180 | 0.4 | n |  | TRUE
179 | bus_LV_2939-4_0_6_node_182 | 0.4 | n |  | TRUE
180 | bus_LV_2939-4_0_6_node_179 | 0.4 | n |  | TRUE
181 | bus_LV_2939-4_0_6_node_184 | 0.4 | n |  | TRUE
182 | bus_LV_2939-4_0_6_node_199 | 0.4 | n |  | TRUE
183 | bus_LV_2939-4_0_6_node_181 | 0.4 | n |  | TRUE
184 | bus_LV_2939-4_0_6_node_183 | 0.4 | n |  | TRUE
185 | bus_LV_2939-4_0_6_node_187 | 0.4 | n |  | TRUE
186 | bus_LV_2939-4_0_6_node_188 | 0.4 | n |  | TRUE
187 | bus_LV_2939-4_0_6_node_189 | 0.4 | n |  | TRUE
188 | bus_LV_2939-4_0_6_node_190 | 0.4 | n |  | TRUE
189 | bus_LV_2939-4_0_6_node_191 | 0.4 | n |  | TRUE
190 | bus_LV_2939-4_0_6_node_192 | 0.4 | n |  | TRUE
191 | bus_LV_2939-4_0_6_node_193 | 0.4 | n |  | TRUE
192 | bus_LV_2939-4_0_6_node_194 | 0.4 | n |  | TRUE
193 | bus_MV_554_1_node_67 | 20 | n |  | TRUE

## load
| name | bus | p_mw | q_mvar | const_z_percent | const_i_percent | sn_mva | scaling | in_service | type
0 | LV_2939-4_0_6_load_0 | 0 | 0.0010633 | 0.0002665 | 0 | 0 |  | 1 | TRUE | wye
1 | LV_2939-4_0_6_load_159 | 4 | 0.00078968 | 0.00019791 | 0 | 0 |  | 1 | TRUE | wye
2 | LV_2939-4_0_6_load_161 | 8 | 0.005736 | 0.0014376 | 0 | 0 |  | 1 | TRUE | wye
3 | LV_2939-4_0_6_load_158 | 9 | 0.0010212 | 0.00025593 | 0 | 0 |  | 1 | TRUE | wye
4 | LV_2939-4_0_6_load_142 | 10 | 0.0023731 | 0.00059476 | 0 | 0 |  | 1 | TRUE | wye
5 | LV_2939-4_0_6_load_97 | 12 | 0.00022822 | 5.7197e-05 | 0 | 0 |  | 1 | TRUE | wye
6 | LV_2939-4_0_6_load_33 | 14 | 0.00078899 | 0.00019774 | 0 | 0 |  | 1 | TRUE | wye
7 | LV_2939-4_0_6_load_31 | 15 | 0.0010802 | 0.00027071 | 0 | 0 |  | 1 | TRUE | wye
8 | LV_2939-4_0_6_load_5 | 16 | 0.00065899 | 0.00016516 | 0 | 0 |  | 1 | TRUE | wye
9 | LV_2939-4_0_6_load_6 | 17 | 0.00091076 | 0.00022826 | 0 | 0 |  | 1 | TRUE | wye
10 | LV_2939-4_0_6_load_7 | 18 | 0.0014008 | 0.00035106 | 0 | 0 |  | 1 | TRUE | wye
11 | LV_2939-4_0_6_load_8 | 19 | 0.0011748 | 0.00029443 | 0 | 0 |  | 1 | TRUE | wye
12 | LV_2939-4_0_6_load_9 | 20 | 0.00040101 | 0.0001005 | 0 | 0 |  | 1 | TRUE | wye
13 | LV_2939-4_0_6_load_10 | 21 | 0.00077249 | 0.0001936 | 0 | 0 |  | 1 | TRUE | wye
14 | LV_2939-4_0_6_load_11 | 22 | 0.00058064 | 0.00014552 | 0 | 0 |  | 1 | TRUE | wye
15 | LV_2939-4_0_6_load_129 | 23 | 0.0031827 | 0.00079765 | 0 | 0 |  | 1 | TRUE | wye
16 | LV_2939-4_0_6_load_111 | 24 | 0.0038676 | 0.00096931 | 0 | 0 |  | 1 | TRUE | wye
17 | LV_2939-4_0_6_load_96 | 25 | 0.0024999 | 0.00062652 | 0 | 0 |  | 1 | TRUE | wye
18 | LV_2939-4_0_6_load_12 | 27 | 0.0017779 | 0.00044559 | 0 | 0 |  | 1 | TRUE | wye
19 | LV_2939-4_0_6_load_13 | 28 | 0.0026861 | 0.0006732 | 0 | 0 |  | 1 | TRUE | wye
20 | LV_2939-4_0_6_load_15 | 30 | 0.0027587 | 0.00069138 | 0 | 0 |  | 1 | TRUE | wye
21 | LV_2939-4_0_6_load_16 | 31 | 0.0016794 | 0.0004209 | 0 | 0 |  | 1 | TRUE | wye
22 | LV_2939-4_0_6_load_17 | 32 | 0.0012679 | 0.00031778 | 0 | 0 |  | 1 | TRUE | wye
23 | LV_2939-4_0_6_load_18 | 33 | 0.0075873 | 0.0019016 | 0 | 0 |  | 1 | TRUE | wye
24 | LV_2939-4_0_6_load_19 | 34 | 0.0014286 | 0.00035805 | 0 | 0 |  | 1 | TRUE | wye
25 | LV_2939-4_0_6_load_20 | 35 | 0.0012679 | 0.00031776 | 0 | 0 |  | 1 | TRUE | wye
26 | LV_2939-4_0_6_load_124 | 36 | 0.0048257 | 0.0012094 | 0 | 0 |  | 1 | TRUE | wye
27 | LV_2939-4_0_6_load_120 | 37 | 0.0047101 | 0.0011805 | 0 | 0 |  | 1 | TRUE | wye
28 | LV_2939-4_0_6_load_123 | 38 | 0.0065398 | 0.001639 | 0 | 0 |  | 1 | TRUE | wye
29 | LV_2939-4_0_6_load_118 | 39 | 0.0019102 | 0.00047875 | 0 | 0 |  | 1 | TRUE | wye
30 | LV_2939-4_0_6_load_21 | 40 | 0.0071618 | 0.0017949 | 0 | 0 |  | 1 | TRUE | wye
31 | LV_2939-4_0_6_load_22 | 41 | 0.012285 | 0.0030788 | 0 | 0 |  | 1 | TRUE | wye
32 | LV_2939-4_0_6_load_23 | 42 | 0.0089528 | 0.0022438 | 0 | 0 |  | 1 | TRUE | wye
33 | LV_2939-4_0_6_load_24 | 43 | 0.001534 | 0.00038446 | 0 | 0 |  | 1 | TRUE | wye
34 | LV_2939-4_0_6_load_25 | 44 | 0.0056974 | 0.0014279 | 0 | 0 |  | 1 | TRUE | wye
35 | LV_2939-4_0_6_load_58 | 47 | 0.0013706 | 0.00034352 | 0 | 0 |  | 1 | TRUE | wye
36 | LV_2939-4_0_6_load_59 | 48 | 0.0055154 | 0.0013823 | 0 | 0 |  | 1 | TRUE | wye
37 | LV_2939-4_0_6_load_90 | 49 | 0.008065 | 0.0020213 | 0 | 0 |  | 1 | TRUE | wye
38 | LV_2939-4_0_6_load_91 | 50 | 0.0040059 | 0.001004 | 0 | 0 |  | 1 | TRUE | wye
39 | LV_2939-4_0_6_load_41 | 51 | 0.0034647 | 0.00086834 | 0 | 0 |  | 1 | TRUE | wye
40 | LV_2939-4_0_6_load_60 | 52 | 0.0020056 | 0.00050264 | 0 | 0 |  | 1 | TRUE | wye
41 | LV_2939-4_0_6_load_61 | 53 | 0.0018354 | 0.00045999 | 0 | 0 |  | 1 | TRUE | wye
42 | LV_2939-4_0_6_load_105 | 54 | 0.0016913 | 0.00042388 | 0 | 0 |  | 1 | TRUE | wye
43 | LV_2939-4_0_6_load_39 | 56 | 0.012203 | 0.0030583 | 0 | 0 |  | 1 | TRUE | wye
44 | LV_2939-4_0_6_load_92 | 57 | 0.0013427 | 0.00033651 | 0 | 0 |  | 1 | TRUE | wye
45 | LV_2939-4_0_6_load_112 | 58 | 0.011021 | 0.0027621 | 0 | 0 |  | 1 | TRUE | wye
46 | LV_2939-4_0_6_load_30 | 59 | 0.0009189 | 0.0002303 | 0 | 0 |  | 1 | TRUE | wye
47 | LV_2939-4_0_6_load_32 | 60 | 0.001803 | 0.00045189 | 0 | 0 |  | 1 | TRUE | wye
48 | LV_2939-4_0_6_load_34 | 61 | 0.0007552 | 0.00018927 | 0 | 0 |  | 1 | TRUE | wye
49 | LV_2939-4_0_6_load_35 | 62 | 0.0010918 | 0.00027363 | 0 | 0 |  | 1 | TRUE | wye
50 | LV_2939-4_0_6_load_55 | 63 | 0.0010574 | 0.000265 | 0 | 0 |  | 1 | TRUE | wye
51 | LV_2939-4_0_6_load_51 | 64 | 0.0021653 | 0.00054267 | 0 | 0 |  | 1 | TRUE | wye
52 | LV_2939-4_0_6_load_36 | 65 | 0.0011632 | 0.00029152 | 0 | 0 |  | 1 | TRUE | wye
53 | LV_2939-4_0_6_load_37 | 66 | 0.0022566 | 0.00056556 | 0 | 0 |  | 1 | TRUE | wye
54 | LV_2939-4_0_6_load_38 | 67 | 0.0033002 | 0.00082711 | 0 | 0 |  | 1 | TRUE | wye
55 | LV_2939-4_0_6_load_40 | 68 | 0.0025105 | 0.00062919 | 0 | 0 |  | 1 | TRUE | wye
56 | LV_2939-4_0_6_load_110 | 69 | 0.0027965 | 0.00070088 | 0 | 0 |  | 1 | TRUE | wye
57 | LV_2939-4_0_6_load_125 | 71 | 0.0039756 | 0.00099639 | 0 | 0 |  | 1 | TRUE | wye
58 | LV_2939-4_0_6_load_163 | 72 | 0.0064024 | 0.0016046 | 0 | 0 |  | 1 | TRUE | wye
59 | LV_2939-4_0_6_load_45 | 73 | 0.0025822 | 0.00064716 | 0 | 0 |  | 1 | TRUE | wye
60 | LV_2939-4_0_6_load_46 | 74 | 0.0031698 | 0.00079443 | 0 | 0 |  | 1 | TRUE | wye
61 | LV_2939-4_0_6_load_48 | 76 | 0.0013271 | 0.0003326 | 0 | 0 |  | 1 | TRUE | wye
62 | LV_2939-4_0_6_load_49 | 77 | 0.0030191 | 0.00075666 | 0 | 0 |  | 1 | TRUE | wye
63 | LV_2939-4_0_6_load_50 | 78 | 0.0034377 | 0.00086157 | 0 | 0 |  | 1 | TRUE | wye
64 | LV_2939-4_0_6_load_52 | 79 | 0.0013268 | 0.00033253 | 0 | 0 |  | 1 | TRUE | wye
65 | LV_2939-4_0_6_load_53 | 80 | 0.0017401 | 0.0004361 | 0 | 0 |  | 1 | TRUE | wye
66 | LV_2939-4_0_6_load_54 | 81 | 0.0028072 | 0.00070355 | 0 | 0 |  | 1 | TRUE | wye
67 | LV_2939-4_0_6_load_117 | 82 | 0.0020769 | 0.00052053 | 0 | 0 |  | 1 | TRUE | wye
68 | LV_2939-4_0_6_load_56 | 83 | 0.0012757 | 0.00031972 | 0 | 0 |  | 1 | TRUE | wye
69 | LV_2939-4_0_6_load_126 | 84 | 0.0031521 | 0.00078999 | 0 | 0 |  | 1 | TRUE | wye
70 | LV_2939-4_0_6_load_115 | 85 | 0.0020947 | 0.00052497 | 0 | 0 |  | 1 | TRUE | wye
71 | LV_2939-4_0_6_load_57 | 86 | 0.0013272 | 0.00033262 | 0 | 0 |  | 1 | TRUE | wye
72 | LV_2939-4_0_6_load_127 | 87 | 0.0036614 | 0.00091764 | 0 | 0 |  | 1 | TRUE | wye
73 | LV_2939-4_0_6_load_102 | 88 | 0.00090968 | 0.00022799 | 0 | 0 |  | 1 | TRUE | wye
74 | LV_2939-4_0_6_load_70 | 89 | 0.0018491 | 0.00046342 | 0 | 0 |  | 1 | TRUE | wye
75 | LV_2939-4_0_6_load_89 | 90 | 0.0015046 | 0.00037709 | 0 | 0 |  | 1 | TRUE | wye
76 | LV_2939-4_0_6_load_69 | 91 | 0.0018363 | 0.00046022 | 0 | 0 |  | 1 | TRUE | wye
77 | LV_2939-4_0_6_load_66 | 92 | 0.0032574 | 0.00081637 | 0 | 0 |  | 1 | TRUE | wye
78 | LV_2939-4_0_6_load_62 | 93 | 0.0014604 | 0.00036601 | 0 | 0 |  | 1 | TRUE | wye
79 | LV_2939-4_0_6_load_63 | 94 | 0.0034672 | 0.00086895 | 0 | 0 |  | 1 | TRUE | wye
80 | LV_2939-4_0_6_load_65 | 96 | 0.0014643 | 0.00036699 | 0 | 0 |  | 1 | TRUE | wye
81 | LV_2939-4_0_6_load_67 | 97 | 0.0011276 | 0.00028261 | 0 | 0 |  | 1 | TRUE | wye
82 | LV_2939-4_0_6_load_68 | 98 | 0.0015736 | 0.00039438 | 0 | 0 |  | 1 | TRUE | wye
83 | LV_2939-4_0_6_load_71 | 99 | 0.0037604 | 0.00094244 | 0 | 0 |  | 1 | TRUE | wye
84 | LV_2939-4_0_6_load_79 | 103 | 0.0039433 | 0.00098829 | 0 | 0 |  | 1 | TRUE | wye
85 | LV_2939-4_0_6_load_80 | 104 | 0.0046397 | 0.0011628 | 0 | 0 |  | 1 | TRUE | wye
86 | LV_2939-4_0_6_load_174 | 108 | 0.009017 | 0.0022599 | 0 | 0 |  | 1 | TRUE | wye
87 | LV_2939-4_0_6_load_173 | 110 | 0.012049 | 0.0030197 | 0 | 0 |  | 1 | TRUE | wye
88 | LV_2939-4_0_6_load_151 | 111 | 0.00085261 | 0.00021368 | 0 | 0 |  | 1 | TRUE | wye
89 | LV_2939-4_0_6_load_171 | 112 | 0.020791 | 0.0052106 | 0 | 0 |  | 1 | TRUE | wye
90 | LV_2939-4_0_6_load_81 | 113 | 0.001025 | 0.00025688 | 0 | 0 |  | 1 | TRUE | wye
91 | LV_2939-4_0_6_load_82 | 114 | 0.0038759 | 0.00097139 | 0 | 0 |  | 1 | TRUE | wye
92 | LV_2939-4_0_6_load_172 | 115 | 0.0039881 | 0.00099952 | 0 | 0 |  | 1 | TRUE | wye
93 | LV_2939-4_0_6_load_167 | 116 | 0.0024229 | 0.00060724 | 0 | 0 |  | 1 | TRUE | wye
94 | LV_2939-4_0_6_load_149 | 117 | 0.0036356 | 0.00091117 | 0 | 0 |  | 1 | TRUE | wye
95 | LV_2939-4_0_6_load_164 | 120 | 0.0089357 | 0.0022395 | 0 | 0 |  | 1 | TRUE | wye
96 | LV_2939-4_0_6_load_131 | 122 | 0.0026025 | 0.00065226 | 0 | 0 |  | 1 | TRUE | wye
97 | LV_2939-4_0_6_load_101 | 124 | 0.0012593 | 0.00031562 | 0 | 0 |  | 1 | TRUE | wye
98 | LV_2939-4_0_6_load_99 | 125 | 0.001663 | 0.00041678 | 0 | 0 |  | 1 | TRUE | wye
99 | LV_2939-4_0_6_load_103 | 126 | 0.0080646 | 0.0020212 | 0 | 0 |  | 1 | TRUE | wye
100 | LV_2939-4_0_6_load_100 | 127 | 0.0012236 | 0.00030667 | 0 | 0 |  | 1 | TRUE | wye
101 | LV_2939-4_0_6_load_98 | 128 | 0.0026727 | 0.00066984 | 0 | 0 |  | 1 | TRUE | wye
102 | LV_2939-4_0_6_load_133 | 129 | 0.002933 | 0.00073508 | 0 | 0 |  | 1 | TRUE | wye
103 | LV_2939-4_0_6_load_136 | 130 | 0.0020827 | 0.00052196 | 0 | 0 |  | 1 | TRUE | wye
104 | LV_2939-4_0_6_load_104 | 131 | 0.0045927 | 0.001151 | 0 | 0 |  | 1 | TRUE | wye
105 | LV_2939-4_0_6_load_134 | 132 | 0.0018969 | 0.00047541 | 0 | 0 |  | 1 | TRUE | wye
106 | LV_2939-4_0_6_load_93 | 133 | 0.0006111 | 0.00015315 | 0 | 0 |  | 1 | TRUE | wye
107 | LV_2939-4_0_6_load_95 | 134 | 0.00060022 | 0.00015043 | 0 | 0 |  | 1 | TRUE | wye
108 | LV_2939-4_0_6_load_132 | 135 | 0.0022016 | 0.00055178 | 0 | 0 |  | 1 | TRUE | wye
109 | LV_2939-4_0_6_load_135 | 136 | 0.0060185 | 0.0015084 | 0 | 0 |  | 1 | TRUE | wye
110 | LV_2939-4_0_6_load_106 | 137 | 0.0039614 | 0.00099282 | 0 | 0 |  | 1 | TRUE | wye
111 | LV_2939-4_0_6_load_109 | 138 | 0.0023109 | 0.00057916 | 0 | 0 |  | 1 | TRUE | wye
112 | LV_2939-4_0_6_load_113 | 139 | 0.0029548 | 0.00074054 | 0 | 0 |  | 1 | TRUE | wye
113 | LV_2939-4_0_6_load_116 | 140 | 0.0026765 | 0.00067079 | 0 | 0 |  | 1 | TRUE | wye
114 | LV_2939-4_0_6_load_114 | 141 | 0.0014869 | 0.00037264 | 0 | 0 |  | 1 | TRUE | wye
115 | LV_2939-4_0_6_load_119 | 142 | 0.00048828 | 0.00012237 | 0 | 0 |  | 1 | TRUE | wye
116 | LV_2939-4_0_6_load_121 | 143 | 0.00042921 | 0.00010757 | 0 | 0 |  | 1 | TRUE | wye
117 | LV_2939-4_0_6_load_122 | 144 | 0.00074468 | 0.00018664 | 0 | 0 |  | 1 | TRUE | wye
118 | LV_2939-4_0_6_load_143 | 145 | 0.00033217 | 8.3251e-05 | 0 | 0 |  | 1 | TRUE | wye
119 | LV_2939-4_0_6_load_144 | 146 | 0.00074404 | 0.00018647 | 0 | 0 |  | 1 | TRUE | wye
120 | LV_2939-4_0_6_load_128 | 147 | 0.0036056 | 0.00090365 | 0 | 0 |  | 1 | TRUE | wye
121 | LV_2939-4_0_6_load_130 | 148 | 0.0023061 | 0.00057796 | 0 | 0 |  | 1 | TRUE | wye
122 | LV_2939-4_0_6_load_139 | 150 | 0.0036244 | 0.00090835 | 0 | 0 |  | 1 | TRUE | wye
123 | LV_2939-4_0_6_load_140 | 151 | 0.017587 | 0.0044077 | 0 | 0 |  | 1 | TRUE | wye
124 | LV_2939-4_0_6_load_138 | 152 | 0.0028891 | 0.00072407 | 0 | 0 |  | 1 | TRUE | wye
125 | LV_2939-4_0_6_load_141 | 153 | 0.00042916 | 0.00010756 | 0 | 0 |  | 1 | TRUE | wye
126 | LV_2939-4_0_6_load_156 | 154 | 0.00042924 | 0.00010758 | 0 | 0 |  | 1 | TRUE | wye
127 | LV_2939-4_0_6_load_157 | 155 | 0.00044271 | 0.00011095 | 0 | 0 |  | 1 | TRUE | wye
128 | LV_2939-4_0_6_load_145 | 156 | 0.00037048 | 9.285e-05 | 0 | 0 |  | 1 | TRUE | wye
129 | LV_2939-4_0_6_load_147 | 158 | 0.016257 | 0.0040744 | 0 | 0 |  | 1 | TRUE | wye
130 | LV_2939-4_0_6_load_148 | 159 | 0.00020711 | 5.1906e-05 | 0 | 0 |  | 1 | TRUE | wye
131 | LV_2939-4_0_6_load_154 | 160 | 0.0054878 | 0.0013754 | 0 | 0 |  | 1 | TRUE | wye
132 | LV_2939-4_0_6_load_155 | 161 | 0.025822 | 0.0064717 | 0 | 0 |  | 1 | TRUE | wye
133 | LV_2939-4_0_6_load_185 | 163 | 0.030344 | 0.007605 | 0 | 0 |  | 1 | TRUE | wye
134 | LV_2939-4_0_6_load_150 | 164 | 0.00094354 | 0.00023647 | 0 | 0 |  | 1 | TRUE | wye
135 | LV_2939-4_0_6_load_152 | 165 | 0.0069187 | 0.001734 | 0 | 0 |  | 1 | TRUE | wye
136 | LV_2939-4_0_6_load_176 | 167 | 0.0053716 | 0.0013463 | 0 | 0 |  | 1 | TRUE | wye
137 | LV_2939-4_0_6_load_177 | 168 | 0.0030676 | 0.00076882 | 0 | 0 |  | 1 | TRUE | wye
138 | LV_2939-4_0_6_load_178 | 169 | 0.0040637 | 0.0010185 | 0 | 0 |  | 1 | TRUE | wye
139 | LV_2939-4_0_6_load_186 | 170 | 0.00049903 | 0.00012507 | 0 | 0 |  | 1 | TRUE | wye
140 | LV_2939-4_0_6_load_197 | 171 | 0.00040062 | 0.00010041 | 0 | 0 |  | 1 | TRUE | wye
141 | LV_2939-4_0_6_load_198 | 172 | 0.00044828 | 0.00011235 | 0 | 0 |  | 1 | TRUE | wye
142 | LV_2939-4_0_6_load_160 | 173 | 0.015207 | 0.0038113 | 0 | 0 |  | 1 | TRUE | wye
143 | LV_2939-4_0_6_load_195 | 174 | 0.0023144 | 0.00058005 | 0 | 0 |  | 1 | TRUE | wye
144 | LV_2939-4_0_6_load_165 | 175 | 0.010114 | 0.0025348 | 0 | 0 |  | 1 | TRUE | wye
145 | LV_2939-4_0_6_load_200 | 176 | 0.0059908 | 0.0015014 | 0 | 0 |  | 1 | TRUE | wye
146 | LV_2939-4_0_6_load_180 | 178 | 0.0027865 | 0.00069837 | 0 | 0 |  | 1 | TRUE | wye
147 | LV_2939-4_0_6_load_182 | 179 | 0.0047828 | 0.0011987 | 0 | 0 |  | 1 | TRUE | wye
148 | LV_2939-4_0_6_load_179 | 180 | 0.0025485 | 0.00063871 | 0 | 0 |  | 1 | TRUE | wye
149 | LV_2939-4_0_6_load_184 | 181 | 0.006239 | 0.0015636 | 0 | 0 |  | 1 | TRUE | wye
150 | LV_2939-4_0_6_load_199 | 182 | 0.00043924 | 0.00011008 | 0 | 0 |  | 1 | TRUE | wye
151 | LV_2939-4_0_6_load_181 | 183 | 0.009129 | 0.0022879 | 0 | 0 |  | 1 | TRUE | wye
152 | LV_2939-4_0_6_load_183 | 184 | 0.0091785 | 0.0023004 | 0 | 0 |  | 1 | TRUE | wye
153 | LV_2939-4_0_6_load_187 | 185 | 0.004294 | 0.0010762 | 0 | 0 |  | 1 | TRUE | wye
154 | LV_2939-4_0_6_load_188 | 186 | 0.0022669 | 0.00056813 | 0 | 0 |  | 1 | TRUE | wye
155 | LV_2939-4_0_6_load_189 | 187 | 0.0015075 | 0.0003778 | 0 | 0 |  | 1 | TRUE | wye
156 | LV_2939-4_0_6_load_190 | 188 | 0.0012757 | 0.00031972 | 0 | 0 |  | 1 | TRUE | wye
157 | LV_2939-4_0_6_load_191 | 189 | 0.0006341 | 0.00015892 | 0 | 0 |  | 1 | TRUE | wye
158 | LV_2939-4_0_6_load_194 | 192 | 0.00045134 | 0.00011312 | 0 | 0 |  | 1 | TRUE | wye

## ext_grid
| name | bus | vm_pu | va_degree | slack_weight | in_service
0 |  | 54 | 1 | 0 | 1 | TRUE

## line
| name | std_type | from_bus | to_bus | length_km | r_ohm_per_km | x_ohm_per_km | c_nf_per_km | g_us_per_km | max_i_ka | df | parallel | type | in_service
0 | LV_2939-4_0_6_line_0 |  | 0 | 1 | 0.045499 | 0.125 | 0.08 | 261 | 0 | 0.364 | 1 | 1 | cs | TRUE
1 | LV_2939-4_0_6_line_1 |  | 1 | 2 | 0.038418 | 0.125 | 0.08 | 261 | 0 | 0.364 | 1 | 1 | cs | TRUE
2 | LV_2939-4_0_6_line_2 |  | 2 | 3 | 0.26942 | 0.125 | 0.08 | 261 | 0 | 0.364 | 1 | 3 | cs | TRUE
3 | LV_2939-4_0_6_line_3 |  | 2 | 4 | 0.01217 | 0.125 | 0.08 | 261 | 0 | 0.364 | 1 | 3 | cs | TRUE
4 | LV_2939-4_0_6_line_4 |  | 3 | 5 | 0.069218 | 0.125 | 0.08 | 261 | 0 | 0.364 | 1 | 3 | cs | TRUE
5 | LV_2939-4_0_6_line_5 |  | 4 | 9 | 0.00070123 | 0.125 | 0.08 | 261 | 0 | 0.364 | 1 | 3 | cs | TRUE
6 | LV_2939-4_0_6_line_6 |  | 5 | 10 | 0.012653 | 0.125 | 0.08 | 261 | 0 | 0.364 | 1 | 1 | cs | TRUE
7 | LV_2939-4_0_6_line_7 |  | 5 | 11 | 0.016082 | 0.125 | 0.08 | 261 | 0 | 0.364 | 1 | 3 | cs | TRUE
8 | LV_2939-4_0_6_line_8 |  | 6 | 7 | 0.72236 | 0.125 | 0.08 | 261 | 0 | 0.364 | 1 | 2 | cs | TRUE
9 | LV_2939-4_0_6_line_9 |  | 6 | 8 | 0.0213 | 0.125 | 0.08 | 261 | 0 | 0.364 | 1 | 3 | cs | TRUE
10 | LV_2939-4_0_6_line_10 |  | 7 | 174 | 0.047354 | 0.125 | 0.08 | 261 | 0 | 0.364 | 1 | 1 | cs | TRUE
11 | LV_2939-4_0_6_line_11 |  | 8 | 173 | 0.013773 | 0.125 | 0.08 | 261 | 0 | 0.364 | 1 | 3 | cs | TRUE
12 | LV_2939-4_0_6_line_12 |  | 9 | 173 | 0.021231 | 0.125 | 0.08 | 261 | 0 | 0.364 | 1 | 3 | cs | TRUE
13 | LV_2939-4_0_6_line_13 |  | 11 | 12 | 0.089399 | 0.125 | 0.08 | 261 | 0 | 0.364 | 1 | 1 | cs | TRUE
14 | LV_2939-4_0_6_line_14 |  | 11 | 13 | 0.016058 | 0.125 | 0.08 | 261 | 0 | 0.364 | 1 | 3 | cs | TRUE
15 | LV_2939-4_0_6_line_15 |  | 12 | 72 | 0.00051488 | 0.125 | 0.08 | 261 | 0 | 0.364 | 1 | 1 | cs | TRUE
16 | LV_2939-4_0_6_line_16 |  | 13 | 57 | 0.044223 | 0.125 | 0.08 | 261 | 0 | 0.364 | 1 | 3 | cs | TRUE
17 | LV_2939-4_0_6_line_17 |  | 14 | 15 | 0.026483 | 0.125 | 0.08 | 261 | 0 | 0.364 | 1 | 1 | cs | TRUE
18 | LV_2939-4_0_6_line_18 |  | 15 | 59 | 0.0035023 | 0.125 | 0.08 | 261 | 0 | 0.364 | 1 | 1 | cs | TRUE
19 | LV_2939-4_0_6_line_19 |  | 16 | 17 | 0.0048874 | 0.125 | 0.08 | 261 | 0 | 0.364 | 1 | 3 | cs | TRUE
20 | LV_2939-4_0_6_line_20 |  | 16 | 18 | 0.016942 | 0.125 | 0.08 | 261 | 0 | 0.364 | 1 | 3 | cs | TRUE
21 | LV_2939-4_0_6_line_21 |  | 17 | 19 | 0.0092382 | 0.125 | 0.08 | 261 | 0 | 0.364 | 1 | 3 | cs | TRUE
22 | LV_2939-4_0_6_line_22 |  | 18 | 20 | 0.018639 | 0.125 | 0.08 | 261 | 0 | 0.364 | 1 | 3 | cs | TRUE
23 | LV_2939-4_0_6_line_23 |  | 19 | 21 | 0.027265 | 0.125 | 0.08 | 261 | 0 | 0.364 | 1 | 3 | cs | TRUE
24 | LV_2939-4_0_6_line_24 |  | 20 | 22 | 0.015379 | 0.125 | 0.08 | 261 | 0 | 0.364 | 1 | 3 | cs | TRUE
25 | LV_2939-4_0_6_line_25 |  | 21 | 23 | 0.015812 | 0.125 | 0.08 | 261 | 0 | 0.364 | 1 | 3 | cs | TRUE
26 | LV_2939-4_0_6_line_26 |  | 22 | 24 | 0.016944 | 0.125 | 0.08 | 261 | 0 | 0.364 | 1 | 3 | cs | TRUE
27 | LV_2939-4_0_6_line_27 |  | 23 | 25 | 0.034085 | 0.125 | 0.08 | 261 | 0 | 0.364 | 1 | 3 | cs | TRUE
28 | LV_2939-4_0_6_line_28 |  | 24 | 26 | 0.030942 | 0.125 | 0.08 | 261 | 0 | 0.364 | 1 | 3 | cs | TRUE
29 | LV_2939-4_0_6_line_29 |  | 25 | 134 | 0.0016679 | 0.125 | 0.08 | 261 | 0 | 0.364 | 1 | 3 | cs | TRUE
30 | LV_2939-4_0_6_line_30 |  | 26 | 58 | 0.012414 | 0.125 | 0.08 | 261 | 0 | 0.364 | 1 | 1 | cs | TRUE
31 | LV_2939-4_0_6_line_31 |  | 26 | 137 | 0.0024291 | 0.125 | 0.08 | 261 | 0 | 0.364 | 1 | 3 | cs | TRUE
32 | LV_2939-4_0_6_line_32 |  | 27 | 28 | 0.034095 | 0.125 | 0.08 | 261 | 0 | 0.364 | 1 | 1 | cs | TRUE
33 | LV_2939-4_0_6_line_33 |  | 27 | 29 | 0.0073707 | 0.125 | 0.08 | 261 | 0 | 0.364 | 1 | 1 | cs | TRUE
34 | LV_2939-4_0_6_line_34 |  | 28 | 30 | 0.010907 | 0.125 | 0.08 | 261 | 0 | 0.364 | 1 | 1 | cs | TRUE
35 | LV_2939-4_0_6_line_35 |  | 29 | 31 | 0.011949 | 0.125 | 0.08 | 261 | 0 | 0.364 | 1 | 1 | cs | TRUE
36 | LV_2939-4_0_6_line_36 |  | 29 | 32 | 0.010032 | 0.125 | 0.08 | 261 | 0 | 0.364 | 1 | 1 | cs | TRUE
37 | LV_2939-4_0_6_line_37 |  | 30 | 33 | 0.026226 | 0.125 | 0.08 | 261 | 0 | 0.364 | 1 | 1 | cs | TRUE
38 | LV_2939-4_0_6_line_38 |  | 31 | 34 | 0.021289 | 0.125 | 0.08 | 261 | 0 | 0.364 | 1 | 1 | cs | TRUE
39 | LV_2939-4_0_6_line_39 |  | 32 | 35 | 0.016795 | 0.125 | 0.08 | 261 | 0 | 0.364 | 1 | 1 | cs | TRUE
40 | LV_2939-4_0_6_line_40 |  | 34 | 36 | 0.024757 | 0.125 | 0.08 | 261 | 0 | 0.364 | 1 | 1 | cs | TRUE
41 | LV_2939-4_0_6_line_41 |  | 35 | 37 | 0.0095558 | 0.125 | 0.08 | 261 | 0 | 0.364 | 1 | 1 | cs | TRUE
42 | LV_2939-4_0_6_line_42 |  | 36 | 38 | 0.022611 | 0.125 | 0.08 | 261 | 0 | 0.364 | 1 | 1 | cs | TRUE
43 | LV_2939-4_0_6_line_43 |  | 37 | 39 | 0.0054118 | 0.125 | 0.08 | 261 | 0 | 0.364 | 1 | 1 | cs | TRUE
44 | LV_2939-4_0_6_line_44 |  | 38 | 71 | 0.0037025 | 0.125 | 0.08 | 261 | 0 | 0.364 | 1 | 1 | cs | TRUE
45 | LV_2939-4_0_6_line_45 |  | 39 | 142 | 0.028501 | 0.125 | 0.08 | 261 | 0 | 0.364 | 1 | 1 | cs | TRUE
46 | LV_2939-4_0_6_line_46 |  | 40 | 41 | 0.0030464 | 0.125 | 0.08 | 261 | 0 | 0.364 | 1 | 3 | cs | TRUE
47 | LV_2939-4_0_6_line_47 |  | 40 | 42 | 0.040124 | 0.125 | 0.08 | 261 | 0 | 0.364 | 1 | 3 | cs | TRUE
48 | LV_2939-4_0_6_line_48 |  | 41 | 43 | 0.035177 | 0.125 | 0.08 | 261 | 0 | 0.364 | 1 | 3 | cs | TRUE
49 | LV_2939-4_0_6_line_49 |  | 42 | 44 | 0.0012666 | 0.125 | 0.08 | 261 | 0 | 0.364 | 1 | 3 | cs | TRUE
50 | LV_2939-4_0_6_line_50 |  | 43 | 45 | 0.010531 | 0.125 | 0.08 | 261 | 0 | 0.364 | 1 | 3 | cs | TRUE
51 | LV_2939-4_0_6_line_51 |  | 44 | 46 | 0.015763 | 0.125 | 0.08 | 261 | 0 | 0.364 | 1 | 3 | cs | TRUE
52 | LV_2939-4_0_6_line_52 |  | 45 | 47 | 0.007013 | 0.125 | 0.08 | 261 | 0 | 0.364 | 1 | 1 | cs | TRUE
53 | LV_2939-4_0_6_line_53 |  | 45 | 48 | 0.014422 | 0.125 | 0.08 | 261 | 0 | 0.364 | 1 | 3 | cs | TRUE
54 | LV_2939-4_0_6_line_54 |  | 46 | 49 | 0.017885 | 0.125 | 0.08 | 261 | 0 | 0.364 | 1 | 3 | cs | TRUE
55 | LV_2939-4_0_6_line_55 |  | 46 | 50 | 0.036384 | 0.125 | 0.08 | 261 | 0 | 0.364 | 1 | 1 | cs | TRUE
56 | LV_2939-4_0_6_line_56 |  | 46 | 51 | 0.027396 | 0.125 | 0.08 | 261 | 0 | 0.364 | 1 | 1 | cs | TRUE
57 | LV_2939-4_0_6_line_57 |  | 47 | 52 | 0.0087817 | 0.125 | 0.08 | 261 | 0 | 0.364 | 1 | 1 | cs | TRUE
58 | LV_2939-4_0_6_line_58 |  | 48 | 53 | 0.015929 | 0.125 | 0.08 | 261 | 0 | 0.364 | 1 | 3 | cs | TRUE
59 | LV_2939-4_0_6_line_59 |  | 49 | 54 | 0.0315 | 0.125 | 0.08 | 261 | 0 | 0.364 | 1 | 3 | cs | TRUE
60 | LV_2939-4_0_6_line_60 |  | 50 | 55 | 0.013807 | 0.125 | 0.08 | 261 | 0 | 0.364 | 1 | 1 | cs | TRUE
61 | LV_2939-4_0_6_line_61 |  | 51 | 56 | 0.007544 | 0.125 | 0.08 | 261 | 0 | 0.364 | 1 | 1 | cs | TRUE
62 | LV_2939-4_0_6_line_62 |  | 52 | 90 | 0.014639 | 0.125 | 0.08 | 261 | 0 | 0.364 | 1 | 1 | cs | TRUE
63 | LV_2939-4_0_6_line_63 |  | 53 | 91 | 0.0092433 | 0.125 | 0.08 | 261 | 0 | 0.364 | 1 | 3 | cs | TRUE
64 | LV_2939-4_0_6_line_64 |  | 54 | 132 | 0.00253 | 0.125 | 0.08 | 261 | 0 | 0.364 | 1 | 3 | cs | TRUE
65 | LV_2939-4_0_6_line_65 |  | 55 | 126 | 0.019586 | 0.125 | 0.08 | 261 | 0 | 0.364 | 1 | 1 | cs | TRUE
66 | LV_2939-4_0_6_line_66 |  | 56 | 66 | 0.01001 | 0.125 | 0.08 | 261 | 0 | 0.364 | 1 | 1 | cs | TRUE
67 | LV_2939-4_0_6_line_67 |  | 57 | 133 | 0.018102 | 0.125 | 0.08 | 261 | 0 | 0.364 | 1 | 3 | cs | TRUE
68 | LV_2939-4_0_6_line_68 |  | 59 | 60 | 0.028053 | 0.125 | 0.08 | 261 | 0 | 0.364 | 1 | 1 | cs | TRUE
69 | LV_2939-4_0_6_line_69 |  | 60 | 61 | 0.027616 | 0.125 | 0.08 | 261 | 0 | 0.364 | 1 | 1 | cs | TRUE
70 | LV_2939-4_0_6_line_70 |  | 61 | 62 | 0.0056051 | 0.125 | 0.08 | 261 | 0 | 0.364 | 1 | 1 | cs | TRUE
71 | LV_2939-4_0_6_line_71 |  | 62 | 63 | 0.014649 | 0.125 | 0.08 | 261 | 0 | 0.364 | 1 | 1 | cs | TRUE
72 | LV_2939-4_0_6_line_72 |  | 63 | 64 | 0.009449 | 0.125 | 0.08 | 261 | 0 | 0.364 | 1 | 1 | cs | TRUE
73 | LV_2939-4_0_6_line_73 |  | 64 | 75 | 0.016035 | 0.125 | 0.08 | 261 | 0 | 0.364 | 1 | 1 | cs | TRUE
74 | LV_2939-4_0_6_line_74 |  | 65 | 66 | 0.016064 | 0.125 | 0.08 | 261 | 0 | 0.364 | 1 | 1 | cs | TRUE
75 | LV_2939-4_0_6_line_75 |  | 65 | 67 | 0.0060987 | 0.125 | 0.08 | 261 | 0 | 0.364 | 1 | 1 | cs | TRUE
76 | LV_2939-4_0_6_line_76 |  | 67 | 68 | 0.028509 | 0.125 | 0.08 | 261 | 0 | 0.364 | 1 | 1 | cs | TRUE
77 | LV_2939-4_0_6_line_77 |  | 69 | 70 | 0.026988 | 0.125 | 0.08 | 261 | 0 | 0.364 | 1 | 1 | cs | TRUE
78 | LV_2939-4_0_6_line_78 |  | 70 | 138 | 0.015002 | 0.125 | 0.08 | 261 | 0 | 0.364 | 1 | 3 | cs | TRUE
79 | LV_2939-4_0_6_line_79 |  | 70 | 137 | 0.046864 | 0.125 | 0.08 | 261 | 0 | 0.364 | 1 | 3 | cs | TRUE
80 | LV_2939-4_0_6_line_80 |  | 73 | 74 | 0.014846 | 0.125 | 0.08 | 261 | 0 | 0.364 | 1 | 3 | cs | TRUE
81 | LV_2939-4_0_6_line_81 |  | 73 | 75 | 0.019939 | 0.125 | 0.08 | 261 | 0 | 0.364 | 1 | 3 | cs | TRUE
82 | LV_2939-4_0_6_line_82 |  | 74 | 76 | 0.014965 | 0.125 | 0.08 | 261 | 0 | 0.364 | 1 | 3 | cs | TRUE
83 | LV_2939-4_0_6_line_83 |  | 75 | 77 | 0.02596 | 0.125 | 0.08 | 261 | 0 | 0.364 | 1 | 3 | cs | TRUE
84 | LV_2939-4_0_6_line_84 |  | 75 | 78 | 0.025596 | 0.125 | 0.08 | 261 | 0 | 0.364 | 1 | 1 | cs | TRUE
85 | LV_2939-4_0_6_line_85 |  | 76 | 79 | 0.012924 | 0.125 | 0.08 | 261 | 0 | 0.364 | 1 | 3 | cs | TRUE
86 | LV_2939-4_0_6_line_86 |  | 77 | 80 | 0.024985 | 0.125 | 0.08 | 261 | 0 | 0.364 | 1 | 3 | cs | TRUE
87 | LV_2939-4_0_6_line_87 |  | 78 | 81 | 0.021183 | 0.125 | 0.08 | 261 | 0 | 0.364 | 1 | 1 | cs | TRUE
88 | LV_2939-4_0_6_line_88 |  | 79 | 82 | 0.013855 | 0.125 | 0.08 | 261 | 0 | 0.364 | 1 | 3 | cs | TRUE
89 | LV_2939-4_0_6_line_89 |  | 80 | 83 | 0.0026586 | 0.125 | 0.08 | 261 | 0 | 0.364 | 1 | 3 | cs | TRUE
90 | LV_2939-4_0_6_line_90 |  | 81 | 84 | 0.003793 | 0.125 | 0.08 | 261 | 0 | 0.364 | 1 | 1 | cs | TRUE
91 | LV_2939-4_0_6_line_91 |  | 82 | 85 | 0.0084717 | 0.125 | 0.08 | 261 | 0 | 0.364 | 1 | 3 | cs | TRUE
92 | LV_2939-4_0_6_line_92 |  | 83 | 86 | 0.004659 | 0.125 | 0.08 | 261 | 0 | 0.364 | 1 | 3 | cs | TRUE
93 | LV_2939-4_0_6_line_93 |  | 84 | 87 | 0.027013 | 0.125 | 0.08 | 261 | 0 | 0.364 | 1 | 1 | cs | TRUE
94 | LV_2939-4_0_6_line_94 |  | 85 | 141 | 0.012445 | 0.125 | 0.08 | 261 | 0 | 0.364 | 1 | 3 | cs | TRUE
95 | LV_2939-4_0_6_line_95 |  | 86 | 88 | 0.016767 | 0.125 | 0.08 | 261 | 0 | 0.364 | 1 | 3 | cs | TRUE
96 | LV_2939-4_0_6_line_96 |  | 87 | 147 | 0.0020376 | 0.125 | 0.08 | 261 | 0 | 0.364 | 1 | 1 | cs | TRUE
97 | LV_2939-4_0_6_line_97 |  | 88 | 89 | 0.00022547 | 0.125 | 0.08 | 261 | 0 | 0.364 | 1 | 3 | cs | TRUE
98 | LV_2939-4_0_6_line_98 |  | 89 | 97 | 0.0055054 | 0.125 | 0.08 | 261 | 0 | 0.364 | 1 | 3 | cs | TRUE
99 | LV_2939-4_0_6_line_99 |  | 91 | 92 | 0.013742 | 0.125 | 0.08 | 261 | 0 | 0.364 | 1 | 3 | cs | TRUE
100 | LV_2939-4_0_6_line_100 |  | 92 | 95 | 0.013067 | 0.125 | 0.08 | 261 | 0 | 0.364 | 1 | 3 | cs | TRUE
101 | LV_2939-4_0_6_line_101 |  | 93 | 94 | 0.013274 | 0.125 | 0.08 | 261 | 0 | 0.364 | 1 | 1 | cs | TRUE
102 | LV_2939-4_0_6_line_102 |  | 93 | 95 | 0.010678 | 0.125 | 0.08 | 261 | 0 | 0.364 | 1 | 1 | cs | TRUE
103 | LV_2939-4_0_6_line_103 |  | 94 | 96 | 0.011192 | 0.125 | 0.08 | 261 | 0 | 0.364 | 1 | 1 | cs | TRUE
104 | LV_2939-4_0_6_line_104 |  | 95 | 97 | 0.011265 | 0.125 | 0.08 | 261 | 0 | 0.364 | 1 | 3 | cs | TRUE
105 | LV_2939-4_0_6_line_105 |  | 96 | 98 | 0.0047426 | 0.125 | 0.08 | 261 | 0 | 0.364 | 1 | 1 | cs | TRUE
106 | LV_2939-4_0_6_line_106 |  | 99 | 100 | 0.015132 | 0.125 | 0.08 | 261 | 0 | 0.364 | 1 | 1 | cs | TRUE
107 | LV_2939-4_0_6_line_107 |  | 99 | 101 | 0.017618 | 0.125 | 0.08 | 261 | 0 | 0.364 | 1 | 1 | cs | TRUE
108 | LV_2939-4_0_6_line_108 |  | 100 | 102 | 0.0085687 | 0.125 | 0.08 | 261 | 0 | 0.364 | 1 | 1 | cs | TRUE
109 | LV_2939-4_0_6_line_109 |  | 101 | 103 | 0.054422 | 0.125 | 0.08 | 261 | 0 | 0.364 | 1 | 1 | cs | TRUE
110 | LV_2939-4_0_6_line_110 |  | 101 | 104 | 0.012678 | 0.125 | 0.08 | 261 | 0 | 0.364 | 1 | 1 | cs | TRUE
111 | LV_2939-4_0_6_line_111 |  | 102 | 111 | 0.0086208 | 0.125 | 0.08 | 261 | 0 | 0.364 | 1 | 3 | cs | TRUE
112 | LV_2939-4_0_6_line_112 |  | 102 | 109 | 0.017589 | 0.125 | 0.08 | 261 | 0 | 0.364 | 1 | 3 | cs | TRUE
113 | LV_2939-4_0_6_line_113 |  | 103 | 113 | 0.0022694 | 0.125 | 0.08 | 261 | 0 | 0.364 | 1 | 1 | cs | TRUE
114 | LV_2939-4_0_6_line_114 |  | 104 | 114 | 0.034027 | 0.125 | 0.08 | 261 | 0 | 0.364 | 1 | 1 | cs | TRUE
115 | LV_2939-4_0_6_line_115 |  | 105 | 106 | 0.012777 | 0.125 | 0.08 | 261 | 0 | 0.364 | 1 | 1 | cs | TRUE
116 | LV_2939-4_0_6_line_116 |  | 105 | 107 | 0.079033 | 0.125 | 0.08 | 261 | 0 | 0.364 | 1 | 3 | cs | TRUE
117 | LV_2939-4_0_6_line_117 |  | 105 | 108 | 0.038298 | 0.125 | 0.08 | 261 | 0 | 0.364 | 1 | 3 | cs | TRUE
118 | LV_2939-4_0_6_line_118 |  | 106 | 112 | 0.021905 | 0.125 | 0.08 | 261 | 0 | 0.364 | 1 | 1 | cs | TRUE
119 | LV_2939-4_0_6_line_119 |  | 107 | 115 | 0.0057014 | 0.125 | 0.08 | 261 | 0 | 0.364 | 1 | 1 | cs | TRUE
120 | LV_2939-4_0_6_line_120 |  | 107 | 116 | 0.02286 | 0.125 | 0.08 | 261 | 0 | 0.364 | 1 | 3 | cs | TRUE
121 | LV_2939-4_0_6_line_121 |  | 108 | 110 | 0.01166 | 0.125 | 0.08 | 261 | 0 | 0.364 | 1 | 3 | cs | TRUE
122 | LV_2939-4_0_6_line_122 |  | 109 | 110 | 0.030054 | 0.125 | 0.08 | 261 | 0 | 0.364 | 1 | 3 | cs | TRUE
123 | LV_2939-4_0_6_line_123 |  | 111 | 117 | 0.0095206 | 0.125 | 0.08 | 261 | 0 | 0.364 | 1 | 3 | cs | TRUE
124 | LV_2939-4_0_6_line_124 |  | 114 | 121 | 0.034746 | 0.125 | 0.08 | 261 | 0 | 0.364 | 1 | 1 | cs | TRUE
125 | LV_2939-4_0_6_line_125 |  | 115 | 177 | 0.038476 | 0.125 | 0.08 | 261 | 0 | 0.364 | 1 | 1 | cs | TRUE
126 | LV_2939-4_0_6_line_126 |  | 116 | 175 | 0.0028546 | 0.125 | 0.08 | 261 | 0 | 0.364 | 1 | 3 | cs | TRUE
127 | LV_2939-4_0_6_line_127 |  | 117 | 164 | 0.021416 | 0.125 | 0.08 | 261 | 0 | 0.364 | 1 | 3 | cs | TRUE
128 | LV_2939-4_0_6_line_128 |  | 118 | 119 | 0.13228 | 0.125 | 0.08 | 261 | 0 | 0.364 | 1 | 3 | cs | TRUE
129 | LV_2939-4_0_6_line_129 |  | 118 | 120 | 0.046983 | 0.125 | 0.08 | 261 | 0 | 0.364 | 1 | 3 | cs | TRUE
130 | LV_2939-4_0_6_line_130 |  | 119 | 176 | 0.11788 | 0.125 | 0.08 | 261 | 0 | 0.364 | 1 | 3 | cs | TRUE
131 | LV_2939-4_0_6_line_131 |  | 120 | 175 | 0.034809 | 0.125 | 0.08 | 261 | 0 | 0.364 | 1 | 3 | cs | TRUE
132 | LV_2939-4_0_6_line_132 |  | 121 | 122 | 0.029524 | 0.125 | 0.08 | 261 | 0 | 0.364 | 1 | 1 | cs | TRUE
133 | LV_2939-4_0_6_line_133 |  | 122 | 130 | 0.0067242 | 0.125 | 0.08 | 261 | 0 | 0.364 | 1 | 1 | cs | TRUE
134 | LV_2939-4_0_6_line_134 |  | 123 | 124 | 0.0096095 | 0.125 | 0.08 | 261 | 0 | 0.364 | 1 | 1 | cs | TRUE
135 | LV_2939-4_0_6_line_135 |  | 123 | 125 | 0.023548 | 0.125 | 0.08 | 261 | 0 | 0.364 | 1 | 1 | cs | TRUE
136 | LV_2939-4_0_6_line_136 |  | 124 | 129 | 0.035656 | 0.125 | 0.08 | 261 | 0 | 0.364 | 1 | 1 | cs | TRUE
137 | LV_2939-4_0_6_line_137 |  | 125 | 128 | 0.010452 | 0.125 | 0.08 | 261 | 0 | 0.364 | 1 | 1 | cs | TRUE
138 | LV_2939-4_0_6_line_138 |  | 126 | 131 | 0.037741 | 0.125 | 0.08 | 261 | 0 | 0.364 | 1 | 1 | cs | TRUE
139 | LV_2939-4_0_6_line_139 |  | 127 | 128 | 0.05742 | 0.125 | 0.08 | 261 | 0 | 0.364 | 1 | 1 | cs | TRUE
140 | LV_2939-4_0_6_line_140 |  | 129 | 135 | 0.0012696 | 0.125 | 0.08 | 261 | 0 | 0.364 | 1 | 1 | cs | TRUE
141 | LV_2939-4_0_6_line_141 |  | 130 | 149 | 0.017161 | 0.125 | 0.08 | 261 | 0 | 0.364 | 1 | 1 | cs | TRUE
142 | LV_2939-4_0_6_line_142 |  | 132 | 136 | 0.005508 | 0.125 | 0.08 | 261 | 0 | 0.364 | 1 | 3 | cs | TRUE
143 | LV_2939-4_0_6_line_143 |  | 133 | 134 | 0.016684 | 0.125 | 0.08 | 261 | 0 | 0.364 | 1 | 3 | cs | TRUE
144 | LV_2939-4_0_6_line_144 |  | 135 | 148 | 0.0058447 | 0.125 | 0.08 | 261 | 0 | 0.364 | 1 | 1 | cs | TRUE
145 | LV_2939-4_0_6_line_145 |  | 136 | 150 | 0.013892 | 0.125 | 0.08 | 261 | 0 | 0.364 | 1 | 3 | cs | TRUE
146 | LV_2939-4_0_6_line_146 |  | 138 | 139 | 0.012719 | 0.125 | 0.08 | 261 | 0 | 0.364 | 1 | 3 | cs | TRUE
147 | LV_2939-4_0_6_line_147 |  | 139 | 140 | 2.4571e-05 | 0.125 | 0.08 | 261 | 0 | 0.364 | 1 | 3 | cs | TRUE
148 | LV_2939-4_0_6_line_148 |  | 140 | 141 | 0.015326 | 0.125 | 0.08 | 261 | 0 | 0.364 | 1 | 3 | cs | TRUE
149 | LV_2939-4_0_6_line_149 |  | 142 | 143 | 0.0030815 | 0.125 | 0.08 | 261 | 0 | 0.364 | 1 | 1 | cs | TRUE
150 | LV_2939-4_0_6_line_150 |  | 143 | 144 | 0.028729 | 0.125 | 0.08 | 261 | 0 | 0.364 | 1 | 1 | cs | TRUE
151 | LV_2939-4_0_6_line_151 |  | 144 | 145 | 0.021403 | 0.125 | 0.08 | 261 | 0 | 0.364 | 1 | 1 | cs | TRUE
152 | LV_2939-4_0_6_line_152 |  | 145 | 146 | 0.0090833 | 0.125 | 0.08 | 261 | 0 | 0.364 | 1 | 1 | cs | TRUE
153 | LV_2939-4_0_6_line_153 |  | 146 | 156 | 0.027804 | 0.125 | 0.08 | 261 | 0 | 0.364 | 1 | 1 | cs | TRUE
154 | LV_2939-4_0_6_line_154 |  | 147 | 148 | 0.025828 | 0.125 | 0.08 | 261 | 0 | 0.364 | 1 | 1 | cs | TRUE
155 | LV_2939-4_0_6_line_155 |  | 149 | 152 | 0.0062533 | 0.125 | 0.08 | 261 | 0 | 0.364 | 1 | 1 | cs | TRUE
156 | LV_2939-4_0_6_line_156 |  | 150 | 151 | 0.034696 | 0.125 | 0.08 | 261 | 0 | 0.364 | 1 | 3 | cs | TRUE
157 | LV_2939-4_0_6_line_157 |  | 151 | 153 | 0.032352 | 0.125 | 0.08 | 261 | 0 | 0.364 | 1 | 3 | cs | TRUE
158 | LV_2939-4_0_6_line_158 |  | 153 | 154 | 0.0014035 | 0.125 | 0.08 | 261 | 0 | 0.364 | 1 | 3 | cs | TRUE
159 | LV_2939-4_0_6_line_159 |  | 154 | 155 | 0.019804 | 0.125 | 0.08 | 261 | 0 | 0.364 | 1 | 3 | cs | TRUE
160 | LV_2939-4_0_6_line_160 |  | 155 | 171 | 0.01034 | 0.125 | 0.08 | 261 | 0 | 0.364 | 1 | 3 | cs | TRUE
161 | LV_2939-4_0_6_line_161 |  | 156 | 157 | 0.012998 | 0.125 | 0.08 | 261 | 0 | 0.364 | 1 | 1 | cs | TRUE
162 | LV_2939-4_0_6_line_162 |  | 157 | 158 | 0.0076944 | 0.125 | 0.08 | 261 | 0 | 0.364 | 1 | 3 | cs | TRUE
163 | LV_2939-4_0_6_line_163 |  | 157 | 159 | 0.033041 | 0.125 | 0.08 | 261 | 0 | 0.364 | 1 | 2 | cs | TRUE
164 | LV_2939-4_0_6_line_164 |  | 158 | 160 | 0.030404 | 0.125 | 0.08 | 261 | 0 | 0.364 | 1 | 3 | cs | TRUE
165 | LV_2939-4_0_6_line_165 |  | 159 | 161 | 0.015993 | 0.125 | 0.08 | 261 | 0 | 0.364 | 1 | 1 | cs | TRUE
166 | LV_2939-4_0_6_line_166 |  | 160 | 162 | 0.01667 | 0.125 | 0.08 | 261 | 0 | 0.364 | 1 | 3 | cs | TRUE
167 | LV_2939-4_0_6_line_167 |  | 161 | 163 | 0.018398 | 0.125 | 0.08 | 261 | 0 | 0.364 | 1 | 1 | cs | TRUE
168 | LV_2939-4_0_6_line_168 |  | 162 | 168 | 0.01649 | 0.125 | 0.08 | 261 | 0 | 0.364 | 1 | 3 | cs | TRUE
169 | LV_2939-4_0_6_line_169 |  | 162 | 166 | 0.01945 | 0.125 | 0.08 | 261 | 0 | 0.364 | 1 | 3 | cs | TRUE
170 | LV_2939-4_0_6_line_170 |  | 163 | 170 | 0.004072 | 0.125 | 0.08 | 261 | 0 | 0.364 | 1 | 1 | cs | TRUE
171 | LV_2939-4_0_6_line_171 |  | 164 | 165 | 0.028032 | 0.125 | 0.08 | 261 | 0 | 0.364 | 1 | 3 | cs | TRUE
172 | LV_2939-4_0_6_line_172 |  | 165 | 166 | 0.010839 | 0.125 | 0.08 | 261 | 0 | 0.364 | 1 | 3 | cs | TRUE
173 | LV_2939-4_0_6_line_173 |  | 166 | 167 | 0.018919 | 0.125 | 0.08 | 261 | 0 | 0.364 | 1 | 1 | cs | TRUE
174 | LV_2939-4_0_6_line_174 |  | 167 | 169 | 0.024274 | 0.125 | 0.08 | 261 | 0 | 0.364 | 1 | 1 | cs | TRUE
175 | LV_2939-4_0_6_line_175 |  | 168 | 181 | 0.011697 | 0.125 | 0.08 | 261 | 0 | 0.364 | 1 | 3 | cs | TRUE
176 | LV_2939-4_0_6_line_176 |  | 170 | 185 | 0.031723 | 0.125 | 0.08 | 261 | 0 | 0.364 | 1 | 1 | cs | TRUE
177 | LV_2939-4_0_6_line_177 |  | 171 | 172 | 0.02913 | 0.125 | 0.08 | 261 | 0 | 0.364 | 1 | 3 | cs | TRUE
178 | LV_2939-4_0_6_line_178 |  | 172 | 182 | 0.017677 | 0.125 | 0.08 | 261 | 0 | 0.364 | 1 | 3 | cs | TRUE
179 | LV_2939-4_0_6_line_179 |  | 176 | 179 | 0.064879 | 0.125 | 0.08 | 261 | 0 | 0.364 | 1 | 3 | cs | TRUE
180 | LV_2939-4_0_6_line_180 |  | 177 | 178 | 0.013932 | 0.125 | 0.08 | 261 | 0 | 0.364 | 1 | 1 | cs | TRUE
181 | LV_2939-4_0_6_line_181 |  | 178 | 180 | 0.00046158 | 0.125 | 0.08 | 261 | 0 | 0.364 | 1 | 1 | cs | TRUE
182 | LV_2939-4_0_6_line_182 |  | 179 | 184 | 0.017866 | 0.125 | 0.08 | 261 | 0 | 0.364 | 1 | 1 | cs | TRUE
183 | LV_2939-4_0_6_line_183 |  | 180 | 183 | 0.0041513 | 0.125 | 0.08 | 261 | 0 | 0.364 | 1 | 1 | cs | TRUE
184 | LV_2939-4_0_6_line_184 |  | 181 | 182 | 0.006637 | 0.125 | 0.08 | 261 | 0 | 0.364 | 1 | 3 | cs | TRUE
185 | LV_2939-4_0_6_line_185 |  | 185 | 186 | 0.02726 | 0.125 | 0.08 | 261 | 0 | 0.364 | 1 | 1 | cs | TRUE
186 | LV_2939-4_0_6_line_186 |  | 186 | 187 | 0.024168 | 0.125 | 0.08 | 261 | 0 | 0.364 | 1 | 1 | cs | TRUE
187 | LV_2939-4_0_6_line_187 |  | 187 | 188 | 0.012761 | 0.125 | 0.08 | 261 | 0 | 0.364 | 1 | 1 | cs | TRUE
188 | LV_2939-4_0_6_line_188 |  | 188 | 189 | 0.010394 | 0.125 | 0.08 | 261 | 0 | 0.364 | 1 | 1 | cs | TRUE
189 | LV_2939-4_0_6_line_189 |  | 189 | 190 | 0.15727 | 0.125 | 0.08 | 261 | 0 | 0.364 | 1 | 1 | cs | TRUE
190 | LV_2939-4_0_6_line_190 |  | 190 | 191 | 0.15607 | 0.125 | 0.08 | 261 | 0 | 0.364 | 1 | 1 | cs | TRUE
191 | LV_2939-4_0_6_line_191 |  | 191 | 192 | 0.021404 | 0.125 | 0.08 | 261 | 0 | 0.364 | 1 | 1 | cs | TRUE

## trafo
| name | std_type | hv_bus | lv_bus | sn_mva | vn_hv_kv | vn_lv_kv | vk_percent | vkr_percent | pfe_kw | i0_percent | shift_degree | tap_side | tap_neutral | tap_min | tap_max | tap_step_percent | tap_step_degree | tap_pos | tap_phase_shifter | parallel | df | in_service
0 | LV_2939-4_0_6_trafo_105 | 0.63 MVA 20/0.4 kV | 193 | 54 | 0.63 | 20 | 0.4 | 6 | 1.206 | 1.65 | 0.2619 | 150 | hv | 0 | -2 | 2 | 2.5 | 0 | 0 | FALSE | 1 | 1 | TRUE

## line_geodata
| x0 | y0 | x1 | y1 | x2 | y2 | x3 | y3 | x4 | y4 | x5 | y5 | x6 | y6 | x7 | y7 | x8 | y8 | x9 | y9
0 | 2687836.3308 | 1284226.0607 | 2687818.7539 | 1284184.0939
1 | 2687831.984 | 1284251.2511 | 2687842.3229 | 1284246.59 | 2687846.9753 | 1284245.703 | 2687836.3308 | 1284226.0607
2 | 2687831.984 | 1284251.2511 | 2687842.3229 | 1284246.59 | 2687846.9753 | 1284245.703 | 2687857.6439 | 1284273.2859 | 2687889.718 | 1284356.9366 | 2687902.3709 | 1284397.3937 | 2687904.2659 | 1284432.8749 | 2687900.1814 | 1284439.9757 | 2687879.8491 | 1284483.5325
3 | 2687831.984 | 1284251.2511 | 2687820.6884 | 1284255.78
4 | 2687879.8491 | 1284483.5325 | 2687882.7001 | 1284512.3 | 2687877.532 | 1284552.2798
5 | 2687820.0376 | 1284256.041 | 2687820.6884 | 1284255.78
6 | 2687877.532 | 1284552.2798 | 2687889.2833 | 1284557.0592
7 | 2687875.0355 | 1284568.1675 | 2687877.532 | 1284552.2798
8 | 2687767.7774 | 1284276.9947 | 2687048.7335 | 1284346.1242
9 | 2687767.7774 | 1284276.9947 | 2687787.5474 | 1284269.0679
10 | 2687048.7335 | 1284346.1242 | 2687023.2858 | 1284322.7615 | 2687013.8482 | 1284314.1018
11 | 2687787.5474 | 1284269.0679 | 2687800.3314 | 1284263.9422
12 | 2687820.0376 | 1284256.041 | 2687800.3314 | 1284263.9422
13 | 2687875.0355 | 1284568.1675 | 2687820.8061 | 1284639.2405
14 | 2687875.0355 | 1284568.1675 | 2687886.9979 | 1284578.9218
15 | 2687820.4938 | 1284639.6498 | 2687820.8061 | 1284639.2405
16 | 2687886.9979 | 1284578.9218 | 2687909.9969 | 1284595.0455 | 2687918.1734 | 1284600.4388 | 2687924.1016 | 1284602.6877
17 | 2687996.3035 | 1284508.2524 | 2688018.4898 | 1284522.7141
18 | 2688021.4239 | 1284524.6266 | 2688018.4898 | 1284522.7141
19 | 2688049.2948 | 1284623.6605 | 2688044.4081 | 1284623.5753
20 | 2688049.2948 | 1284623.6605 | 2688066.2346 | 1284623.9559
21 | 2688044.4081 | 1284623.5753 | 2688035.1712 | 1284623.4142
22 | 2688066.2346 | 1284623.9559 | 2688084.871 | 1284624.281
23 | 2688035.1712 | 1284623.4142 | 2688031.575 | 1284623.3515 | 2688008.0158 | 1284621.0827
24 | 2688100.2473 | 1284624.5491 | 2688084.871 | 1284624.281
25 | 2687992.2762 | 1284619.567 | 2688008.0158 | 1284621.0827
26 | 2688100.2473 | 1284624.5491 | 2688117.1882 | 1284624.8446
27 | 2687992.2762 | 1284619.567 | 2687982.5015 | 1284618.6257 | 2687958.7399 | 1284613.7101
28 | 2688148.1257 | 1284625.3842 | 2688117.1882 | 1284624.8446
29 | 2687957.1065 | 1284613.3722 | 2687958.7399 | 1284613.7101
30 | 2688148.1257 | 1284625.3842 | 2688148.9771 | 1284633.693 | 2688152.4315 | 1284635.8299
31 | 2688148.1257 | 1284625.3842 | 2688150.5544 | 1284625.4265
32 | 2688343.8325 | 1284739.0949 | 2688310.1801 | 1284733.6177
33 | 2688351.1075 | 1284740.279 | 2688343.8325 | 1284739.0949
34 | 2688299.4151 | 1284731.8656 | 2688310.1801 | 1284733.6177
35 | 2688351.1075 | 1284740.279 | 2688341.9744 | 1284732.5744
36 | 2688351.1075 | 1284740.279 | 2688359.7444 | 1284745.3824
37 | 2688273.4956 | 1284727.8863 | 2688280.4363 | 1284728.7766 | 2688299.4151 | 1284731.8656
38 | 2688325.7019 | 1284718.8471 | 2688341.9744 | 1284732.5744
39 | 2688359.7444 | 1284745.3824 | 2688374.2034 | 1284753.9261
40 | 2688306.0065 | 1284703.8732 | 2688319.3527 | 1284713.4909 | 2688325.7019 | 1284718.8471
41 | 2688382.4304 | 1284758.7873 | 2688374.2034 | 1284753.9261
42 | 2688287.6625 | 1284690.654 | 2688306.0065 | 1284703.8732
43 | 2688382.4304 | 1284758.7873 | 2688387.0896 | 1284761.5403
44 | 2688287.6625 | 1284690.654 | 2688284.6587 | 1284688.4894
45 | 2688387.0896 | 1284761.5403 | 2688393.8813 | 1284765.5535 | 2688407.5282 | 1284770.0065 | 2688413.7455 | 1284770.7078
46 | 2688289.0098 | 1284547.9319 | 2688286.7291 | 1284545.9123
47 | 2688289.0098 | 1284547.9319 | 2688319.0492 | 1284574.532
48 | 2688260.1484 | 1284522.9352 | 2688261.8816 | 1284523.9097 | 2688286.7291 | 1284545.9123
49 | 2688319.9975 | 1284575.3717 | 2688319.0492 | 1284574.532
50 | 2688250.969 | 1284517.7743 | 2688260.1484 | 1284522.9352
51 | 2688331.7991 | 1284585.822 | 2688319.9975 | 1284575.3717
52 | 2688250.969 | 1284517.7743 | 2688255.1436 | 1284512.139
53 | 2688250.969 | 1284517.7743 | 2688244.0161 | 1284519.4049 | 2688236.7365 | 1284519.2958
54 | 2688331.7991 | 1284585.822 | 2688342.3806 | 1284600.2405
55 | 2688331.7991 | 1284585.822 | 2688357.2633 | 1284559.8348
56 | 2688331.7991 | 1284585.822 | 2688312.769 | 1284605.5292
57 | 2688255.1436 | 1284512.139 | 2688260.3709 | 1284505.0826
58 | 2688225.5756 | 1284507.9306 | 2688236.7365 | 1284519.2958
59 | 2688361.0177 | 1284625.6355 | 2688342.3806 | 1284600.2405
60 | 2688366.9266 | 1284549.973 | 2688357.2633 | 1284559.8348
61 | 2688307.5286 | 1284610.956 | 2688312.769 | 1284605.5292
62 | 2688269.0847 | 1284493.3197 | 2688260.3709 | 1284505.0826
63 | 2688225.5756 | 1284507.9306 | 2688219.0992 | 1284501.3355
64 | 2688362.5145 | 1284627.6751 | 2688361.0177 | 1284625.6355
65 | 2688366.9266 | 1284549.973 | 2688381.0219 | 1284563.5715
66 | 2688307.5286 | 1284610.956 | 2688300.5754 | 1284618.1566
67 | 2687924.1016 | 1284602.6877 | 2687941.0263 | 1284609.108
68 | 2688021.4239 | 1284524.6266 | 2688026.538 | 1284527.9601 | 2688039.4421 | 1284532.4456 | 2688047.6423 | 1284533.639
69 | 2688075.0531 | 1284536.3807 | 2688067.0359 | 1284536.4614 | 2688047.6423 | 1284533.639
70 | 2688075.0531 | 1284536.3807 | 2688076.3678 | 1284536.3674 | 2688080.5738 | 1284535.5209
71 | 2688080.5738 | 1284535.5209 | 2688094.9346 | 1284532.6306 | 2688094.9346 | 1284532.6306
72 | 2688103.9289 | 1284529.7345 | 2688094.9346 | 1284532.6306
73 | 2688119.1923 | 1284524.8198 | 2688103.9289 | 1284529.7345
74 | 2688289.417 | 1284629.712 | 2688300.5754 | 1284618.1566
75 | 2688289.417 | 1284629.712 | 2688285.1806 | 1284634.0992
76 | 2688265.377 | 1284654.6073 | 2688285.1806 | 1284634.0992
77 | 2688197.0427 | 1284630.5205 | 2688212.392 | 1284637.1115 | 2688220.8013 | 1284643.0301
78 | 2688197.0427 | 1284630.5205 | 2688197.6599 | 1284616.8734 | 2688196.9861 | 1284615.7136
79 | 2688197.0427 | 1284630.5205 | 2688181.5937 | 1284627.5756 | 2688161.6186 | 1284625.6195 | 2688150.5544 | 1284625.4265
80 | 2688128.0517 | 1284541.7871 | 2688141.8496 | 1284547.2671
81 | 2688119.1923 | 1284524.8198 | 2688121.6479 | 1284535.2878 | 2688127.417 | 1284541.535 | 2688128.0517 | 1284541.7871
82 | 2688155.758 | 1284552.7909 | 2688155.758 | 1284552.7909 | 2688141.8496 | 1284547.2671
83 | 2688119.1923 | 1284524.8198 | 2688141.0884 | 1284510.8743
84 | 2688119.1923 | 1284524.8198 | 2688117.2515 | 1284514.0592 | 2688118.2341 | 1284499.43
85 | 2688165.4178 | 1284561.3761 | 2688165.4178 | 1284561.3761 | 2688155.758 | 1284552.7909
86 | 2688141.0884 | 1284510.8743 | 2688160.3752 | 1284498.5907 | 2688162.2938 | 1284497.6914
87 | 2688121.0751 | 1284478.4909 | 2688118.9707 | 1284488.4627 | 2688118.2341 | 1284499.43
88 | 2688165.4178 | 1284561.3761 | 2688172.3778 | 1284573.356
89 | 2688164.7011 | 1284496.563 | 2688162.2938 | 1284497.6914
90 | 2688121.0751 | 1284478.4909 | 2688121.8583 | 1284474.7796
91 | 2688172.3778 | 1284573.356 | 2688176.6335 | 1284580.6813
92 | 2688168.9197 | 1284494.5856 | 2688164.7011 | 1284496.563
93 | 2688121.8583 | 1284474.7796 | 2688127.4359 | 1284448.3491
94 | 2688182.8852 | 1284591.4422 | 2688176.6335 | 1284580.6813
95 | 2688184.4113 | 1284488.2028 | 2688174.8367 | 1284491.8122 | 2688168.9197 | 1284494.5856
96 | 2688127.8566 | 1284446.3554 | 2688127.4359 | 1284448.3491
97 | 2688184.6223 | 1284488.1232 | 2688184.4113 | 1284488.2028
98 | 2688189.7737 | 1284486.1812 | 2688184.6223 | 1284488.1232
99 | 2688209.4704 | 1284491.5305 | 2688219.0992 | 1284501.3355
100 | 2688200.315 | 1284482.2074 | 2688209.4704 | 1284491.5305
101 | 2688208.9897 | 1284476.0341 | 2688218.9481 | 1284467.2582
102 | 2688200.315 | 1284482.2074 | 2688206.1881 | 1284478.5031 | 2688208.9897 | 1284476.0341
103 | 2688227.3448 | 1284459.8584 | 2688218.9481 | 1284467.2582
104 | 2688200.315 | 1284482.2074 | 2688189.7737 | 1284486.1812
105 | 2688230.9028 | 1284456.7228 | 2688227.3448 | 1284459.8584
106 | 2688562.3918 | 1284609.5588 | 2688549.7215 | 1284601.2866
107 | 2688535.6142 | 1284590.7401 | 2688548.0602 | 1284600.202 | 2688549.7215 | 1284601.2866
108 | 2688562.3918 | 1284609.5588 | 2688566.0173 | 1284611.5595 | 2688563.7681 | 1284615.3734
109 | 2688535.6142 | 1284590.7401 | 2688519.5713 | 1284612.329 | 2688516.0525 | 1284614.7116 | 2688503.4089 | 1284615.9005 | 2688499.742 | 1284618.6478 | 2688496.0676 | 1284623.384
110 | 2688535.6142 | 1284590.7401 | 2688525.795 | 1284582.7199
111 | 2688563.7681 | 1284615.3734 | 2688560.4329 | 1284621.0171 | 2688559.5796 | 1284622.8979
112 | 2688580.3112 | 1284621.4273 | 2688574.1177 | 1284619.477 | 2688568.5026 | 1284617.502 | 2688563.7681 | 1284615.3734
113 | 2688496.0676 | 1284623.384 | 2688494.6765 | 1284625.1771
114 | 2688525.795 | 1284582.7199 | 2688499.4418 | 1284561.1948
115 | 2688621.7876 | 1284625.6656 | 2688625.7019 | 1284625.9358 | 2688634.5355 | 1284626.5248
116 | 2688631.0971 | 1284699.3697 | 2688630.0134 | 1284689.0778 | 2688625.9569 | 1284684.802 | 2688625.7019 | 1284625.9358 | 2688621.7876 | 1284625.6656
117 | 2688621.7876 | 1284625.6656 | 2688621.002 | 1284647.4394 | 2688604.5292 | 1284646.3249
118 | 2688634.5355 | 1284626.5248 | 2688656.3918 | 1284627.9818
119 | 2688631.0971 | 1284699.3697 | 2688631.395 | 1284705.0634
120 | 2688631.0971 | 1284699.3697 | 2688632.4484 | 1284696.8656 | 2688635.4369 | 1284695.2981 | 2688640.4257 | 1284694.4947 | 2688652.0124 | 1284694.538
121 | 2688592.8955 | 1284645.5379 | 2688604.5292 | 1284646.3249
122 | 2688580.3112 | 1284621.4273 | 2688580.4285 | 1284634.0845 | 2688590.9847 | 1284645.4086 | 2688592.8955 | 1284645.5379
123 | 2688559.5796 | 1284622.8979 | 2688555.6461 | 1284631.568
124 | 2688472.5314 | 1284539.2147 | 2688499.4418 | 1284561.1948
125 | 2688633.4055 | 1284743.4873 | 2688631.395 | 1284705.0634
126 | 2688654.8669 | 1284694.5486 | 2688652.0124 | 1284694.538
127 | 2688546.7979 | 1284651.0709 | 2688555.6461 | 1284631.568
128 | 2688719.8268 | 1284826.0372 | 2688728.8211 | 1284765.6312 | 2688736.6583 | 1284694.8543
129 | 2688736.6583 | 1284694.8543 | 2688689.6758 | 1284694.6787
130 | 2688719.8268 | 1284826.0372 | 2688635.0364 | 1284797.7034 | 2688606.3714 | 1284800.6305
131 | 2688689.6758 | 1284694.6787 | 2688654.8669 | 1284694.5486
132 | 2688472.5314 | 1284539.2147 | 2688467.9215 | 1284543.7717 | 2688454.5754 | 1284562.5545
133 | 2688450.6806 | 1284568.0358 | 2688454.5754 | 1284562.5545
134 | 2688135.3153 | 1284368.9034 | 2688135.265 | 1284378.5128
135 | 2688135.3153 | 1284368.9034 | 2688141.3605 | 1284369.2496 | 2688142.6497 | 1284370.381 | 2688142.9186 | 1284372.4757 | 2688143.5596 | 1284374.7873 | 2688147.3044 | 1284378.8691 | 2688152.3844 | 1284381.514
136 | 2688135.265 | 1284378.5128 | 2688135.0894 | 1284412.0819 | 2688134.6587 | 1284414.1231
137 | 2688162.836 | 1284381.6176 | 2688152.3844 | 1284381.514 | 2688152.3844 | 1284381.514
138 | 2688381.0219 | 1284563.5715 | 2688394.6073 | 1284576.678 | 2688409.3832 | 1284588.4046
139 | 2688162.836 | 1284381.6176 | 2688167.7632 | 1284381.6664 | 2688168.8133 | 1284366.6802 | 2688170.3522 | 1284366.1806 | 2688171.3282 | 1284368.1747 | 2688175.344 | 1284384.2376 | 2688176.6002 | 1284385.5687 | 2688182.1777 | 1284387.0645 | 2688186.6168 | 1284386.8863 | 2688190.5944 | 1284389.9596
140 | 2688134.3965 | 1284415.3653 | 2688134.6587 | 1284414.1231
141 | 2688444.557 | 1284584.0449 | 2688450.3144 | 1284568.5512 | 2688450.6806 | 1284568.0358
142 | 2688362.5145 | 1284627.6751 | 2688365.7734 | 1284632.1156
143 | 2687957.1065 | 1284613.3722 | 2687946.4623 | 1284611.1702 | 2687941.0263 | 1284609.108
144 | 2688133.1897 | 1284421.0841 | 2688134.3965 | 1284415.3653
145 | 2688373.9929 | 1284643.3156 | 2688365.7734 | 1284632.1156
146 | 2688190.5967 | 1284604.7157 | 2688196.9861 | 1284615.7136
147 | 2688190.5967 | 1284604.7157 | 2688190.5843 | 1284604.6944
148 | 2688182.8852 | 1284591.4422 | 2688190.5843 | 1284604.6944
149 | 2688416.8076 | 1284771.0532 | 2688413.7455 | 1284770.7078
150 | 2688416.8076 | 1284771.0532 | 2688421.6309 | 1284771.5972 | 2688435.5901 | 1284770.7504 | 2688445.3798 | 1284769.3448
151 | 2688466.5657 | 1284766.303 | 2688445.3798 | 1284769.3448
152 | 2688466.5657 | 1284766.303 | 2688475.5568 | 1284765.0121
153 | 2688475.5568 | 1284765.0121 | 2688503.0789 | 1284761.0606
154 | 2688133.1897 | 1284421.0841 | 2688127.8566 | 1284446.3554
155 | 2688444.557 | 1284584.0449 | 2688447.6233 | 1284589.4948
156 | 2688373.9929 | 1284643.3156 | 2688373.9929 | 1284643.3156 | 2688399.7226 | 1284666.5917
157 | 2688424.9454 | 1284686.6815 | 2688414.7319 | 1284680.1698 | 2688399.7226 | 1284666.5917
158 | 2688424.9454 | 1284686.6815 | 2688426.1289 | 1284687.436
159 | 2688426.1289 | 1284687.436 | 2688438.2045 | 1284695.135 | 2688443.1074 | 1284697.5903
160 | 2688443.1074 | 1284697.5903 | 2688452.3525 | 1284702.2201
161 | 2688515.9445 | 1284759.2133 | 2688503.0789 | 1284761.0606
162 | 2688515.9445 | 1284759.2133 | 2688519.3188 | 1284752.2983
163 | 2688515.9445 | 1284759.2133 | 2688506.3353 | 1284768.7885 | 2688493.8654 | 1284777.9203 | 2688490.217 | 1284779.6078
164 | 2688528.4408 | 1284723.4143 | 2688526.0376 | 1284734.9327 | 2688521.0406 | 1284748.7697 | 2688519.3188 | 1284752.2983
165 | 2688475.7018 | 1284786.3215 | 2688475.7018 | 1284786.3215 | 2688490.217 | 1284779.6078
166 | 2688531.8456 | 1284707.0958 | 2688528.4408 | 1284723.4143
167 | 2688475.7018 | 1284786.3215 | 2688458.0234 | 1284791.4161 | 2688458.0234 | 1284791.4161
168 | 2688531.8456 | 1284707.0958 | 2688515.3885 | 1284706.059
169 | 2688531.8456 | 1284707.0958 | 2688534.8593 | 1284687.8799
170 | 2688458.0234 | 1284791.4161 | 2688453.969 | 1284791.7951
171 | 2688537.3678 | 1284677.3348 | 2688540.1076 | 1284665.8173 | 2688546.7979 | 1284651.0709
172 | 2688534.8593 | 1284687.8799 | 2688537.3678 | 1284677.3348
173 | 2688534.8593 | 1284687.8799 | 2688523.657 | 1284681.5839 | 2688518.0314 | 1284679.3085
174 | 2688494.7236 | 1284675.8666 | 2688498.0221 | 1284674.6484 | 2688503.2093 | 1284675.6272 | 2688511.3789 | 1284678.9416 | 2688518.0314 | 1284679.3085
175 | 2688515.3885 | 1284706.059 | 2688503.7149 | 1284705.3236
176 | 2688422.314 | 1284793.6795 | 2688441.419 | 1284792.9683 | 2688453.969 | 1284791.7951
177 | 2688452.3525 | 1284702.2201 | 2688452.3525 | 1284702.2201 | 2688460.2172 | 1284697.8455 | 2688479.449 | 1284703.7949
178 | 2688479.449 | 1284703.7949 | 2688479.449 | 1284703.7949 | 2688497.091 | 1284704.9063
179 | 2688606.3714 | 1284800.6305 | 2688579.974 | 1284859.8963
180 | 2688633.4055 | 1284743.4873 | 2688619.4744 | 1284743.6535
181 | 2688619.0128 | 1284743.659 | 2688619.4744 | 1284743.6535
182 | 2688565.2533 | 1284869.4612 | 2688572.8187 | 1284866.5167 | 2688579.974 | 1284859.8963
183 | 2688614.8618 | 1284743.7086 | 2688619.0128 | 1284743.659
184 | 2688497.091 | 1284704.9063 | 2688503.7149 | 1284705.3236
185 | 2688422.314 | 1284793.6795 | 2688395.073 | 1284794.6935
186 | 2688371.0025 | 1284796.7483 | 2688388.8391 | 1284794.9256 | 2688395.073 | 1284794.6935
187 | 2688358.308 | 1284798.0456 | 2688371.0025 | 1284796.7483
188 | 2688358.308 | 1284798.0456 | 2688347.9678 | 1284799.1022
189 | 2688250.738 | 1284883.2772 | 2688250.0946 | 1284868.6104 | 2688255.2757 | 1284843.9443 | 2688261.8538 | 1284820.7226 | 2688268.0561 | 1284811.0627 | 2688272.3759 | 1284807.3019 | 2688282.9378 | 1284805.7477 | 2688347.9678 | 1284799.1022
190 | 2688355.6285 | 1284994.2343 | 2688338.7163 | 1284983.8272 | 2688319.5644 | 1284971.6073 | 2688304.7057 | 1284959.8967 | 2688287.6193 | 1284944.5718 | 2688269.4469 | 1284920.0672 | 2688261.0232 | 1284905.1836 | 2688255.434 | 1284894.9799 | 2688250.738 | 1284883.2772
191 | 2688355.6285 | 1284994.2343 | 2688366.511 | 1284975.8036

## bus_geodata
| x | y | coords
0 | 2687818.7539 | 1284184.0939
1 | 2687836.3308 | 1284226.0607
2 | 2687831.984 | 1284251.2511
3 | 2687879.8491 | 1284483.5325
4 | 2687820.6884 | 1284255.78
5 | 2687877.532 | 1284552.2798
6 | 2687767.7774 | 1284276.9947
7 | 2687048.7335 | 1284346.1242
8 | 2687787.5474 | 1284269.0679
9 | 2687820.0376 | 1284256.041
10 | 2687889.2833 | 1284557.0592
11 | 2687875.0355 | 1284568.1675
12 | 2687820.8061 | 1284639.2405
13 | 2687886.9979 | 1284578.9218
14 | 2687996.3035 | 1284508.2524
15 | 2688018.4898 | 1284522.7141
16 | 2688049.2948 | 1284623.6605
17 | 2688044.4081 | 1284623.5753
18 | 2688066.2346 | 1284623.9559
19 | 2688035.1712 | 1284623.4142
20 | 2688084.871 | 1284624.281
21 | 2688008.0158 | 1284621.0827
22 | 2688100.2473 | 1284624.5491
23 | 2687992.2762 | 1284619.567
24 | 2688117.1882 | 1284624.8446
25 | 2687958.7399 | 1284613.7101
26 | 2688148.1257 | 1284625.3842
27 | 2688343.8325 | 1284739.0949
28 | 2688310.1801 | 1284733.6177
29 | 2688351.1075 | 1284740.279
30 | 2688299.4151 | 1284731.8656
31 | 2688341.9744 | 1284732.5744
32 | 2688359.7444 | 1284745.3824
33 | 2688273.4956 | 1284727.8863
34 | 2688325.7019 | 1284718.8471
35 | 2688374.2034 | 1284753.9261
36 | 2688306.0065 | 1284703.8732
37 | 2688382.4304 | 1284758.7873
38 | 2688287.6625 | 1284690.654
39 | 2688387.0896 | 1284761.5403
40 | 2688289.0098 | 1284547.9319
41 | 2688286.7291 | 1284545.9123
42 | 2688319.0492 | 1284574.532
43 | 2688260.1484 | 1284522.9352
44 | 2688319.9975 | 1284575.3717
45 | 2688250.969 | 1284517.7743
46 | 2688331.7991 | 1284585.822
47 | 2688255.1436 | 1284512.139
48 | 2688236.7365 | 1284519.2958
49 | 2688342.3806 | 1284600.2405
50 | 2688357.2633 | 1284559.8348
51 | 2688312.769 | 1284605.5292
52 | 2688260.3709 | 1284505.0826
53 | 2688225.5756 | 1284507.9306
54 | 2688361.0177 | 1284625.6355
55 | 2688366.9266 | 1284549.973
56 | 2688307.5286 | 1284610.956
57 | 2687924.1016 | 1284602.6877
58 | 2688152.4315 | 1284635.8299
59 | 2688021.4239 | 1284524.6266
60 | 2688047.6423 | 1284533.639
61 | 2688075.0531 | 1284536.3807
62 | 2688080.5738 | 1284535.5209
63 | 2688094.9346 | 1284532.6306
64 | 2688103.9289 | 1284529.7345
65 | 2688289.417 | 1284629.712
66 | 2688300.5754 | 1284618.1566
67 | 2688285.1806 | 1284634.0992
68 | 2688265.377 | 1284654.6073
69 | 2688220.8013 | 1284643.0301
70 | 2688197.0427 | 1284630.5205
71 | 2688284.6587 | 1284688.4894
72 | 2687820.4938 | 1284639.6498
73 | 2688128.0517 | 1284541.7871
74 | 2688141.8496 | 1284547.2671
75 | 2688119.1923 | 1284524.8198
76 | 2688155.758 | 1284552.7909
77 | 2688141.0884 | 1284510.8743
78 | 2688118.2341 | 1284499.43
79 | 2688165.4178 | 1284561.3761
80 | 2688162.2938 | 1284497.6914
81 | 2688121.0751 | 1284478.4909
82 | 2688172.3778 | 1284573.356
83 | 2688164.7011 | 1284496.563
84 | 2688121.8583 | 1284474.7796
85 | 2688176.6335 | 1284580.6813
86 | 2688168.9197 | 1284494.5856
87 | 2688127.4359 | 1284448.3491
88 | 2688184.4113 | 1284488.2028
89 | 2688184.6223 | 1284488.1232
90 | 2688269.0847 | 1284493.3197
91 | 2688219.0992 | 1284501.3355
92 | 2688209.4704 | 1284491.5305
93 | 2688208.9897 | 1284476.0341
94 | 2688218.9481 | 1284467.2582
95 | 2688200.315 | 1284482.2074
96 | 2688227.3448 | 1284459.8584
97 | 2688189.7737 | 1284486.1812
98 | 2688230.9028 | 1284456.7228
99 | 2688549.7215 | 1284601.2866
100 | 2688562.3918 | 1284609.5588
101 | 2688535.6142 | 1284590.7401
102 | 2688563.7681 | 1284615.3734
103 | 2688496.0676 | 1284623.384
104 | 2688525.795 | 1284582.7199
105 | 2688621.7876 | 1284625.6656
106 | 2688634.5355 | 1284626.5248
107 | 2688631.0971 | 1284699.3697
108 | 2688604.5292 | 1284646.3249
109 | 2688580.3112 | 1284621.4273
110 | 2688592.8955 | 1284645.5379
111 | 2688559.5796 | 1284622.8979
112 | 2688656.3918 | 1284627.9818
113 | 2688494.6765 | 1284625.1771
114 | 2688499.4418 | 1284561.1948
115 | 2688631.395 | 1284705.0634
116 | 2688652.0124 | 1284694.538
117 | 2688555.6461 | 1284631.568
118 | 2688736.6583 | 1284694.8543
119 | 2688719.8268 | 1284826.0372
120 | 2688689.6758 | 1284694.6787
121 | 2688472.5314 | 1284539.2147
122 | 2688454.5754 | 1284562.5545
123 | 2688135.3153 | 1284368.9034
124 | 2688135.265 | 1284378.5128
125 | 2688152.3844 | 1284381.514
126 | 2688381.0219 | 1284563.5715
127 | 2688190.5944 | 1284389.9596
128 | 2688162.836 | 1284381.6176
129 | 2688134.6587 | 1284414.1231
130 | 2688450.6806 | 1284568.0358
131 | 2688409.3832 | 1284588.4046
132 | 2688362.5145 | 1284627.6751
133 | 2687941.0263 | 1284609.108
134 | 2687957.1065 | 1284613.3722
135 | 2688134.3965 | 1284415.3653
136 | 2688365.7734 | 1284632.1156
137 | 2688150.5544 | 1284625.4265
138 | 2688196.9861 | 1284615.7136
139 | 2688190.5967 | 1284604.7157
140 | 2688190.5843 | 1284604.6944
141 | 2688182.8852 | 1284591.4422
142 | 2688413.7455 | 1284770.7078
143 | 2688416.8076 | 1284771.0532
144 | 2688445.3798 | 1284769.3448
145 | 2688466.5657 | 1284766.303
146 | 2688475.5568 | 1284765.0121
147 | 2688127.8566 | 1284446.3554
148 | 2688133.1897 | 1284421.0841
149 | 2688444.557 | 1284584.0449
150 | 2688373.9929 | 1284643.3156
151 | 2688399.7226 | 1284666.5917
152 | 2688447.6233 | 1284589.4948
153 | 2688424.9454 | 1284686.6815
154 | 2688426.1289 | 1284687.436
155 | 2688443.1074 | 1284697.5903
156 | 2688503.0789 | 1284761.0606
157 | 2688515.9445 | 1284759.2133
158 | 2688519.3188 | 1284752.2983
159 | 2688490.217 | 1284779.6078
160 | 2688528.4408 | 1284723.4143
161 | 2688475.7018 | 1284786.3215
162 | 2688531.8456 | 1284707.0958
163 | 2688458.0234 | 1284791.4161
164 | 2688546.7979 | 1284651.0709
165 | 2688537.3678 | 1284677.3348
166 | 2688534.8593 | 1284687.8799
167 | 2688518.0314 | 1284679.3085
168 | 2688515.3885 | 1284706.059
169 | 2688494.7236 | 1284675.8666
170 | 2688453.969 | 1284791.7951
171 | 2688452.3525 | 1284702.2201
172 | 2688479.449 | 1284703.7949
173 | 2687800.3314 | 1284263.9422
174 | 2687013.8482 | 1284314.1018
175 | 2688654.8669 | 1284694.5486
176 | 2688606.3714 | 1284800.6305
177 | 2688633.4055 | 1284743.4873
178 | 2688619.4744 | 1284743.6535
179 | 2688579.974 | 1284859.8963
180 | 2688619.0128 | 1284743.659
181 | 2688503.7149 | 1284705.3236
182 | 2688497.091 | 1284704.9063
183 | 2688614.8618 | 1284743.7086
184 | 2688565.2533 | 1284869.4612
185 | 2688422.314 | 1284793.6795
186 | 2688395.073 | 1284794.6935
187 | 2688371.0025 | 1284796.7483
188 | 2688358.308 | 1284798.0456
189 | 2688347.9678 | 1284799.1022
190 | 2688250.738 | 1284883.2772
191 | 2688355.6285 | 1284994.2343
192 | 2688366.511 | 1284975.8036
193 | 2688361.0177 | 1284625.6355

## line_std_types
| c_nf_per_km | r_ohm_per_km | x_ohm_per_km | max_i_ka | type | q_mm2 | alpha | voltage_rating
NAYY 4x50 SE | 210 | 0.642 | 0.083 | 0.142 | cs | 50 | 0.00403 | LV
NAYY 4x120 SE | 264 | 0.225 | 0.08 | 0.242 | cs | 120 | 0.00403 | LV
NAYY 4x150 SE | 261 | 0.208 | 0.08 | 0.27 | cs | 150 | 0.00403 | LV
NA2XS2Y 1x95 RM/25 12/20 kV | 216 | 0.313 | 0.132 | 0.252 | cs | 95 | 0.00403 | MV
NA2XS2Y 1x185 RM/25 12/20 kV | 273 | 0.161 | 0.117 | 0.362 | cs | 185 | 0.00403 | MV
NA2XS2Y 1x240 RM/25 12/20 kV | 304 | 0.122 | 0.112 | 0.421 | cs | 240 | 0.00403 | MV
NA2XS2Y 1x95 RM/25 6/10 kV | 315 | 0.313 | 0.123 | 0.249 | cs | 95 | 0.00403 | MV
NA2XS2Y 1x185 RM/25 6/10 kV | 406 | 0.161 | 0.11 | 0.358 | cs | 185 | 0.00403 | MV
NA2XS2Y 1x240 RM/25 6/10 kV | 456 | 0.122 | 0.105 | 0.416 | cs | 240 | 0.00403 | MV
NA2XS2Y 1x150 RM/25 12/20 kV | 250 | 0.206 | 0.116 | 0.319 | cs | 150 | 0.00403 | MV
NA2XS2Y 1x120 RM/25 12/20 kV | 230 | 0.253 | 0.119 | 0.283 | cs | 120 | 0.00403 | MV
NA2XS2Y 1x70 RM/25 12/20 kV | 190 | 0.443 | 0.132 | 0.22 | cs | 70 | 0.00403 | MV
NA2XS2Y 1x150 RM/25 6/10 kV | 360 | 0.206 | 0.11 | 0.315 | cs | 150 | 0.00403 | MV
NA2XS2Y 1x120 RM/25 6/10 kV | 340 | 0.253 | 0.113 | 0.28 | cs | 120 | 0.00403 | MV
NA2XS2Y 1x70 RM/25 6/10 kV | 280 | 0.443 | 0.123 | 0.217 | cs | 70 | 0.00403 | MV
N2XS(FL)2Y 1x120 RM/35 64/110 kV | 112 | 0.153 | 0.166 | 0.366 | cs | 120 | 0.00393 | HV
N2XS(FL)2Y 1x185 RM/35 64/110 kV | 125 | 0.099 | 0.156 | 0.457 | cs | 185 | 0.00393 | HV
N2XS(FL)2Y 1x240 RM/35 64/110 kV | 135 | 0.075 | 0.149 | 0.526 | cs | 240 | 0.00393 | HV
N2XS(FL)2Y 1x300 RM/35 64/110 kV | 144 | 0.06 | 0.144 | 0.588 | cs | 300 | 0.00393 | HV
15-AL1/3-ST1A 0.4 | 11 | 1.8769 | 0.35 | 0.105 | ol | 16 | 0.00403 | LV
24-AL1/4-ST1A 0.4 | 11.25 | 1.2012 | 0.335 | 0.14 | ol | 24 | 0.00403 | LV
48-AL1/8-ST1A 0.4 | 12.2 | 0.5939 | 0.3 | 0.21 | ol | 48 | 0.00403 | LV
94-AL1/15-ST1A 0.4 | 13.2 | 0.306 | 0.29 | 0.35 | ol | 94 | 0.00403 | LV
34-AL1/6-ST1A 10.0 | 9.7 | 0.8342 | 0.36 | 0.17 | ol | 34 | 0.00403 | MV
48-AL1/8-ST1A 10.0 | 10.1 | 0.5939 | 0.35 | 0.21 | ol | 48 | 0.00403 | MV
70-AL1/11-ST1A 10.0 | 10.4 | 0.4132 | 0.339 | 0.29 | ol | 70 | 0.00403 | MV
94-AL1/15-ST1A 10.0 | 10.75 | 0.306 | 0.33 | 0.35 | ol | 94 | 0.00403 | MV
122-AL1/20-ST1A 10.0 | 11.1 | 0.2376 | 0.323 | 0.41 | ol | 122 | 0.00403 | MV
149-AL1/24-ST1A 10.0 | 11.25 | 0.194 | 0.315 | 0.47 | ol | 149 | 0.00403 | MV
34-AL1/6-ST1A 20.0 | 9.15 | 0.8342 | 0.382 | 0.17 | ol | 34 | 0.00403 | MV
48-AL1/8-ST1A 20.0 | 9.5 | 0.5939 | 0.372 | 0.21 | ol | 48 | 0.00403 | MV
70-AL1/11-ST1A 20.0 | 9.7 | 0.4132 | 0.36 | 0.29 | ol | 70 | 0.00403 | MV
94-AL1/15-ST1A 20.0 | 10 | 0.306 | 0.35 | 0.35 | ol | 94 | 0.00403 | MV
122-AL1/20-ST1A 20.0 | 10.3 | 0.2376 | 0.344 | 0.41 | ol | 122 | 0.00403 | MV
149-AL1/24-ST1A 20.0 | 10.5 | 0.194 | 0.337 | 0.47 | ol | 149 | 0.00403 | MV
184-AL1/30-ST1A 20.0 | 10.75 | 0.1571 | 0.33 | 0.535 | ol | 184 | 0.00403 | MV
243-AL1/39-ST1A 20.0 | 11 | 0.1188 | 0.32 | 0.645 | ol | 243 | 0.00403 | MV
48-AL1/8-ST1A 110.0 | 8 | 0.5939 | 0.46 | 0.21 | ol | 48 | 0.00403 | HV
70-AL1/11-ST1A 110.0 | 8.4 | 0.4132 | 0.45 | 0.29 | ol | 70 | 0.00403 | HV
94-AL1/15-ST1A 110.0 | 8.65 | 0.306 | 0.44 | 0.35 | ol | 94 | 0.00403 | HV
122-AL1/20-ST1A 110.0 | 8.5 | 0.2376 | 0.43 | 0.41 | ol | 122 | 0.00403 | HV
149-AL1/24-ST1A 110.0 | 8.75 | 0.194 | 0.41 | 0.47 | ol | 149 | 0.00403 | HV
184-AL1/30-ST1A 110.0 | 8.8 | 0.1571 | 0.4 | 0.535 | ol | 184 | 0.00403 | HV
243-AL1/39-ST1A 110.0 | 9 | 0.1188 | 0.39 | 0.645 | ol | 243 | 0.00403 | HV
305-AL1/39-ST1A 110.0 | 9.2 | 0.0949 | 0.38 | 0.74 | ol | 305 | 0.00403 | HV
490-AL1/64-ST1A 110.0 | 9.75 | 0.059 | 0.37 | 0.96 | ol | 490 | 0.00403 | HV
679-AL1/86-ST1A 110.0 | 9.95 | 0.042 | 0.36 | 1.15 | ol | 679 | 0.00403 | HV
490-AL1/64-ST1A 220.0 | 10 | 0.059 | 0.285 | 0.96 | ol | 490 | 0.00403 | HV
679-AL1/86-ST1A 220.0 | 11.7 | 0.042 | 0.275 | 1.15 | ol | 679 | 0.00403 | HV
490-AL1/64-ST1A 380.0 | 11 | 0.059 | 0.253 | 0.96 | ol | 490 | 0.00403 | HV
679-AL1/86-ST1A 380.0 | 14.6 | 0.042 | 0.25 | 1.15 | ol | 679 | 0.00403 | HV

## trafo_std_types
| i0_percent | pfe_kw | vkr_percent | sn_mva | vn_lv_kv | vn_hv_kv | vk_percent | shift_degree | vector_group | tap_side | tap_neutral | tap_min | tap_max | tap_step_degree | tap_step_percent | tap_phase_shifter
160 MVA 380/110 kV | 0.06 | 60 | 0.25 | 160 | 110 | 380 | 12.2 | 0 | Yy0 | hv | 0 | -9 | 9 | 0 | 1.5 | FALSE
100 MVA 220/110 kV | 0.06 | 55 | 0.26 | 100 | 110 | 220 | 12 | 0 | Yy0 | hv | 0 | -9 | 9 | 0 | 1.5 | FALSE
63 MVA 110/20 kV | 0.04 | 22 | 0.32 | 63 | 20 | 110 | 18 | 150 | YNd5 | hv | 0 | -9 | 9 | 0 | 1.5 | FALSE
40 MVA 110/20 kV | 0.05 | 18 | 0.34 | 40 | 20 | 110 | 16.2 | 150 | YNd5 | hv | 0 | -9 | 9 | 0 | 1.5 | FALSE
25 MVA 110/20 kV | 0.07 | 14 | 0.41 | 25 | 20 | 110 | 12 | 150 | YNd5 | hv | 0 | -9 | 9 | 0 | 1.5 | FALSE
63 MVA 110/10 kV | 0.04 | 22 | 0.32 | 63 | 10 | 110 | 18 | 150 | YNd5 | hv | 0 | -9 | 9 | 0 | 1.5 | FALSE
40 MVA 110/10 kV | 0.05 | 18 | 0.34 | 40 | 10 | 110 | 16.2 | 150 | YNd5 | hv | 0 | -9 | 9 | 0 | 1.5 | FALSE
25 MVA 110/10 kV | 0.07 | 14 | 0.41 | 25 | 10 | 110 | 12 | 150 | YNd5 | hv | 0 | -9 | 9 | 0 | 1.5 | FALSE
0.25 MVA 20/0.4 kV | 0.32 | 0.8 | 1.44 | 0.25 | 0.4 | 20 | 6 | 150 | Yzn5 | hv | 0 | -2 | 2 | 0 | 2.5 | FALSE
0.4 MVA 20/0.4 kV | 0.3375 | 1.35 | 1.425 | 0.4 | 0.4 | 20 | 6 | 150 | Dyn5 | hv | 0 | -2 | 2 | 0 | 2.5 | FALSE
0.63 MVA 20/0.4 kV | 0.2619 | 1.65 | 1.206 | 0.63 | 0.4 | 20 | 6 | 150 | Dyn5 | hv | 0 | -2 | 2 | 0 | 2.5 | FALSE
0.25 MVA 10/0.4 kV | 0.24 | 0.6 | 1.2 | 0.25 | 0.4 | 10 | 4 | 150 | Dyn5 | hv | 0 | -2 | 2 | 0 | 2.5 | FALSE
0.4 MVA 10/0.4 kV | 0.2375 | 0.95 | 1.325 | 0.4 | 0.4 | 10 | 4 | 150 | Dyn5 | hv | 0 | -2 | 2 | 0 | 2.5 | FALSE
0.63 MVA 10/0.4 kV | 0.1873 | 1.18 | 1.0794 | 0.63 | 0.4 | 10 | 4 | 150 | Dyn5 | hv | 0 | -2 | 2 | 0 | 2.5 | FALSE

## trafo3w_std_types
| sn_hv_mva | sn_mv_mva | sn_lv_mva | vn_hv_kv | vn_mv_kv | vn_lv_kv | vk_hv_percent | vk_mv_percent | vk_lv_percent | vkr_hv_percent | vkr_mv_percent | vkr_lv_percent | pfe_kw | i0_percent | shift_mv_degree | shift_lv_degree | vector_group | tap_side | tap_neutral | tap_min | tap_max | tap_step_percent
63/25/38 MVA 110/20/10 kV | 63 | 25 | 38 | 110 | 20 | 10 | 10.4 | 10.4 | 10.4 | 0.28 | 0.32 | 0.35 | 35 | 0.89 | 0 | 0 | YN0yn0yn0 | hv | 0 | -10 | 10 | 1.2
63/25/38 MVA 110/10/10 kV | 63 | 25 | 38 | 110 | 10 | 10 | 10.4 | 10.4 | 10.4 | 0.28 | 0.32 | 0.35 | 35 | 0.89 | 0 | 0 | YN0yn0yn0 | hv | 0 | -10 | 10 | 1.2

## fuse_std_types
| fuse_type | i_rated_a | t_avg | t_min | t_total | x_avg | x_min | x_total
HV 100A | HV 100A | 100 | 0 | [10.0, 3.64, 0.854, 0.281, 0.1, 0.0531, 0.022, 0.01] | [10.0, 4.267, 1.21, 0.403, 0.1, 0.058, 0.022, 0.01] | 0 | [300.0, 350.0, 450.0, 550.0, 700.0, 850.0, 1200.0, 1752.0] | [600.0, 700.0, 900.0, 1150.0, 1665.0, 2000.0, 3000.0, 4313.0]
HV 10A | HV 10A | 10 | 0 | [10.0, 1675.0, 0.344, 0.156, 0.1, 0.0417, 0.0171, 0.01] | [10.0, 1.3, 0.3, 0.155, 0.1, 0.0555, 0.023, 0.01] | 0 | [30.0, 32.0, 35.0, 37.0, 39.0, 50.0, 70.0, 88.0] | [60.0, 70.0, 80.0, 87.0, 94.0, 110.0, 150.0, 216.0]
HV 125A | HV 125A | 125 | 0 | [10.0, 1.82, 0.344, 0.1, 0.0467, 0.0269, 0.01] | [10.0, 2.478, 0.426, 0.1, 0.0427, 0.0211, 0.01] | 0 | [375.0, 500.0, 700.0, 925.0, 1200.0, 1500.0, 2341.0] | [750.0, 1000.0, 1500.0, 2200.0, 3000.0, 4000.0, 5765.0]
HV 160A | HV 160A | 160 | 0 | [10.0, 4.15, 1.03, 0.198, 0.1, 0.051, 0.0172, 0.01] | [10.0, 2.3, 0.734, 0.274, 0.1, 0.046, 0.0177, 0.01] | 0 | [480.0, 550.0, 700.0, 1000.0, 1260.0, 1600.0, 2500.0, 3227.0] | [960.0, 1300.0, 1700.0, 2200.0, 2996.0, 4000.0, 6000.0, 7946.0]
HV 16A | HV 16A | 16 | 0 | [10.0, 0.352, 0.164, 0.1, 0.0649, 0.0342, 0.01] | [10.0, 2.34, 0.722, 0.181, 0.1, 0.055, 0.0296, 0.01] | 0 | [48.0, 60.0, 65.0, 71.0, 80.0, 100.0, 162.0] | [96.0, 110.0, 125.0, 150.0, 168.0, 200.0, 250.0, 398.0]
HV 200A | HV 200A | 200 | 0 | [10.0, 4.267, 1.21, 0.403, 0.1, 0.058, 0.022, 0.01] | [10.0, 3.73, 1.654, 0.328, 0.1, 0.0531, 0.019, 0.01] | 0 | [600.0, 700.0, 900.0, 1150.0, 1665.0, 2000.0, 3000.0, 4313.0] | [1200.0, 1500.0, 1800.0, 2700.0, 3960.0, 5000.0, 7500.0, 10620.0]
HV 20A | HV 20A | 20 | 0 | [10.0, 1.3, 0.3, 0.155, 0.1, 0.0555, 0.023, 0.01] | [10.0, 1.3, 0.161, 0.1, 0.0611, 0.0399, 0.0141, 0.01] | 0 | [60.0, 70.0, 80.0, 87.0, 94.0, 110.0, 150.0, 216.0] | [120.0, 150.0, 200.0, 223.0, 260.0, 300.0, 450.0, 532.0]
HV 25A | HV 25A | 25 | 0 | [10.0, 2.512, 0.833, 0.299, 0.1, 0.0372, 0.0223, 0.01] | [10.0, 3.125, 0.597, 0.198, 0.1, 0.0378, 0.022, 0.01] | 0 | [75.0, 82.0, 90.0, 100.0, 124.0, 170.0, 200.0, 289.0] | [150.0, 170.0, 210.0, 250.0, 294.0, 400.0, 500.0, 711.0]
HV 31.5A | HV 31.5A | 31.5 | 0 | [10.0, 2.34, 0.722, 0.181, 0.1, 0.055, 0.0296, 0.01] | [10.0, 2.84, 0.368, 0.164, 0.1, 0.0621, 0.0378, 0.0195, 0.01] | 0 | [95.0, 110.0, 125.0, 150.0, 165.0, 200.0, 250.0, 390.0] | [189.0, 220.0, 300.0, 350.0, 393.0, 450.0, 530.0, 700.0, 960.0]
HV 40A | HV 40A | 40 | 0 | [10.0, 1.3, 0.161, 0.1, 0.0611, 0.0399, 0.0141, 0.01] | [10.0, 2.05, 0.369, 0.198, 0.1, 0.051, 0.0298, 0.01] | 0 | [120.0, 150.0, 200.0, 223.0, 260.0, 300.0, 450.0, 532.0] | [240.0, 300.0, 400.0, 450.0, 530.0, 650.0, 800.0, 1311.0]
HV 50A | HV 50A | 50 | 0 | [10.0, 3.215, 0.597, 0.198, 0.1, 0.0378, 0.022, 0.01] | [10.0, 3.64, 0.854, 0.281, 0.1, 0.0531, 0.022, 0.01] | 0 | [150.0, 170.0, 210.0, 250.0, 294.0, 400.0, 500.0, 711.0] | [300.0, 350.0, 450.0, 550.0, 700.0, 850.0, 1200.0, 1752.0]
HV 6.3A | HV 6.3A | 6.3 | 0 | [10.0, 1.39, 0.344, 0.168, 0.1, 0.056, 0.0263, 0.01] | [10.0, 1.711, 0.516, 0.198, 0.1, 0.0634, 0.0303, 0.01] | 0 | [19.0, 19.5, 20.4, 20.8, 22.0, 25.0, 32.0, 48.0] | [38.0, 40.0, 43.0, 48.0, 53.0, 60.0, 75.0, 118.0]
HV 63A | HV 63A | 63 | 0 | [10.0, 2.84, 0.368, 0.164, 0.1, 0.0621, 0.0378, 0.0195, 0.01] | [10.0, 1.82, 0.344, 0.1, 0.0467, 0.0269, 0.01] | 0 | [189.0, 220.0, 300.0, 350.0, 393.0, 450.0, 530.0, 700.0, 961.0] | [378.0, 500.0, 700.0, 934.0, 1200.0, 1500.0, 2366.0]
HV 80A | HV 80A | 80 | 0 | [10.0, 2.05, 0.369, 0.198, 0.1, 0.051, 0.0298, 0.01] | [10.0, 4.15, 1.03, 0.198, 0.1, 0.051, 0.0172, 0.01] | 0 | [240.0, 300.0, 400.0, 450.0, 530.0, 650.0, 800.0, 1311.0] | [480.0, 550.0, 700.0, 1000.0, 1260.0, 1600.0, 2500.0, 3227.0]
Siemens NH-1-100 | Siemens NH-1-100 | 100 | [5400.0, 2000.0, 400.0, 20.0, 1.0, 0.2, 0.012, 0.004] | 0 | 0 | [150.0, 190.0, 250.0, 430.0, 900.0, 1250.0, 2700.0, 3600.0] | 0 | 0
Siemens NH-1-125 | Siemens NH-1-125 | 125 | [4800.0, 120.0, 7.0, 0.1, 0.004] | 0 | 0 | [180.0, 400.0, 740.0, 2000.0, 4250.0] | 0 | 0
Siemens NH-1-16 | Siemens NH-1-16 | 16 | [4000.0, 400.0, 2.0, 0.1, 0.04, 0.01] | 0 | 0 | [26.0, 35.0, 75.0, 150.0, 200.0, 300.0] | 0 | 0
Siemens NH-1-160 | Siemens NH-1-160 | 160 | [4800.0, 120.0, 7.0, 0.1, 0.004] | 0 | 0 | [210.0, 500.0, 900.0, 2300.0, 5000.0] | 0 | 0
Siemens NH-1-25 | Siemens NH-1-25 | 25 | [4000.0, 1000.0, 10.0, 0.2, 0.02, 0.01] | 0 | 0 | [40.0, 50.0, 100.0, 210.0, 400.0, 500.0] | 0 | 0
Siemens NH-1-50 | Siemens NH-1-50 | 50 | [4000.0, 40.0, 4.0, 1.0, 0.02, 0.01] | 0 | 0 | [86.0, 200.0, 300.0, 400.0, 1000.0, 1280.0] | 0 | 0
Siemens NH-1-63 | Siemens NH-1-63 | 63 | [4000.0, 100.0, 10.0, 2.0, 0.04, 0.01] | 0 | 0 | [100.0, 200.0, 300.0, 400.0, 1000.0, 1500.0] | 0 | 0
Siemens NH-1-80 | Siemens NH-1-80 | 80 | [4800.0, 120.0, 7.0, 0.1, 0.01] | 0 | 0 | [150.58, 250.0, 450.0, 1150.0, 2470.0] | 0 | 0
Siemens NH-2-1000 | Siemens NH-2-1000 | 1000 | [4800.0, 120.0, 7.0, 0.1, 0.004] | 0 | 0 | [1900.0, 3500.0, 8400.0, 24000.0, 52000.0] | 0 | 0
Siemens NH-2-200 | Siemens NH-2-200 | 200 | [4800.0, 120.0, 7.0, 0.1, 0.004] | 0 | 0 | [280.0, 650.0, 1200.0, 3000.0, 7000.0] | 0 | 0
Siemens NH-2-224 | Siemens NH-2-224 | 224 | [4800.0, 120.0, 7.0, 0.2, 0.04, 0.004] | 0 | 0 | [400.0, 750.0, 1453.0, 3025.0, 4315.0, 7600.0] | 0 | 0
Siemens NH-2-250 | Siemens NH-2-250 | 250 | [4800.0, 120.0, 7.0, 0.1, 0.004] | 0 | 0 | [450.0, 800.0, 1650.0, 4000.0, 8500.0] | 0 | 0
Siemens NH-2-315 | Siemens NH-2-315 | 315 | [4800.0, 120.0, 7.0, 0.1, 0.004] | 0 | 0 | [550.0, 920.0, 1900.0, 5000.0, 11000.0] | 0 | 0
Siemens NH-2-355 | Siemens NH-2-355 | 355 | [4800.0, 120.0, 6.0, 0.1, 0.004] | 0 | 0 | [650.0, 1116.27, 2350.0, 5840.0, 12790.0] | 0 | 0
Siemens NH-2-400 | Siemens NH-2-400 | 400 | [4800.0, 120.0, 7.0, 0.1, 0.004] | 0 | 0 | [720.0, 1350.0, 2800.0, 6500.0, 15000.0] | 0 | 0
Siemens NH-2-425 | Siemens NH-2-425 | 425 | [4800.0, 120.0, 7.0, 0.1, 0.004] | 0 | 0 | [850.0, 1500.0, 3050.0, 7500.0, 16500.0] | 0 | 0
Siemens NH-2-630 | Siemens NH-2-630 | 630 | [4800.0, 120.0, 7.0, 0.1, 0.004] | 0 | 0 | [1200.0, 2000.0, 4800.0, 12000.0, 26000.0] | 0 | 0

## dtypes
| element | column | dtype
0 | bus | name | object
1 | bus | vn_kv | float64
2 | bus | type | object
3 | bus | zone | object
4 | bus | in_service | bool
5 | load | name | object
6 | load | bus | uint32
7 | load | p_mw | float64
8 | load | q_mvar | float64
9 | load | const_z_percent | float64
10 | load | const_i_percent | float64
11 | load | sn_mva | float64
12 | load | scaling | float64
13 | load | in_service | bool
14 | load | type | object
15 | ext_grid | name | object
16 | ext_grid | bus | uint32
17 | ext_grid | vm_pu | float64
18 | ext_grid | va_degree | float64
19 | ext_grid | slack_weight | float64
20 | ext_grid | in_service | bool
21 | line | name | object
22 | line | std_type | object
23 | line | from_bus | uint32
24 | line | to_bus | uint32
25 | line | length_km | float64
26 | line | r_ohm_per_km | float64
27 | line | x_ohm_per_km | float64
28 | line | c_nf_per_km | float64
29 | line | g_us_per_km | float64
30 | line | max_i_ka | float64
31 | line | df | float64
32 | line | parallel | uint32
33 | line | type | object
34 | line | in_service | bool
35 | trafo | name | object
36 | trafo | std_type | object
37 | trafo | hv_bus | uint32
38 | trafo | lv_bus | uint32
39 | trafo | sn_mva | float64
40 | trafo | vn_hv_kv | float64
41 | trafo | vn_lv_kv | float64
42 | trafo | vk_percent | float64
43 | trafo | vkr_percent | float64
44 | trafo | pfe_kw | float64
45 | trafo | i0_percent | float64
46 | trafo | shift_degree | float64
47 | trafo | tap_side | object
48 | trafo | tap_neutral | int32
49 | trafo | tap_min | int32
50 | trafo | tap_max | int32
51 | trafo | tap_step_percent | float64
52 | trafo | tap_step_degree | float64
53 | trafo | tap_pos | int32
54 | trafo | tap_phase_shifter | bool
55 | trafo | parallel | uint32
56 | trafo | df | float64
57 | trafo | in_service | bool
58 | line_geodata | coords | object
59 | bus_geodata | x | float64
60 | bus_geodata | y | float64
61 | bus_geodata | coords | object

## parameters
| version | format_version | converged | OPF_converged | name | f_hz | sn_mva
0 | 2.14.6 | 2.14.0 | FALSE | FALSE |  | 50 | 1