## bus
| name | vn_kv | type | zone | in_service
0 | bus_LV_2939-83_0_8_node_0 | 0.4 | n |  | TRUE
1 | bus_LV_2939-83_0_8_node_1 | 0.4 | n |  | TRUE
2 | bus_LV_2939-83_0_8_node_3 | 0.4 | n |  | TRUE
3 | bus_LV_2939-83_0_8_node_13 | 0.4 | n |  | TRUE
4 | bus_LV_2939-83_0_8_node_14 | 0.4 | n |  | TRUE
5 | bus_LV_2939-83_0_8_node_9 | 0.4 | n |  | TRUE
6 | bus_LV_2939-83_0_8_node_16 | 0.4 | n |  | TRUE
7 | bus_LV_2939-83_0_8_node_8 | 0.4 | n |  | TRUE
8 | bus_LV_2939-83_0_8_node_7 | 0.4 | n |  | TRUE
9 | bus_LV_2939-83_0_8_node_103 | 0.4 | n |  | TRUE
10 | bus_LV_2939-83_0_8_node_90 | 0.4 | n |  | TRUE
11 | bus_LV_2939-83_0_8_node_88 | 0.4 | n |  | TRUE
12 | bus_LV_2939-83_0_8_node_101 | 0.4 | n |  | TRUE
13 | bus_LV_2939-83_0_8_node_223 | 0.4 | n |  | TRUE
14 | bus_LV_2939-83_0_8_node_224 | 0.4 | n |  | TRUE
15 | bus_LV_2939-83_0_8_node_17 | 0.4 | n |  | TRUE
16 | bus_LV_2939-83_0_8_node_10 | 0.4 | n |  | TRUE
17 | bus_LV_2939-83_0_8_node_11 | 0.4 | n |  | TRUE
18 | bus_LV_2939-83_0_8_node_12 | 0.4 | n |  | TRUE
19 | bus_LV_2939-83_0_8_node_115 | 0.4 | n |  | TRUE
20 | bus_LV_2939-83_0_8_node_133 | 0.4 | n |  | TRUE
21 | bus_LV_2939-83_0_8_node_225 | 0.4 | n |  | TRUE
22 | bus_LV_2939-83_0_8_node_132 | 0.4 | n |  | TRUE
23 | bus_LV_2939-83_0_8_node_116 | 0.4 | n |  | TRUE
24 | bus_LV_2939-83_0_8_node_18 | 0.4 | n |  | TRUE
25 | bus_LV_2939-83_0_8_node_19 | 0.4 | n |  | TRUE
26 | bus_LV_2939-83_0_8_node_20 | 0.4 | n |  | TRUE
27 | bus_LV_2939-83_0_8_node_21 | 0.4 | n |  | TRUE
28 | bus_LV_2939-83_0_8_node_22 | 0.4 | n |  | TRUE
29 | bus_LV_2939-83_0_8_node_24 | 0.4 | n |  | TRUE
30 | bus_LV_2939-83_0_8_node_25 | 0.4 | n |  | TRUE
31 | bus_LV_2939-83_0_8_node_26 | 0.4 | n |  | TRUE
32 | bus_LV_2939-83_0_8_node_23 | 0.4 | n |  | TRUE
33 | bus_LV_2939-83_0_8_node_27 | 0.4 | n |  | TRUE
34 | bus_LV_2939-83_0_8_node_80 | 0.4 | n |  | TRUE
35 | bus_LV_2939-83_0_8_node_66 | 0.4 | n |  | TRUE
36 | bus_LV_2939-83_0_8_node_50 | 0.4 | n |  | TRUE
37 | bus_LV_2939-83_0_8_node_97 | 0.4 | n |  | TRUE
38 | bus_LV_2939-83_0_8_node_81 | 0.4 | n |  | TRUE
39 | bus_LV_2939-83_0_8_node_67 | 0.4 | n |  | TRUE
40 | bus_LV_2939-83_0_8_node_65 | 0.4 | n |  | TRUE
41 | bus_LV_2939-83_0_8_node_49 | 0.4 | n |  | TRUE
42 | bus_LV_2939-83_0_8_node_99 | 0.4 | n |  | TRUE
43 | bus_LV_2939-83_0_8_node_28 | 0.4 | n |  | TRUE
44 | bus_LV_2939-83_0_8_node_29 | 0.4 | n |  | TRUE
45 | bus_LV_2939-83_0_8_node_30 | 0.4 | n |  | TRUE
46 | bus_LV_2939-83_0_8_node_31 | 0.4 | n |  | TRUE
47 | bus_LV_2939-83_0_8_node_32 | 0.4 | n |  | TRUE
48 | bus_LV_2939-83_0_8_node_124 | 0.4 | n |  | TRUE
49 | bus_LV_2939-83_0_8_node_142 | 0.4 | n |  | TRUE
50 | bus_LV_2939-83_0_8_node_123 | 0.4 | n |  | TRUE
51 | bus_LV_2939-83_0_8_node_125 | 0.4 | n |  | TRUE
52 | bus_LV_2939-83_0_8_node_138 | 0.4 | n |  | TRUE
53 | bus_LV_2939-83_0_8_node_33 | 0.4 | n |  | TRUE
54 | bus_LV_2939-83_0_8_node_93 | 0.4 | n |  | TRUE
55 | bus_LV_2939-83_0_8_node_94 | 0.4 | n |  | TRUE
56 | bus_LV_2939-83_0_8_node_92 | 0.4 | n |  | TRUE
57 | bus_LV_2939-83_0_8_node_122 | 0.4 | n |  | TRUE
58 | bus_LV_2939-83_0_8_node_34 | 0.4 | n |  | TRUE
59 | bus_LV_2939-83_0_8_node_139 | 0.4 | n |  | TRUE
60 | bus_LV_2939-83_0_8_node_140 | 0.4 | n |  | TRUE
61 | bus_LV_2939-83_0_8_node_144 | 0.4 | n |  | TRUE
62 | bus_LV_2939-83_0_8_node_146 | 0.4 | n |  | TRUE
63 | bus_LV_2939-83_0_8_node_143 | 0.4 | n |  | TRUE
64 | bus_LV_2939-83_0_8_node_145 | 0.4 | n |  | TRUE
65 | bus_LV_2939-83_0_8_node_152 | 0.4 | n |  | TRUE
66 | bus_LV_2939-83_0_8_node_150 | 0.4 | n |  | TRUE
67 | bus_LV_2939-83_0_8_node_148 | 0.4 | n |  | TRUE
68 | bus_LV_2939-83_0_8_node_153 | 0.4 | n |  | TRUE
69 | bus_LV_2939-83_0_8_node_149 | 0.4 | n |  | TRUE
70 | bus_LV_2939-83_0_8_node_77 | 0.4 | n |  | TRUE
71 | bus_LV_2939-83_0_8_node_89 | 0.4 | n |  | TRUE
72 | bus_LV_2939-83_0_8_node_91 | 0.4 | n |  | TRUE
73 | bus_LV_2939-83_0_8_node_87 | 0.4 | n |  | TRUE
74 | bus_LV_2939-83_0_8_node_95 | 0.4 | n |  | TRUE
75 | bus_LV_2939-83_0_8_node_61 | 0.4 | n |  | TRUE
76 | bus_LV_2939-83_0_8_node_78 | 0.4 | n |  | TRUE
77 | bus_LV_2939-83_0_8_node_59 | 0.4 | n |  | TRUE
78 | bus_LV_2939-83_0_8_node_35 | 0.4 | n |  | TRUE
79 | bus_LV_2939-83_0_8_node_36 | 0.4 | n |  | TRUE
80 | bus_LV_2939-83_0_8_node_37 | 0.4 | n |  | TRUE
81 | bus_LV_2939-83_0_8_node_38 | 0.4 | n |  | TRUE
82 | bus_LV_2939-83_0_8_node_171 | 0.4 | n |  | TRUE
83 | bus_LV_2939-83_0_8_node_39 | 0.4 | n |  | TRUE
84 | bus_LV_2939-83_0_8_node_162 | 0.4 | n |  | TRUE
85 | bus_LV_2939-83_0_8_node_163 | 0.4 | n |  | TRUE
86 | bus_LV_2939-83_0_8_node_164 | 0.4 | n |  | TRUE
87 | bus_LV_2939-83_0_8_node_165 | 0.4 | n |  | TRUE
88 | bus_LV_2939-83_0_8_node_166 | 0.4 | n |  | TRUE
89 | bus_LV_2939-83_0_8_node_177 | 0.4 | n |  | TRUE
90 | bus_LV_2939-83_0_8_node_181 | 0.4 | n |  | TRUE
91 | bus_LV_2939-83_0_8_node_167 | 0.4 | n |  | TRUE
92 | bus_LV_2939-83_0_8_node_40 | 0.4 | n |  | TRUE
93 | bus_LV_2939-83_0_8_node_169 | 0.4 | n |  | TRUE
94 | bus_LV_2939-83_0_8_node_172 | 0.4 | n |  | TRUE
95 | bus_LV_2939-83_0_8_node_170 | 0.4 | n |  | TRUE
96 | bus_LV_2939-83_0_8_node_180 | 0.4 | n |  | TRUE
97 | bus_LV_2939-83_0_8_node_182 | 0.4 | n |  | TRUE
98 | bus_LV_2939-83_0_8_node_183 | 0.4 | n |  | TRUE
99 | bus_LV_2939-83_0_8_node_185 | 0.4 | n |  | TRUE
100 | bus_LV_2939-83_0_8_node_192 | 0.4 | n |  | TRUE
101 | bus_LV_2939-83_0_8_node_41 | 0.4 | n |  | TRUE
102 | bus_LV_2939-83_0_8_node_168 | 0.4 | n |  | TRUE
103 | bus_LV_2939-83_0_8_node_176 | 0.4 | n |  | TRUE
104 | bus_LV_2939-83_0_8_node_48 | 0.4 | n |  | TRUE
105 | bus_LV_2939-83_0_8_node_231 | 0.4 | n |  | TRUE
106 | bus_LV_2939-83_0_8_node_184 | 0.4 | n |  | TRUE
107 | bus_LV_2939-83_0_8_node_186 | 0.4 | n |  | TRUE
108 | bus_LV_2939-83_0_8_node_193 | 0.4 | n |  | TRUE
109 | bus_LV_2939-83_0_8_node_45 | 0.4 | n |  | TRUE
110 | bus_LV_2939-83_0_8_node_194 | 0.4 | n |  | TRUE
111 | bus_LV_2939-83_0_8_node_43 | 0.4 | n |  | TRUE
112 | bus_LV_2939-83_0_8_node_42 | 0.4 | n |  | TRUE
113 | bus_LV_2939-83_0_8_node_44 | 0.4 | n |  | TRUE
114 | bus_LV_2939-83_0_8_node_46 | 0.4 | n |  | TRUE
115 | bus_LV_2939-83_0_8_node_47 | 0.4 | n |  | TRUE
116 | bus_LV_2939-83_0_8_node_195 | 0.4 | n |  | TRUE
117 | bus_LV_2939-83_0_8_node_51 | 0.4 | n |  | TRUE
118 | bus_LV_2939-83_0_8_node_52 | 0.4 | n |  | TRUE
119 | bus_LV_2939-83_0_8_node_53 | 0.4 | n |  | TRUE
120 | bus_LV_2939-83_0_8_node_54 | 0.4 | n |  | TRUE
121 | bus_LV_2939-83_0_8_node_55 | 0.4 | n |  | TRUE
122 | bus_LV_2939-83_0_8_node_56 | 0.4 | n |  | TRUE
123 | bus_LV_2939-83_0_8_node_57 | 0.4 | n |  | TRUE
124 | bus_LV_2939-83_0_8_node_63 | 0.4 | n |  | TRUE
125 | bus_LV_2939-83_0_8_node_60 | 0.4 | n |  | TRUE
126 | bus_LV_2939-83_0_8_node_58 | 0.4 | n |  | TRUE
127 | bus_LV_2939-83_0_8_node_64 | 0.4 | n |  | TRUE
128 | bus_LV_2939-83_0_8_node_190 | 0.4 | n |  | TRUE
129 | bus_LV_2939-83_0_8_node_189 | 0.4 | n |  | TRUE
130 | bus_LV_2939-83_0_8_node_82 | 0.4 | n |  | TRUE
131 | bus_LV_2939-83_0_8_node_179 | 0.4 | n |  | TRUE
132 | bus_LV_2939-83_0_8_node_68 | 0.4 | n |  | TRUE
133 | bus_LV_2939-83_0_8_node_69 | 0.4 | n |  | TRUE
134 | bus_LV_2939-83_0_8_node_70 | 0.4 | n |  | TRUE
135 | bus_LV_2939-83_0_8_node_71 | 0.4 | n |  | TRUE
136 | bus_LV_2939-83_0_8_node_72 | 0.4 | n |  | TRUE
137 | bus_LV_2939-83_0_8_node_73 | 0.4 | n |  | TRUE
138 | bus_LV_2939-83_0_8_node_74 | 0.4 | n |  | TRUE
139 | bus_LV_2939-83_0_8_node_75 | 0.4 | n |  | TRUE
140 | bus_LV_2939-83_0_8_node_76 | 0.4 | n |  | TRUE
141 | bus_LV_2939-83_0_8_node_134 | 0.4 | n |  | TRUE
142 | bus_LV_2939-83_0_8_node_199 | 0.4 | n |  | TRUE
143 | bus_LV_2939-83_0_8_node_196 | 0.4 | n |  | TRUE
144 | bus_LV_2939-83_0_8_node_128 | 0.4 | n |  | TRUE
145 | bus_LV_2939-83_0_8_node_201 | 0.4 | n |  | TRUE
146 | bus_LV_2939-83_0_8_node_197 | 0.4 | n |  | TRUE
147 | bus_LV_2939-83_0_8_node_79 | 0.4 | n |  | TRUE
148 | bus_LV_2939-83_0_8_node_118 | 0.4 | n |  | TRUE
149 | bus_LV_2939-83_0_8_node_83 | 0.4 | n |  | TRUE
150 | bus_LV_2939-83_0_8_node_84 | 0.4 | n |  | TRUE
151 | bus_LV_2939-83_0_8_node_121 | 0.4 | n |  | TRUE
152 | bus_LV_2939-83_0_8_node_135 | 0.4 | n |  | TRUE
153 | bus_LV_2939-83_0_8_node_119 | 0.4 | n |  | TRUE
154 | bus_LV_2939-83_0_8_node_136 | 0.4 | n |  | TRUE
155 | bus_LV_2939-83_0_8_node_126 | 0.4 | n |  | TRUE
156 | bus_LV_2939-83_0_8_node_127 | 0.4 | n |  | TRUE
157 | bus_LV_2939-83_0_8_node_117 | 0.4 | n |  | TRUE
158 | bus_LV_2939-83_0_8_node_114 | 0.4 | n |  | TRUE
159 | bus_LV_2939-83_0_8_node_120 | 0.4 | n |  | TRUE
160 | bus_LV_2939-83_0_8_node_178 | 0.4 | n |  | TRUE
161 | bus_LV_2939-83_0_8_node_100 | 0.4 | n |  | TRUE
162 | bus_LV_2939-83_0_8_node_98 | 0.4 | n |  | TRUE
163 | bus_LV_2939-83_0_8_node_86 | 0.4 | n |  | TRUE
164 | bus_LV_2939-83_0_8_node_96 | 0.4 | n |  | TRUE
165 | bus_LV_2939-83_0_8_node_112 | 0.4 | n |  | TRUE
166 | bus_LV_2939-83_0_8_node_131 | 0.4 | n |  | TRUE
167 | bus_LV_2939-83_0_8_node_129 | 0.4 | n |  | TRUE
168 | bus_LV_2939-83_0_8_node_113 | 0.4 | n |  | TRUE
169 | bus_LV_2939-83_0_8_node_130 | 0.4 | n |  | TRUE
170 | bus_LV_2939-83_0_8_node_102 | 0.4 | n |  | TRUE
171 | bus_LV_2939-83_0_8_node_104 | 0.4 | n |  | TRUE
172 | bus_LV_2939-83_0_8_node_105 | 0.4 | n |  | TRUE
173 | bus_LV_2939-83_0_8_node_106 | 0.4 | n |  | TRUE
174 | bus_LV_2939-83_0_8_node_107 | 0.4 | n |  | TRUE
175 | bus_LV_2939-83_0_8_node_108 | 0.4 | n |  | TRUE
176 | bus_LV_2939-83_0_8_node_109 | 0.4 | n |  | TRUE
177 | bus_LV_2939-83_0_8_node_110 | 0.4 | n |  | TRUE
178 | bus_LV_2939-83_0_8_node_111 | 0.4 | n |  | TRUE
179 | bus_LV_2939-83_0_8_node_137 | 0.4 | n |  | TRUE
180 | bus_LV_2939-83_0_8_node_154 | 0.4 | n |  | TRUE
181 | bus_LV_2939-83_0_8_node_155 | 0.4 | n |  | TRUE
182 | bus_LV_2939-83_0_8_node_156 | 0.4 | n |  | TRUE
183 | bus_LV_2939-83_0_8_node_157 | 0.4 | n |  | TRUE
184 | bus_LV_2939-83_0_8_node_158 | 0.4 | n |  | TRUE
185 | bus_LV_2939-83_0_8_node_160 | 0.4 | n |  | TRUE
186 | bus_LV_2939-83_0_8_node_161 | 0.4 | n |  | TRUE
187 | bus_LV_2939-83_0_8_node_159 | 0.4 | n |  | TRUE
188 | bus_LV_2939-83_0_8_node_191 | 0.4 | n |  | TRUE
189 | bus_LV_2939-83_0_8_node_187 | 0.4 | n |  | TRUE
190 | bus_LV_2939-83_0_8_node_173 | 0.4 | n |  | TRUE
191 | bus_LV_2939-83_0_8_node_229 | 0.4 | n |  | TRUE
192 | bus_LV_2939-83_0_8_node_188 | 0.4 | n |  | TRUE
193 | bus_LV_2939-83_0_8_node_174 | 0.4 | n |  | TRUE
194 | bus_LV_2939-83_0_8_node_175 | 0.4 | n |  | TRUE
195 | bus_LV_2939-83_0_8_node_198 | 0.4 | n |  | TRUE
196 | bus_LV_2939-83_0_8_node_200 | 0.4 | n |  | TRUE
197 | bus_LV_2939-83_0_8_node_228 | 0.4 | n |  | TRUE
198 | bus_LV_2939-83_0_8_node_220 | 0.4 | n |  | TRUE
199 | bus_LV_2939-83_0_8_node_227 | 0.4 | n |  | TRUE
200 | bus_LV_2939-83_0_8_node_221 | 0.4 | n |  | TRUE
201 | bus_LV_2939-83_0_8_node_202 | 0.4 | n |  | TRUE
202 | bus_LV_2939-83_0_8_node_203 | 0.4 | n |  | TRUE
203 | bus_LV_2939-83_0_8_node_204 | 0.4 | n |  | TRUE
204 | bus_LV_2939-83_0_8_node_205 | 0.4 | n |  | TRUE
205 | bus_LV_2939-83_0_8_node_206 | 0.4 | n |  | TRUE
206 | bus_LV_2939-83_0_8_node_207 | 0.4 | n |  | TRUE
207 | bus_LV_2939-83_0_8_node_208 | 0.4 | n |  | TRUE
208 | bus_LV_2939-83_0_8_node_209 | 0.4 | n |  | TRUE
209 | bus_LV_2939-83_0_8_node_226 | 0.4 | n |  | TRUE
210 | bus_LV_2939-83_0_8_node_210 | 0.4 | n |  | TRUE
211 | bus_LV_2939-83_0_8_node_211 | 0.4 | n |  | TRUE
212 | bus_LV_2939-83_0_8_node_222 | 0.4 | n |  | TRUE
213 | bus_LV_2939-83_0_8_node_218 | 0.4 | n |  | TRUE
214 | bus_LV_2939-83_0_8_node_212 | 0.4 | n |  | TRUE
215 | bus_LV_2939-83_0_8_node_213 | 0.4 | n |  | TRUE
216 | bus_LV_2939-83_0_8_node_214 | 0.4 | n |  | TRUE
217 | bus_LV_2939-83_0_8_node_215 | 0.4 | n |  | TRUE
218 | bus_LV_2939-83_0_8_node_216 | 0.4 | n |  | TRUE
219 | bus_LV_2939-83_0_8_node_217 | 0.4 | n |  | TRUE
220 | bus_MV_554_1_node_118 | 20 | n |  | TRUE

## load
| name | bus | p_mw | q_mvar | const_z_percent | const_i_percent | sn_mva | scaling | in_service | type
0 | LV_2939-83_0_8_load_0 | 0 | 0.0037666 | 0.00094401 | 0 | 0 |  | 1 | TRUE | wye
1 | LV_2939-83_0_8_load_13 | 3 | 0.00085117 | 0.00021332 | 0 | 0 |  | 1 | TRUE | wye
2 | LV_2939-83_0_8_load_14 | 4 | 0.0066567 | 0.0016683 | 0 | 0 |  | 1 | TRUE | wye
3 | LV_2939-83_0_8_load_9 | 5 | 0.0011235 | 0.00028156 | 0 | 0 |  | 1 | TRUE | wye
4 | LV_2939-83_0_8_load_16 | 6 | 0.0025784 | 0.00064621 | 0 | 0 |  | 1 | TRUE | wye
5 | LV_2939-83_0_8_load_8 | 7 | 0.0026606 | 0.00066681 | 0 | 0 |  | 1 | TRUE | wye
6 | LV_2939-83_0_8_load_7 | 8 | 0.0019589 | 0.00049094 | 0 | 0 |  | 1 | TRUE | wye
7 | LV_2939-83_0_8_load_103 | 9 | 0.0029956 | 0.00075077 | 0 | 0 |  | 1 | TRUE | wye
8 | LV_2939-83_0_8_load_90 | 10 | 0.0033697 | 0.00084452 | 0 | 0 |  | 1 | TRUE | wye
9 | LV_2939-83_0_8_load_88 | 11 | 0.0015159 | 0.00037992 | 0 | 0 |  | 1 | TRUE | wye
10 | LV_2939-83_0_8_load_101 | 12 | 0.0028799 | 0.00072176 | 0 | 0 |  | 1 | TRUE | wye
11 | LV_2939-83_0_8_load_223 | 13 | 0.0031344 | 0.00078556 | 0 | 0 |  | 1 | TRUE | wye
12 | LV_2939-83_0_8_load_224 | 14 | 0.0026577 | 0.00066607 | 0 | 0 |  | 1 | TRUE | wye
13 | LV_2939-83_0_8_load_17 | 15 | 0.020939 | 0.0052477 | 0 | 0 |  | 1 | TRUE | wye
14 | LV_2939-83_0_8_load_10 | 16 | 0.0028291 | 0.00070904 | 0 | 0 |  | 1 | TRUE | wye
15 | LV_2939-83_0_8_load_11 | 17 | 0.0030318 | 0.00075983 | 0 | 0 |  | 1 | TRUE | wye
16 | LV_2939-83_0_8_load_12 | 18 | 0.0030543 | 0.00076548 | 0 | 0 |  | 1 | TRUE | wye
17 | LV_2939-83_0_8_load_115 | 19 | 0.0018303 | 0.00045873 | 0 | 0 |  | 1 | TRUE | wye
18 | LV_2939-83_0_8_load_225 | 21 | 0.0015282 | 0.00038301 | 0 | 0 |  | 1 | TRUE | wye
19 | LV_2939-83_0_8_load_132 | 22 | 0.0016813 | 0.00042137 | 0 | 0 |  | 1 | TRUE | wye
20 | LV_2939-83_0_8_load_116 | 23 | 0.0019076 | 0.00047809 | 0 | 0 |  | 1 | TRUE | wye
21 | LV_2939-83_0_8_load_18 | 24 | 0.0047735 | 0.0011964 | 0 | 0 |  | 1 | TRUE | wye
22 | LV_2939-83_0_8_load_19 | 25 | 0.0026755 | 0.00067055 | 0 | 0 |  | 1 | TRUE | wye
23 | LV_2939-83_0_8_load_20 | 26 | 0.0047831 | 0.0011988 | 0 | 0 |  | 1 | TRUE | wye
24 | LV_2939-83_0_8_load_21 | 27 | 0.0041213 | 0.0010329 | 0 | 0 |  | 1 | TRUE | wye
25 | LV_2939-83_0_8_load_24 | 29 | 0.0028848 | 0.00072299 | 0 | 0 |  | 1 | TRUE | wye
26 | LV_2939-83_0_8_load_25 | 30 | 0.0042382 | 0.0010622 | 0 | 0 |  | 1 | TRUE | wye
27 | LV_2939-83_0_8_load_26 | 31 | 0.0035209 | 0.00088241 | 0 | 0 |  | 1 | TRUE | wye
28 | LV_2939-83_0_8_load_23 | 32 | 0.0039017 | 0.00097787 | 0 | 0 |  | 1 | TRUE | wye
29 | LV_2939-83_0_8_load_27 | 33 | 0.0033652 | 0.00084339 | 0 | 0 |  | 1 | TRUE | wye
30 | LV_2939-83_0_8_load_80 | 34 | 0.0025008 | 0.00062677 | 0 | 0 |  | 1 | TRUE | wye
31 | LV_2939-83_0_8_load_50 | 36 | 0.0046754 | 0.0011718 | 0 | 0 |  | 1 | TRUE | wye
32 | LV_2939-83_0_8_load_81 | 38 | 0.0040324 | 0.0010106 | 0 | 0 |  | 1 | TRUE | wye
33 | LV_2939-83_0_8_load_67 | 39 | 0.0013633 | 0.00034167 | 0 | 0 |  | 1 | TRUE | wye
34 | LV_2939-83_0_8_load_65 | 40 | 0.0083964 | 0.0021043 | 0 | 0 |  | 1 | TRUE | wye
35 | LV_2939-83_0_8_load_49 | 41 | 0.0023887 | 0.00059866 | 0 | 0 |  | 1 | TRUE | wye
36 | LV_2939-83_0_8_load_28 | 43 | 0.0011949 | 0.00029947 | 0 | 0 |  | 1 | TRUE | wye
37 | LV_2939-83_0_8_load_29 | 44 | 0.0015292 | 0.00038326 | 0 | 0 |  | 1 | TRUE | wye
38 | LV_2939-83_0_8_load_31 | 46 | 0.0010911 | 0.00027345 | 0 | 0 |  | 1 | TRUE | wye
39 | LV_2939-83_0_8_load_142 | 49 | 0.0041807 | 0.0010478 | 0 | 0 |  | 1 | TRUE | wye
40 | LV_2939-83_0_8_load_125 | 51 | 0.0041827 | 0.0010483 | 0 | 0 |  | 1 | TRUE | wye
41 | LV_2939-83_0_8_load_138 | 52 | 0.0044404 | 0.0011129 | 0 | 0 |  | 1 | TRUE | wye
42 | LV_2939-83_0_8_load_33 | 53 | 0.0014108 | 0.00035359 | 0 | 0 |  | 1 | TRUE | wye
43 | LV_2939-83_0_8_load_92 | 56 | 0.00056976 | 0.0001428 | 0 | 0 |  | 1 | TRUE | wye
44 | LV_2939-83_0_8_load_34 | 58 | 0.0033981 | 0.00085165 | 0 | 0 |  | 1 | TRUE | wye
45 | LV_2939-83_0_8_load_139 | 59 | 0.00089413 | 0.00022409 | 0 | 0 |  | 1 | TRUE | wye
46 | LV_2939-83_0_8_load_144 | 61 | 0.00090505 | 0.00022683 | 0 | 0 |  | 1 | TRUE | wye
47 | LV_2939-83_0_8_load_146 | 62 | 0.0041584 | 0.0010422 | 0 | 0 |  | 1 | TRUE | wye
48 | LV_2939-83_0_8_load_145 | 64 | 0.0019797 | 0.00049615 | 0 | 0 |  | 1 | TRUE | wye
49 | LV_2939-83_0_8_load_152 | 65 | 0.0021095 | 0.0005287 | 0 | 0 |  | 1 | TRUE | wye
50 | LV_2939-83_0_8_load_150 | 66 | 0.0023251 | 0.00058273 | 0 | 0 |  | 1 | TRUE | wye
51 | LV_2939-83_0_8_load_148 | 67 | 0.002158 | 0.00054084 | 0 | 0 |  | 1 | TRUE | wye
52 | LV_2939-83_0_8_load_153 | 68 | 0.0020329 | 0.00050949 | 0 | 0 |  | 1 | TRUE | wye
53 | LV_2939-83_0_8_load_149 | 69 | 0.002153 | 0.00053958 | 0 | 0 |  | 1 | TRUE | wye
54 | LV_2939-83_0_8_load_77 | 70 | 0.0016273 | 0.00040784 | 0 | 0 |  | 1 | TRUE | wye
55 | LV_2939-83_0_8_load_91 | 72 | 0.0015675 | 0.00039285 | 0 | 0 |  | 1 | TRUE | wye
56 | LV_2939-83_0_8_load_87 | 73 | 0.001656 | 0.00041503 | 0 | 0 |  | 1 | TRUE | wye
57 | LV_2939-83_0_8_load_95 | 74 | 0.0020834 | 0.00052215 | 0 | 0 |  | 1 | TRUE | wye
58 | LV_2939-83_0_8_load_61 | 75 | 0.0028303 | 0.00070934 | 0 | 0 |  | 1 | TRUE | wye
59 | LV_2939-83_0_8_load_78 | 76 | 0.0027761 | 0.00069577 | 0 | 0 |  | 1 | TRUE | wye
60 | LV_2939-83_0_8_load_59 | 77 | 0.0029029 | 0.00072754 | 0 | 0 |  | 1 | TRUE | wye
61 | LV_2939-83_0_8_load_35 | 78 | 0.0043442 | 0.0010888 | 0 | 0 |  | 1 | TRUE | wye
62 | LV_2939-83_0_8_load_36 | 79 | 0.0052199 | 0.0013082 | 0 | 0 |  | 1 | TRUE | wye
63 | LV_2939-83_0_8_load_37 | 80 | 0.0061716 | 0.0015468 | 0 | 0 |  | 1 | TRUE | wye
64 | LV_2939-83_0_8_load_38 | 81 | 0.0028761 | 0.00072082 | 0 | 0 |  | 1 | TRUE | wye
65 | LV_2939-83_0_8_load_171 | 82 | 0.0024368 | 0.00061073 | 0 | 0 |  | 1 | TRUE | wye
66 | LV_2939-83_0_8_load_39 | 83 | 0.0061716 | 0.0015467 | 0 | 0 |  | 1 | TRUE | wye
67 | LV_2939-83_0_8_load_162 | 84 | 0.0032156 | 0.00080592 | 0 | 0 |  | 1 | TRUE | wye
68 | LV_2939-83_0_8_load_163 | 85 | 0.002759 | 0.00069146 | 0 | 0 |  | 1 | TRUE | wye
69 | LV_2939-83_0_8_load_164 | 86 | 0.0027234 | 0.00068254 | 0 | 0 |  | 1 | TRUE | wye
70 | LV_2939-83_0_8_load_177 | 89 | 0.0025479 | 0.00063857 | 0 | 0 |  | 1 | TRUE | wye
71 | LV_2939-83_0_8_load_181 | 90 | 0.0024899 | 0.00062403 | 0 | 0 |  | 1 | TRUE | wye
72 | LV_2939-83_0_8_load_167 | 91 | 0.0031791 | 0.00079676 | 0 | 0 |  | 1 | TRUE | wye
73 | LV_2939-83_0_8_load_40 | 92 | 0.0031273 | 0.00078378 | 0 | 0 |  | 1 | TRUE | wye
74 | LV_2939-83_0_8_load_169 | 93 | 0.0026558 | 0.0006656 | 0 | 0 |  | 1 | TRUE | wye
75 | LV_2939-83_0_8_load_172 | 94 | 0.0026188 | 0.00065634 | 0 | 0 |  | 1 | TRUE | wye
76 | LV_2939-83_0_8_load_170 | 95 | 0.0029837 | 0.00074778 | 0 | 0 |  | 1 | TRUE | wye
77 | LV_2939-83_0_8_load_180 | 96 | 0.00162 | 0.00040602 | 0 | 0 |  | 1 | TRUE | wye
78 | LV_2939-83_0_8_load_182 | 97 | 0.0029362 | 0.00073589 | 0 | 0 |  | 1 | TRUE | wye
79 | LV_2939-83_0_8_load_183 | 98 | 0.0047572 | 0.0011923 | 0 | 0 |  | 1 | TRUE | wye
80 | LV_2939-83_0_8_load_192 | 100 | 0.0018239 | 0.00045712 | 0 | 0 |  | 1 | TRUE | wye
81 | LV_2939-83_0_8_load_41 | 101 | 0.0040863 | 0.0010241 | 0 | 0 |  | 1 | TRUE | wye
82 | LV_2939-83_0_8_load_168 | 102 | 0.0026669 | 0.00066838 | 0 | 0 |  | 1 | TRUE | wye
83 | LV_2939-83_0_8_load_176 | 103 | 0.0028019 | 0.00070223 | 0 | 0 |  | 1 | TRUE | wye
84 | LV_2939-83_0_8_load_48 | 104 | 0.0048031 | 0.0012038 | 0 | 0 |  | 1 | TRUE | wye
85 | LV_2939-83_0_8_load_231 | 105 | 0.013002 | 0.0032586 | 0 | 0 |  | 1 | TRUE | wye
86 | LV_2939-83_0_8_load_184 | 106 | 0.0021873 | 0.00054818 | 0 | 0 |  | 1 | TRUE | wye
87 | LV_2939-83_0_8_load_186 | 107 | 0.0018231 | 0.00045691 | 0 | 0 |  | 1 | TRUE | wye
88 | LV_2939-83_0_8_load_193 | 108 | 0.0014835 | 0.0003718 | 0 | 0 |  | 1 | TRUE | wye
89 | LV_2939-83_0_8_load_45 | 109 | 0.01043 | 0.0026139 | 0 | 0 |  | 1 | TRUE | wye
90 | LV_2939-83_0_8_load_194 | 110 | 0.00092011 | 0.0002306 | 0 | 0 |  | 1 | TRUE | wye
91 | LV_2939-83_0_8_load_43 | 111 | 0.0061716 | 0.0015467 | 0 | 0 |  | 1 | TRUE | wye
92 | LV_2939-83_0_8_load_42 | 112 | 0.004919 | 0.0012328 | 0 | 0 |  | 1 | TRUE | wye
93 | LV_2939-83_0_8_load_44 | 113 | 0.0057155 | 0.0014324 | 0 | 0 |  | 1 | TRUE | wye
94 | LV_2939-83_0_8_load_47 | 115 | 0.0020178 | 0.0005057 | 0 | 0 |  | 1 | TRUE | wye
95 | LV_2939-83_0_8_load_195 | 116 | 0.00086519 | 0.00021684 | 0 | 0 |  | 1 | TRUE | wye
96 | LV_2939-83_0_8_load_51 | 117 | 0.0024241 | 0.00060752 | 0 | 0 |  | 1 | TRUE | wye
97 | LV_2939-83_0_8_load_52 | 118 | 0.0012495 | 0.00031316 | 0 | 0 |  | 1 | TRUE | wye
98 | LV_2939-83_0_8_load_53 | 119 | 0.0015205 | 0.00038107 | 0 | 0 |  | 1 | TRUE | wye
99 | LV_2939-83_0_8_load_54 | 120 | 0.0061105 | 0.0015314 | 0 | 0 |  | 1 | TRUE | wye
100 | LV_2939-83_0_8_load_55 | 121 | 0.0057683 | 0.0014457 | 0 | 0 |  | 1 | TRUE | wye
101 | LV_2939-83_0_8_load_56 | 122 | 0.0029451 | 0.00073811 | 0 | 0 |  | 1 | TRUE | wye
102 | LV_2939-83_0_8_load_57 | 123 | 0.00091402 | 0.00022907 | 0 | 0 |  | 1 | TRUE | wye
103 | LV_2939-83_0_8_load_63 | 124 | 0.0018629 | 0.0004669 | 0 | 0 |  | 1 | TRUE | wye
104 | LV_2939-83_0_8_load_58 | 126 | 0.004025 | 0.0010088 | 0 | 0 |  | 1 | TRUE | wye
105 | LV_2939-83_0_8_load_64 | 127 | 0.0015048 | 0.00037714 | 0 | 0 |  | 1 | TRUE | wye
106 | LV_2939-83_0_8_load_82 | 130 | 0.0013627 | 0.00034153 | 0 | 0 |  | 1 | TRUE | wye
107 | LV_2939-83_0_8_load_179 | 131 | 0.001199 | 0.00030051 | 0 | 0 |  | 1 | TRUE | wye
108 | LV_2939-83_0_8_load_68 | 132 | 0.0014061 | 0.0003524 | 0 | 0 |  | 1 | TRUE | wye
109 | LV_2939-83_0_8_load_69 | 133 | 0.0047928 | 0.0012012 | 0 | 0 |  | 1 | TRUE | wye
110 | LV_2939-83_0_8_load_70 | 134 | 0.001195 | 0.00029951 | 0 | 0 |  | 1 | TRUE | wye
111 | LV_2939-83_0_8_load_71 | 135 | 0.007445 | 0.0018659 | 0 | 0 |  | 1 | TRUE | wye
112 | LV_2939-83_0_8_load_72 | 136 | 0.0023847 | 0.00059767 | 0 | 0 |  | 1 | TRUE | wye
113 | LV_2939-83_0_8_load_73 | 137 | 0.003828 | 0.00095938 | 0 | 0 |  | 1 | TRUE | wye
114 | LV_2939-83_0_8_load_74 | 138 | 0.0025807 | 0.00064678 | 0 | 0 |  | 1 | TRUE | wye
115 | LV_2939-83_0_8_load_75 | 139 | 0.0039491 | 0.00098973 | 0 | 0 |  | 1 | TRUE | wye
116 | LV_2939-83_0_8_load_134 | 141 | 0.0018005 | 0.00045125 | 0 | 0 |  | 1 | TRUE | wye
117 | LV_2939-83_0_8_load_199 | 142 | 0.0037654 | 0.0009437 | 0 | 0 |  | 1 | TRUE | wye
118 | LV_2939-83_0_8_load_196 | 143 | 0.0025056 | 0.00062795 | 0 | 0 |  | 1 | TRUE | wye
119 | LV_2939-83_0_8_load_128 | 144 | 0.0032252 | 0.00080832 | 0 | 0 |  | 1 | TRUE | wye
120 | LV_2939-83_0_8_load_201 | 145 | 0.0026849 | 0.00067291 | 0 | 0 |  | 1 | TRUE | wye
121 | LV_2939-83_0_8_load_197 | 146 | 0.002049 | 0.00051352 | 0 | 0 |  | 1 | TRUE | wye
122 | LV_2939-83_0_8_load_79 | 147 | 0.00068566 | 0.00017184 | 0 | 0 |  | 1 | TRUE | wye
123 | LV_2939-83_0_8_load_118 | 148 | 0.0021725 | 0.00054447 | 0 | 0 |  | 1 | TRUE | wye
124 | LV_2939-83_0_8_load_83 | 149 | 0.0017358 | 0.00043504 | 0 | 0 |  | 1 | TRUE | wye
125 | LV_2939-83_0_8_load_84 | 150 | 0.001323 | 0.00033158 | 0 | 0 |  | 1 | TRUE | wye
126 | LV_2939-83_0_8_load_121 | 151 | 0.0008041 | 0.00020153 | 0 | 0 |  | 1 | TRUE | wye
127 | LV_2939-83_0_8_load_135 | 152 | 0.00079278 | 0.00019869 | 0 | 0 |  | 1 | TRUE | wye
128 | LV_2939-83_0_8_load_136 | 154 | 0.007017 | 0.0017586 | 0 | 0 |  | 1 | TRUE | wye
129 | LV_2939-83_0_8_load_127 | 156 | 0.0022378 | 0.00056084 | 0 | 0 |  | 1 | TRUE | wye
130 | LV_2939-83_0_8_load_117 | 157 | 0.00089094 | 0.00022329 | 0 | 0 |  | 1 | TRUE | wye
131 | LV_2939-83_0_8_load_120 | 159 | 0.00079717 | 0.00019979 | 0 | 0 |  | 1 | TRUE | wye
132 | LV_2939-83_0_8_load_178 | 160 | 0.002809 | 0.00070401 | 0 | 0 |  | 1 | TRUE | wye
133 | LV_2939-83_0_8_load_100 | 161 | 0.0016794 | 0.00042089 | 0 | 0 |  | 1 | TRUE | wye
134 | LV_2939-83_0_8_load_86 | 163 | 0.0021558 | 0.00054029 | 0 | 0 |  | 1 | TRUE | wye
135 | LV_2939-83_0_8_load_96 | 164 | 0.002639 | 0.0006614 | 0 | 0 |  | 1 | TRUE | wye
136 | LV_2939-83_0_8_load_112 | 165 | 0.0018229 | 0.00045685 | 0 | 0 |  | 1 | TRUE | wye
137 | LV_2939-83_0_8_load_131 | 166 | 0.0020957 | 0.00052522 | 0 | 0 |  | 1 | TRUE | wye
138 | LV_2939-83_0_8_load_129 | 167 | 0.0013592 | 0.00034065 | 0 | 0 |  | 1 | TRUE | wye
139 | LV_2939-83_0_8_load_113 | 168 | 0.00082679 | 0.00020721 | 0 | 0 |  | 1 | TRUE | wye
140 | LV_2939-83_0_8_load_130 | 169 | 0.002444 | 0.00061253 | 0 | 0 |  | 1 | TRUE | wye
141 | LV_2939-83_0_8_load_102 | 170 | 0.0036667 | 0.00091896 | 0 | 0 |  | 1 | TRUE | wye
142 | LV_2939-83_0_8_load_104 | 171 | 0.0035679 | 0.0008942 | 0 | 0 |  | 1 | TRUE | wye
143 | LV_2939-83_0_8_load_105 | 172 | 0.0014995 | 0.00037581 | 0 | 0 |  | 1 | TRUE | wye
144 | LV_2939-83_0_8_load_106 | 173 | 0.0010461 | 0.00026217 | 0 | 0 |  | 1 | TRUE | wye
145 | LV_2939-83_0_8_load_107 | 174 | 0.00088051 | 0.00022068 | 0 | 0 |  | 1 | TRUE | wye
146 | LV_2939-83_0_8_load_108 | 175 | 0.0008809 | 0.00022077 | 0 | 0 |  | 1 | TRUE | wye
147 | LV_2939-83_0_8_load_109 | 176 | 0.00088097 | 0.00022079 | 0 | 0 |  | 1 | TRUE | wye
148 | LV_2939-83_0_8_load_110 | 177 | 0.0015769 | 0.00039521 | 0 | 0 |  | 1 | TRUE | wye
149 | LV_2939-83_0_8_load_111 | 178 | 0.00079272 | 0.00019867 | 0 | 0 |  | 1 | TRUE | wye
150 | LV_2939-83_0_8_load_137 | 179 | 0.00079283 | 0.0001987 | 0 | 0 |  | 1 | TRUE | wye
151 | LV_2939-83_0_8_load_154 | 180 | 0.0018603 | 0.00046625 | 0 | 0 |  | 1 | TRUE | wye
152 | LV_2939-83_0_8_load_155 | 181 | 0.0022203 | 0.00055646 | 0 | 0 |  | 1 | TRUE | wye
153 | LV_2939-83_0_8_load_156 | 182 | 0.0013675 | 0.00034273 | 0 | 0 |  | 1 | TRUE | wye
154 | LV_2939-83_0_8_load_158 | 184 | 0.0012447 | 0.00031196 | 0 | 0 |  | 1 | TRUE | wye
155 | LV_2939-83_0_8_load_160 | 185 | 0.0010833 | 0.00027149 | 0 | 0 |  | 1 | TRUE | wye
156 | LV_2939-83_0_8_load_161 | 186 | 0.0011939 | 0.00029922 | 0 | 0 |  | 1 | TRUE | wye
157 | LV_2939-83_0_8_load_191 | 188 | 0.0024897 | 0.00062398 | 0 | 0 |  | 1 | TRUE | wye
158 | LV_2939-83_0_8_load_187 | 189 | 0.0015449 | 0.00038719 | 0 | 0 |  | 1 | TRUE | wye
159 | LV_2939-83_0_8_load_173 | 190 | 0.0013733 | 0.00034417 | 0 | 0 |  | 1 | TRUE | wye
160 | LV_2939-83_0_8_load_229 | 191 | 0.00086407 | 0.00021656 | 0 | 0 |  | 1 | TRUE | wye
161 | LV_2939-83_0_8_load_188 | 192 | 0.001532 | 0.00038395 | 0 | 0 |  | 1 | TRUE | wye
162 | LV_2939-83_0_8_load_174 | 193 | 0.0011995 | 0.00030062 | 0 | 0 |  | 1 | TRUE | wye
163 | LV_2939-83_0_8_load_175 | 194 | 0.0011996 | 0.00030065 | 0 | 0 |  | 1 | TRUE | wye
164 | LV_2939-83_0_8_load_198 | 195 | 0.0022009 | 0.0005516 | 0 | 0 |  | 1 | TRUE | wye
165 | LV_2939-83_0_8_load_200 | 196 | 0.0026758 | 0.00067062 | 0 | 0 |  | 1 | TRUE | wye
166 | LV_2939-83_0_8_load_228 | 197 | 0.002351 | 0.00058922 | 0 | 0 |  | 1 | TRUE | wye
167 | LV_2939-83_0_8_load_220 | 198 | 0.0010839 | 0.00027165 | 0 | 0 |  | 1 | TRUE | wye
168 | LV_2939-83_0_8_load_227 | 199 | 0.0027303 | 0.00068427 | 0 | 0 |  | 1 | TRUE | wye
169 | LV_2939-83_0_8_load_221 | 200 | 0.01317 | 0.0033008 | 0 | 0 |  | 1 | TRUE | wye
170 | LV_2939-83_0_8_load_202 | 201 | 0.0032777 | 0.00082146 | 0 | 0 |  | 1 | TRUE | wye
171 | LV_2939-83_0_8_load_203 | 202 | 0.0021479 | 0.00053831 | 0 | 0 |  | 1 | TRUE | wye
172 | LV_2939-83_0_8_load_204 | 203 | 0.0026213 | 0.00065697 | 0 | 0 |  | 1 | TRUE | wye
173 | LV_2939-83_0_8_load_205 | 204 | 0.0026372 | 0.00066095 | 0 | 0 |  | 1 | TRUE | wye
174 | LV_2939-83_0_8_load_206 | 205 | 0.0020919 | 0.00052427 | 0 | 0 |  | 1 | TRUE | wye
175 | LV_2939-83_0_8_load_207 | 206 | 0.0031509 | 0.00078968 | 0 | 0 |  | 1 | TRUE | wye
176 | LV_2939-83_0_8_load_208 | 207 | 0.0012062 | 0.00030229 | 0 | 0 |  | 1 | TRUE | wye
177 | LV_2939-83_0_8_load_209 | 208 | 0.002919 | 0.00073156 | 0 | 0 |  | 1 | TRUE | wye
178 | LV_2939-83_0_8_load_226 | 209 | 0.0025662 | 0.00064315 | 0 | 0 |  | 1 | TRUE | wye
179 | LV_2939-83_0_8_load_222 | 212 | 0.0055567 | 0.0013926 | 0 | 0 |  | 1 | TRUE | wye
180 | LV_2939-83_0_8_load_218 | 213 | 0.0063607 | 0.0015941 | 0 | 0 |  | 1 | TRUE | wye
181 | LV_2939-83_0_8_load_212 | 214 | 0.0038664 | 0.00096902 | 0 | 0 |  | 1 | TRUE | wye
182 | LV_2939-83_0_8_load_213 | 215 | 0.015512 | 0.0038876 | 0 | 0 |  | 1 | TRUE | wye
183 | LV_2939-83_0_8_load_214 | 216 | 0.002855 | 0.00071553 | 0 | 0 |  | 1 | TRUE | wye
184 | LV_2939-83_0_8_load_215 | 217 | 0.0037107 | 0.00093 | 0 | 0 |  | 1 | TRUE | wye
185 | LV_2939-83_0_8_load_216 | 218 | 0.006209 | 0.0015561 | 0 | 0 |  | 1 | TRUE | wye
186 | LV_2939-83_0_8_load_217 | 219 | 0.0033761 | 0.00084613 | 0 | 0 |  | 1 | TRUE | wye

## ext_grid
| name | bus | vm_pu | va_degree | slack_weight | in_service
0 |  | 135 | 1 | 0 | 1 | TRUE

## line
| name | std_type | from_bus | to_bus | length_km | r_ohm_per_km | x_ohm_per_km | c_nf_per_km | g_us_per_km | max_i_ka | df | parallel | type | in_service
0 | LV_2939-83_0_8_line_0 |  | 0 | 1 | 0.035986 | 0.125 | 0.08 | 261 | 0 | 0.364 | 1 | 1 | cs | TRUE
1 | LV_2939-83_0_8_line_1 |  | 1 | 2 | 0.058823 | 0.125 | 0.08 | 261 | 0 | 0.364 | 1 | 1 | cs | TRUE
2 | LV_2939-83_0_8_line_2 |  | 2 | 5 | 0.0065917 | 0.125 | 0.08 | 261 | 0 | 0.364 | 1 | 1 | cs | TRUE
3 | LV_2939-83_0_8_line_3 |  | 3 | 4 | 0.0079871 | 0.125 | 0.08 | 261 | 0 | 0.364 | 1 | 1 | cs | TRUE
4 | LV_2939-83_0_8_line_4 |  | 4 | 6 | 0.029902 | 0.125 | 0.08 | 261 | 0 | 0.364 | 1 | 1 | cs | TRUE
5 | LV_2939-83_0_8_line_5 |  | 5 | 7 | 0.028772 | 0.125 | 0.08 | 261 | 0 | 0.364 | 1 | 1 | cs | TRUE
6 | LV_2939-83_0_8_line_6 |  | 6 | 15 | 0.010433 | 0.125 | 0.08 | 261 | 0 | 0.364 | 1 | 1 | cs | TRUE
7 | LV_2939-83_0_8_line_7 |  | 7 | 16 | 0.020749 | 0.125 | 0.08 | 261 | 0 | 0.364 | 1 | 1 | cs | TRUE
8 | LV_2939-83_0_8_line_8 |  | 8 | 9 | 0.023545 | 0.125 | 0.08 | 261 | 0 | 0.364 | 1 | 1 | cs | TRUE
9 | LV_2939-83_0_8_line_9 |  | 9 | 12 | 0.030296 | 0.125 | 0.08 | 261 | 0 | 0.364 | 1 | 1 | cs | TRUE
10 | LV_2939-83_0_8_line_10 |  | 10 | 11 | 0.018017 | 0.125 | 0.08 | 261 | 0 | 0.364 | 1 | 1 | cs | TRUE
11 | LV_2939-83_0_8_line_11 |  | 11 | 163 | 0.00027701 | 0.125 | 0.08 | 261 | 0 | 0.364 | 1 | 1 | cs | TRUE
12 | LV_2939-83_0_8_line_12 |  | 12 | 170 | 0.011465 | 0.125 | 0.08 | 261 | 0 | 0.364 | 1 | 1 | cs | TRUE
13 | LV_2939-83_0_8_line_13 |  | 13 | 14 | 0.016513 | 0.125 | 0.08 | 261 | 0 | 0.364 | 1 | 1 | cs | TRUE
14 | LV_2939-83_0_8_line_14 |  | 13 | 15 | 0.022323 | 0.125 | 0.08 | 261 | 0 | 0.364 | 1 | 1 | cs | TRUE
15 | LV_2939-83_0_8_line_15 |  | 14 | 21 | 0.0097865 | 0.125 | 0.08 | 261 | 0 | 0.364 | 1 | 1 | cs | TRUE
16 | LV_2939-83_0_8_line_16 |  | 16 | 17 | 0.038729 | 0.125 | 0.08 | 261 | 0 | 0.364 | 1 | 1 | cs | TRUE
17 | LV_2939-83_0_8_line_17 |  | 17 | 18 | 0.0027903 | 0.125 | 0.08 | 261 | 0 | 0.364 | 1 | 1 | cs | TRUE
18 | LV_2939-83_0_8_line_18 |  | 18 | 19 | 0.026315 | 0.125 | 0.08 | 261 | 0 | 0.364 | 1 | 1 | cs | TRUE
19 | LV_2939-83_0_8_line_19 |  | 19 | 23 | 0.015735 | 0.125 | 0.08 | 261 | 0 | 0.364 | 1 | 1 | cs | TRUE
20 | LV_2939-83_0_8_line_20 |  | 20 | 21 | 0.0096775 | 0.125 | 0.08 | 261 | 0 | 0.364 | 1 | 1 | cs | TRUE
21 | LV_2939-83_0_8_line_21 |  | 20 | 22 | 0.012068 | 0.125 | 0.08 | 261 | 0 | 0.364 | 1 | 1 | cs | TRUE
22 | LV_2939-83_0_8_line_22 |  | 22 | 166 | 0.0035533 | 0.125 | 0.08 | 261 | 0 | 0.364 | 1 | 1 | cs | TRUE
23 | LV_2939-83_0_8_line_23 |  | 23 | 169 | 0.054435 | 0.125 | 0.08 | 261 | 0 | 0.364 | 1 | 4 | cs | TRUE
24 | LV_2939-83_0_8_line_24 |  | 23 | 177 | 0.024559 | 0.125 | 0.08 | 261 | 0 | 0.364 | 1 | 4 | cs | TRUE
25 | LV_2939-83_0_8_line_25 |  | 24 | 25 | 0.015881 | 0.125 | 0.08 | 261 | 0 | 0.364 | 1 | 4 | cs | TRUE
26 | LV_2939-83_0_8_line_26 |  | 24 | 26 | 0.021864 | 0.125 | 0.08 | 261 | 0 | 0.364 | 1 | 4 | cs | TRUE
27 | LV_2939-83_0_8_line_27 |  | 25 | 27 | 0.020521 | 0.125 | 0.08 | 261 | 0 | 0.364 | 1 | 4 | cs | TRUE
28 | LV_2939-83_0_8_line_28 |  | 26 | 28 | 0.032154 | 0.125 | 0.08 | 261 | 0 | 0.364 | 1 | 4 | cs | TRUE
29 | LV_2939-83_0_8_line_29 |  | 27 | 29 | 0.0021383 | 0.125 | 0.08 | 261 | 0 | 0.364 | 1 | 4 | cs | TRUE
30 | LV_2939-83_0_8_line_30 |  | 28 | 30 | 0.02292 | 0.125 | 0.08 | 261 | 0 | 0.364 | 1 | 4 | cs | TRUE
31 | LV_2939-83_0_8_line_31 |  | 28 | 31 | 0.014728 | 0.125 | 0.08 | 261 | 0 | 0.364 | 1 | 4 | cs | TRUE
32 | LV_2939-83_0_8_line_32 |  | 29 | 34 | 0.019713 | 0.125 | 0.08 | 261 | 0 | 0.364 | 1 | 4 | cs | TRUE
33 | LV_2939-83_0_8_line_33 |  | 30 | 35 | 0.033102 | 0.125 | 0.08 | 261 | 0 | 0.364 | 1 | 4 | cs | TRUE
34 | LV_2939-83_0_8_line_34 |  | 31 | 36 | 0.0089299 | 0.125 | 0.08 | 261 | 0 | 0.364 | 1 | 4 | cs | TRUE
35 | LV_2939-83_0_8_line_35 |  | 32 | 33 | 0.039214 | 0.125 | 0.08 | 261 | 0 | 0.364 | 1 | 1 | cs | TRUE
36 | LV_2939-83_0_8_line_36 |  | 33 | 37 | 0.0044695 | 0.125 | 0.08 | 261 | 0 | 0.364 | 1 | 1 | cs | TRUE
37 | LV_2939-83_0_8_line_37 |  | 34 | 38 | 0.05587 | 0.125 | 0.08 | 261 | 0 | 0.364 | 1 | 4 | cs | TRUE
38 | LV_2939-83_0_8_line_38 |  | 35 | 39 | 0.01944 | 0.125 | 0.08 | 261 | 0 | 0.364 | 1 | 1 | cs | TRUE
39 | LV_2939-83_0_8_line_39 |  | 35 | 40 | 0.014187 | 0.125 | 0.08 | 261 | 0 | 0.364 | 1 | 4 | cs | TRUE
40 | LV_2939-83_0_8_line_40 |  | 36 | 41 | 0.011462 | 0.125 | 0.08 | 261 | 0 | 0.364 | 1 | 4 | cs | TRUE
41 | LV_2939-83_0_8_line_41 |  | 37 | 42 | 0.005174 | 0.125 | 0.08 | 261 | 0 | 0.364 | 1 | 1 | cs | TRUE
42 | LV_2939-83_0_8_line_42 |  | 38 | 155 | 0.018097 | 0.125 | 0.08 | 261 | 0 | 0.364 | 1 | 4 | cs | TRUE
43 | LV_2939-83_0_8_line_43 |  | 39 | 130 | 0.014087 | 0.125 | 0.08 | 261 | 0 | 0.364 | 1 | 1 | cs | TRUE
44 | LV_2939-83_0_8_line_44 |  | 40 | 122 | 0.024508 | 0.125 | 0.08 | 261 | 0 | 0.364 | 1 | 4 | cs | TRUE
45 | LV_2939-83_0_8_line_45 |  | 41 | 104 | 0.0038212 | 0.125 | 0.08 | 261 | 0 | 0.364 | 1 | 4 | cs | TRUE
46 | LV_2939-83_0_8_line_46 |  | 42 | 162 | 0.003856 | 0.125 | 0.08 | 261 | 0 | 0.364 | 1 | 1 | cs | TRUE
47 | LV_2939-83_0_8_line_47 |  | 43 | 44 | 0.0066252 | 0.125 | 0.08 | 261 | 0 | 0.364 | 1 | 1 | cs | TRUE
48 | LV_2939-83_0_8_line_48 |  | 43 | 45 | 0.017761 | 0.125 | 0.08 | 261 | 0 | 0.364 | 1 | 1 | cs | TRUE
49 | LV_2939-83_0_8_line_49 |  | 44 | 46 | 0.027968 | 0.125 | 0.08 | 261 | 0 | 0.364 | 1 | 1 | cs | TRUE
50 | LV_2939-83_0_8_line_50 |  | 45 | 47 | 0.036218 | 0.125 | 0.08 | 261 | 0 | 0.364 | 1 | 1 | cs | TRUE
51 | LV_2939-83_0_8_line_51 |  | 46 | 53 | 0.015218 | 0.125 | 0.08 | 261 | 0 | 0.364 | 1 | 1 | cs | TRUE
52 | LV_2939-83_0_8_line_52 |  | 47 | 58 | 0.02862 | 0.125 | 0.08 | 261 | 0 | 0.364 | 1 | 1 | cs | TRUE
53 | LV_2939-83_0_8_line_53 |  | 48 | 49 | 0.016662 | 0.125 | 0.08 | 261 | 0 | 0.364 | 1 | 1 | cs | TRUE
54 | LV_2939-83_0_8_line_54 |  | 48 | 50 | 0.019174 | 0.125 | 0.08 | 261 | 0 | 0.364 | 1 | 1 | cs | TRUE
55 | LV_2939-83_0_8_line_55 |  | 49 | 62 | 0.013961 | 0.125 | 0.08 | 261 | 0 | 0.364 | 1 | 1 | cs | TRUE
56 | LV_2939-83_0_8_line_56 |  | 50 | 57 | 0.057439 | 0.125 | 0.08 | 261 | 0 | 0.364 | 1 | 1 | cs | TRUE
57 | LV_2939-83_0_8_line_57 |  | 50 | 51 | 0.017284 | 0.125 | 0.08 | 261 | 0 | 0.364 | 1 | 1 | cs | TRUE
58 | LV_2939-83_0_8_line_58 |  | 51 | 52 | 0.017909 | 0.125 | 0.08 | 261 | 0 | 0.364 | 1 | 1 | cs | TRUE
59 | LV_2939-83_0_8_line_59 |  | 52 | 59 | 0.0098777 | 0.125 | 0.08 | 261 | 0 | 0.364 | 1 | 1 | cs | TRUE
60 | LV_2939-83_0_8_line_60 |  | 53 | 70 | 0.0081374 | 0.125 | 0.08 | 261 | 0 | 0.364 | 1 | 1 | cs | TRUE
61 | LV_2939-83_0_8_line_61 |  | 54 | 55 | 0.032366 | 0.125 | 0.08 | 261 | 0 | 0.364 | 1 | 1 | cs | TRUE
62 | LV_2939-83_0_8_line_62 |  | 54 | 56 | 0.021713 | 0.125 | 0.08 | 261 | 0 | 0.364 | 1 | 1 | cs | TRUE
63 | LV_2939-83_0_8_line_63 |  | 55 | 74 | 0.021065 | 0.125 | 0.08 | 261 | 0 | 0.364 | 1 | 1 | cs | TRUE
64 | LV_2939-83_0_8_line_64 |  | 56 | 71 | 0.014152 | 0.125 | 0.08 | 261 | 0 | 0.364 | 1 | 1 | cs | TRUE
65 | LV_2939-83_0_8_line_65 |  | 57 | 74 | 0.013583 | 0.125 | 0.08 | 261 | 0 | 0.364 | 1 | 1 | cs | TRUE
66 | LV_2939-83_0_8_line_66 |  | 58 | 75 | 0.0030793 | 0.125 | 0.08 | 261 | 0 | 0.364 | 1 | 1 | cs | TRUE
67 | LV_2939-83_0_8_line_67 |  | 59 | 60 | 0.005223 | 0.125 | 0.08 | 261 | 0 | 0.364 | 1 | 1 | cs | TRUE
68 | LV_2939-83_0_8_line_68 |  | 60 | 61 | 0.019517 | 0.125 | 0.08 | 261 | 0 | 0.364 | 1 | 1 | cs | TRUE
69 | LV_2939-83_0_8_line_69 |  | 62 | 63 | 0.014989 | 0.125 | 0.08 | 261 | 0 | 0.364 | 1 | 1 | cs | TRUE
70 | LV_2939-83_0_8_line_70 |  | 63 | 64 | 0.023946 | 0.125 | 0.08 | 261 | 0 | 0.364 | 1 | 1 | cs | TRUE
71 | LV_2939-83_0_8_line_71 |  | 64 | 65 | 0.012889 | 0.125 | 0.08 | 261 | 0 | 0.364 | 1 | 1 | cs | TRUE
72 | LV_2939-83_0_8_line_72 |  | 64 | 66 | 0.0065451 | 0.125 | 0.08 | 261 | 0 | 0.364 | 1 | 1 | cs | TRUE
73 | LV_2939-83_0_8_line_73 |  | 65 | 68 | 0.0093277 | 0.125 | 0.08 | 261 | 0 | 0.364 | 1 | 1 | cs | TRUE
74 | LV_2939-83_0_8_line_74 |  | 66 | 69 | 0.0068211 | 0.125 | 0.08 | 261 | 0 | 0.364 | 1 | 1 | cs | TRUE
75 | LV_2939-83_0_8_line_75 |  | 67 | 68 | 0.0054351 | 0.125 | 0.08 | 261 | 0 | 0.364 | 1 | 1 | cs | TRUE
76 | LV_2939-83_0_8_line_76 |  | 70 | 76 | 0.011685 | 0.125 | 0.08 | 261 | 0 | 0.364 | 1 | 1 | cs | TRUE
77 | LV_2939-83_0_8_line_77 |  | 71 | 72 | 0.047606 | 0.125 | 0.08 | 261 | 0 | 0.364 | 1 | 1 | cs | TRUE
78 | LV_2939-83_0_8_line_78 |  | 71 | 73 | 0.035655 | 0.125 | 0.08 | 261 | 0 | 0.364 | 1 | 1 | cs | TRUE
79 | LV_2939-83_0_8_line_79 |  | 72 | 164 | 0.022211 | 0.125 | 0.08 | 261 | 0 | 0.364 | 1 | 1 | cs | TRUE
80 | LV_2939-83_0_8_line_80 |  | 73 | 163 | 0.019094 | 0.125 | 0.08 | 261 | 0 | 0.364 | 1 | 1 | cs | TRUE
81 | LV_2939-83_0_8_line_81 |  | 75 | 77 | 0.0027171 | 0.125 | 0.08 | 261 | 0 | 0.364 | 1 | 1 | cs | TRUE
82 | LV_2939-83_0_8_line_82 |  | 76 | 147 | 0.02235 | 0.125 | 0.08 | 261 | 0 | 0.364 | 1 | 1 | cs | TRUE
83 | LV_2939-83_0_8_line_83 |  | 76 | 148 | 0.069462 | 0.125 | 0.08 | 261 | 0 | 0.364 | 1 | 1 | cs | TRUE
84 | LV_2939-83_0_8_line_84 |  | 77 | 126 | 0.02103 | 0.125 | 0.08 | 261 | 0 | 0.364 | 1 | 1 | cs | TRUE
85 | LV_2939-83_0_8_line_85 |  | 78 | 79 | 0.012083 | 0.125 | 0.08 | 261 | 0 | 0.364 | 1 | 1 | cs | TRUE
86 | LV_2939-83_0_8_line_86 |  | 78 | 80 | 0.018412 | 0.125 | 0.08 | 261 | 0 | 0.364 | 1 | 1 | cs | TRUE
87 | LV_2939-83_0_8_line_87 |  | 79 | 81 | 0.010171 | 0.125 | 0.08 | 261 | 0 | 0.364 | 1 | 4 | cs | TRUE
88 | LV_2939-83_0_8_line_88 |  | 79 | 82 | 0.094669 | 0.125 | 0.08 | 261 | 0 | 0.364 | 1 | 2 | cs | TRUE
89 | LV_2939-83_0_8_line_89 |  | 80 | 83 | 0.027072 | 0.125 | 0.08 | 261 | 0 | 0.364 | 1 | 1 | cs | TRUE
90 | LV_2939-83_0_8_line_90 |  | 81 | 92 | 0.011069 | 0.125 | 0.08 | 261 | 0 | 0.364 | 1 | 4 | cs | TRUE
91 | LV_2939-83_0_8_line_91 |  | 82 | 94 | 0.0021886 | 0.125 | 0.08 | 261 | 0 | 0.364 | 1 | 1 | cs | TRUE
92 | LV_2939-83_0_8_line_92 |  | 82 | 95 | 0.010934 | 0.125 | 0.08 | 261 | 0 | 0.364 | 1 | 1 | cs | TRUE
93 | LV_2939-83_0_8_line_93 |  | 83 | 101 | 0.0041384 | 0.125 | 0.08 | 261 | 0 | 0.364 | 1 | 1 | cs | TRUE
94 | LV_2939-83_0_8_line_94 |  | 84 | 85 | 0.011306 | 0.125 | 0.08 | 261 | 0 | 0.364 | 1 | 1 | cs | TRUE
95 | LV_2939-83_0_8_line_95 |  | 84 | 86 | 0.010334 | 0.125 | 0.08 | 261 | 0 | 0.364 | 1 | 1 | cs | TRUE
96 | LV_2939-83_0_8_line_96 |  | 85 | 87 | 0.022588 | 0.125 | 0.08 | 261 | 0 | 0.364 | 1 | 1 | cs | TRUE
97 | LV_2939-83_0_8_line_97 |  | 86 | 88 | 0.031561 | 0.125 | 0.08 | 261 | 0 | 0.364 | 1 | 1 | cs | TRUE
98 | LV_2939-83_0_8_line_98 |  | 87 | 102 | 0.0026264 | 0.125 | 0.08 | 261 | 0 | 0.364 | 1 | 1 | cs | TRUE
99 | LV_2939-83_0_8_line_99 |  | 88 | 93 | 0.0079041 | 0.125 | 0.08 | 261 | 0 | 0.364 | 1 | 1 | cs | TRUE
100 | LV_2939-83_0_8_line_100 |  | 89 | 90 | 0.032393 | 0.125 | 0.08 | 261 | 0 | 0.364 | 1 | 1 | cs | TRUE
101 | LV_2939-83_0_8_line_101 |  | 89 | 91 | 0.02658 | 0.125 | 0.08 | 261 | 0 | 0.364 | 1 | 1 | cs | TRUE
102 | LV_2939-83_0_8_line_102 |  | 90 | 98 | 0.0098242 | 0.125 | 0.08 | 261 | 0 | 0.364 | 1 | 1 | cs | TRUE
103 | LV_2939-83_0_8_line_103 |  | 90 | 96 | 0.011093 | 0.125 | 0.08 | 261 | 0 | 0.364 | 1 | 1 | cs | TRUE
104 | LV_2939-83_0_8_line_104 |  | 92 | 104 | 0.0053709 | 0.125 | 0.08 | 261 | 0 | 0.364 | 1 | 4 | cs | TRUE
105 | LV_2939-83_0_8_line_105 |  | 93 | 94 | 0.0030397 | 0.125 | 0.08 | 261 | 0 | 0.364 | 1 | 1 | cs | TRUE
106 | LV_2939-83_0_8_line_106 |  | 95 | 105 | 0.033515 | 0.125 | 0.08 | 261 | 0 | 0.364 | 1 | 1 | cs | TRUE
107 | LV_2939-83_0_8_line_107 |  | 96 | 97 | 0.018148 | 0.125 | 0.08 | 261 | 0 | 0.364 | 1 | 1 | cs | TRUE
108 | LV_2939-83_0_8_line_108 |  | 97 | 106 | 0.0078743 | 0.125 | 0.08 | 261 | 0 | 0.364 | 1 | 1 | cs | TRUE
109 | LV_2939-83_0_8_line_109 |  | 98 | 99 | 0.028179 | 0.125 | 0.08 | 261 | 0 | 0.364 | 1 | 1 | cs | TRUE
110 | LV_2939-83_0_8_line_110 |  | 99 | 100 | 0.05986 | 0.125 | 0.08 | 261 | 0 | 0.364 | 1 | 1 | cs | TRUE
111 | LV_2939-83_0_8_line_111 |  | 101 | 109 | 0.007047 | 0.125 | 0.08 | 261 | 0 | 0.364 | 1 | 1 | cs | TRUE
112 | LV_2939-83_0_8_line_112 |  | 102 | 103 | 0.0044118 | 0.125 | 0.08 | 261 | 0 | 0.364 | 1 | 1 | cs | TRUE
113 | LV_2939-83_0_8_line_113 |  | 105 | 116 | 0.0012039 | 0.125 | 0.08 | 261 | 0 | 0.364 | 1 | 1 | cs | TRUE
114 | LV_2939-83_0_8_line_114 |  | 106 | 107 | 0.0024427 | 0.125 | 0.08 | 261 | 0 | 0.364 | 1 | 1 | cs | TRUE
115 | LV_2939-83_0_8_line_115 |  | 107 | 108 | 0.025817 | 0.125 | 0.08 | 261 | 0 | 0.364 | 1 | 1 | cs | TRUE
116 | LV_2939-83_0_8_line_116 |  | 108 | 110 | 0.010656 | 0.125 | 0.08 | 261 | 0 | 0.364 | 1 | 1 | cs | TRUE
117 | LV_2939-83_0_8_line_117 |  | 109 | 111 | 0.017191 | 0.125 | 0.08 | 261 | 0 | 0.364 | 1 | 1 | cs | TRUE
118 | LV_2939-83_0_8_line_118 |  | 110 | 116 | 0.0078612 | 0.125 | 0.08 | 261 | 0 | 0.364 | 1 | 1 | cs | TRUE
119 | LV_2939-83_0_8_line_119 |  | 111 | 112 | 0.0032918 | 0.125 | 0.08 | 261 | 0 | 0.364 | 1 | 1 | cs | TRUE
120 | LV_2939-83_0_8_line_120 |  | 112 | 113 | 0.06314 | 0.125 | 0.08 | 261 | 0 | 0.364 | 1 | 1 | cs | TRUE
121 | LV_2939-83_0_8_line_121 |  | 113 | 114 | 0.057501 | 0.125 | 0.08 | 261 | 0 | 0.364 | 1 | 1 | cs | TRUE
122 | LV_2939-83_0_8_line_122 |  | 114 | 115 | 0.049007 | 0.125 | 0.08 | 261 | 0 | 0.364 | 1 | 1 | cs | TRUE
123 | LV_2939-83_0_8_line_123 |  | 117 | 118 | 0.0077365 | 0.125 | 0.08 | 261 | 0 | 0.364 | 1 | 4 | cs | TRUE
124 | LV_2939-83_0_8_line_124 |  | 117 | 119 | 0.014902 | 0.125 | 0.08 | 261 | 0 | 0.364 | 1 | 4 | cs | TRUE
125 | LV_2939-83_0_8_line_125 |  | 118 | 120 | 0.015038 | 0.125 | 0.08 | 261 | 0 | 0.364 | 1 | 4 | cs | TRUE
126 | LV_2939-83_0_8_line_126 |  | 119 | 121 | 0.0038961 | 0.125 | 0.08 | 261 | 0 | 0.364 | 1 | 4 | cs | TRUE
127 | LV_2939-83_0_8_line_127 |  | 120 | 122 | 0.027759 | 0.125 | 0.08 | 261 | 0 | 0.364 | 1 | 4 | cs | TRUE
128 | LV_2939-83_0_8_line_128 |  | 121 | 123 | 0.023756 | 0.125 | 0.08 | 261 | 0 | 0.364 | 1 | 4 | cs | TRUE
129 | LV_2939-83_0_8_line_129 |  | 123 | 124 | 0.0089815 | 0.125 | 0.08 | 261 | 0 | 0.364 | 1 | 4 | cs | TRUE
130 | LV_2939-83_0_8_line_130 |  | 124 | 125 | 0.025343 | 0.125 | 0.08 | 261 | 0 | 0.364 | 1 | 4 | cs | TRUE
131 | LV_2939-83_0_8_line_131 |  | 125 | 126 | 0.026374 | 0.125 | 0.08 | 261 | 0 | 0.364 | 1 | 2 | cs | TRUE
132 | LV_2939-83_0_8_line_132 |  | 127 | 128 | 0.020355 | 0.125 | 0.08 | 261 | 0 | 0.364 | 1 | 1 | cs | TRUE
133 | LV_2939-83_0_8_line_133 |  | 128 | 129 | 0.016241 | 0.125 | 0.08 | 261 | 0 | 0.364 | 1 | 1 | cs | TRUE
134 | LV_2939-83_0_8_line_134 |  | 129 | 192 | 0.01398 | 0.125 | 0.08 | 261 | 0 | 0.364 | 1 | 1 | cs | TRUE
135 | LV_2939-83_0_8_line_135 |  | 129 | 187 | 0.08393 | 0.125 | 0.08 | 261 | 0 | 0.364 | 1 | 1 | cs | TRUE
136 | LV_2939-83_0_8_line_136 |  | 130 | 131 | 0.013984 | 0.125 | 0.08 | 261 | 0 | 0.364 | 1 | 1 | cs | TRUE
137 | LV_2939-83_0_8_line_137 |  | 131 | 160 | 0.013124 | 0.125 | 0.08 | 261 | 0 | 0.364 | 1 | 1 | cs | TRUE
138 | LV_2939-83_0_8_line_138 |  | 132 | 133 | 0.037727 | 0.125 | 0.08 | 261 | 0 | 0.364 | 1 | 4 | cs | TRUE
139 | LV_2939-83_0_8_line_139 |  | 132 | 134 | 0.017185 | 0.125 | 0.08 | 261 | 0 | 0.364 | 1 | 1 | cs | TRUE
140 | LV_2939-83_0_8_line_140 |  | 133 | 135 | 0.033081 | 0.125 | 0.08 | 261 | 0 | 0.364 | 1 | 4 | cs | TRUE
141 | LV_2939-83_0_8_line_141 |  | 134 | 136 | 0.0017979 | 0.125 | 0.08 | 261 | 0 | 0.364 | 1 | 1 | cs | TRUE
142 | LV_2939-83_0_8_line_142 |  | 135 | 137 | 0.019505 | 0.125 | 0.08 | 261 | 0 | 0.364 | 1 | 4 | cs | TRUE
143 | LV_2939-83_0_8_line_143 |  | 136 | 138 | 0.033237 | 0.125 | 0.08 | 261 | 0 | 0.364 | 1 | 1 | cs | TRUE
144 | LV_2939-83_0_8_line_144 |  | 137 | 139 | 0.016922 | 0.125 | 0.08 | 261 | 0 | 0.364 | 1 | 4 | cs | TRUE
145 | LV_2939-83_0_8_line_145 |  | 138 | 140 | 0.028456 | 0.125 | 0.08 | 261 | 0 | 0.364 | 1 | 1 | cs | TRUE
146 | LV_2939-83_0_8_line_146 |  | 139 | 141 | 0.019636 | 0.125 | 0.08 | 261 | 0 | 0.364 | 1 | 4 | cs | TRUE
147 | LV_2939-83_0_8_line_147 |  | 140 | 142 | 0.013572 | 0.125 | 0.08 | 261 | 0 | 0.364 | 1 | 1 | cs | TRUE
148 | LV_2939-83_0_8_line_148 |  | 140 | 143 | 0.01705 | 0.125 | 0.08 | 261 | 0 | 0.364 | 1 | 1 | cs | TRUE
149 | LV_2939-83_0_8_line_149 |  | 141 | 144 | 0.0049397 | 0.125 | 0.08 | 261 | 0 | 0.364 | 1 | 4 | cs | TRUE
150 | LV_2939-83_0_8_line_150 |  | 142 | 145 | 0.047486 | 0.125 | 0.08 | 261 | 0 | 0.364 | 1 | 1 | cs | TRUE
151 | LV_2939-83_0_8_line_151 |  | 143 | 146 | 0.019236 | 0.125 | 0.08 | 261 | 0 | 0.364 | 1 | 1 | cs | TRUE
152 | LV_2939-83_0_8_line_152 |  | 144 | 155 | 0.040132 | 0.125 | 0.08 | 261 | 0 | 0.364 | 1 | 4 | cs | TRUE
153 | LV_2939-83_0_8_line_153 |  | 145 | 198 | 0.00092191 | 0.125 | 0.08 | 261 | 0 | 0.364 | 1 | 1 | cs | TRUE
154 | LV_2939-83_0_8_line_154 |  | 146 | 195 | 0.012762 | 0.125 | 0.08 | 261 | 0 | 0.364 | 1 | 1 | cs | TRUE
155 | LV_2939-83_0_8_line_155 |  | 147 | 149 | 0.0092473 | 0.125 | 0.08 | 261 | 0 | 0.364 | 1 | 1 | cs | TRUE
156 | LV_2939-83_0_8_line_156 |  | 149 | 150 | 0.012723 | 0.125 | 0.08 | 261 | 0 | 0.364 | 1 | 1 | cs | TRUE
157 | LV_2939-83_0_8_line_157 |  | 150 | 161 | 0.0084232 | 0.125 | 0.08 | 261 | 0 | 0.364 | 1 | 1 | cs | TRUE
158 | LV_2939-83_0_8_line_158 |  | 151 | 152 | 0.016359 | 0.125 | 0.08 | 261 | 0 | 0.364 | 1 | 1 | cs | TRUE
159 | LV_2939-83_0_8_line_159 |  | 151 | 153 | 0.028742 | 0.125 | 0.08 | 261 | 0 | 0.364 | 1 | 1 | cs | TRUE
160 | LV_2939-83_0_8_line_160 |  | 152 | 154 | 0.00028275 | 0.125 | 0.08 | 261 | 0 | 0.364 | 1 | 1 | cs | TRUE
161 | LV_2939-83_0_8_line_161 |  | 153 | 159 | 0.01592 | 0.125 | 0.08 | 261 | 0 | 0.364 | 1 | 1 | cs | TRUE
162 | LV_2939-83_0_8_line_162 |  | 153 | 158 | 0.003697 | 0.125 | 0.08 | 261 | 0 | 0.364 | 1 | 1 | cs | TRUE
163 | LV_2939-83_0_8_line_163 |  | 155 | 156 | 0.038853 | 0.125 | 0.08 | 261 | 0 | 0.364 | 1 | 4 | cs | TRUE
164 | LV_2939-83_0_8_line_164 |  | 156 | 169 | 0.022683 | 0.125 | 0.08 | 261 | 0 | 0.364 | 1 | 4 | cs | TRUE
165 | LV_2939-83_0_8_line_165 |  | 157 | 158 | 0.0051692 | 0.125 | 0.08 | 261 | 0 | 0.364 | 1 | 1 | cs | TRUE
166 | LV_2939-83_0_8_line_166 |  | 158 | 168 | 0.018459 | 0.125 | 0.08 | 261 | 0 | 0.364 | 1 | 1 | cs | TRUE
167 | LV_2939-83_0_8_line_167 |  | 159 | 179 | 0.024483 | 0.125 | 0.08 | 261 | 0 | 0.364 | 1 | 3 | cs | TRUE
168 | LV_2939-83_0_8_line_168 |  | 160 | 194 | 0.00088021 | 0.125 | 0.08 | 261 | 0 | 0.364 | 1 | 1 | cs | TRUE
169 | LV_2939-83_0_8_line_169 |  | 161 | 162 | 0.022247 | 0.125 | 0.08 | 261 | 0 | 0.364 | 1 | 1 | cs | TRUE
170 | LV_2939-83_0_8_line_170 |  | 164 | 165 | 0.022248 | 0.125 | 0.08 | 261 | 0 | 0.364 | 1 | 1 | cs | TRUE
171 | LV_2939-83_0_8_line_171 |  | 165 | 168 | 0.032343 | 0.125 | 0.08 | 261 | 0 | 0.364 | 1 | 1 | cs | TRUE
172 | LV_2939-83_0_8_line_172 |  | 166 | 167 | 0.0065688 | 0.125 | 0.08 | 261 | 0 | 0.364 | 1 | 1 | cs | TRUE
173 | LV_2939-83_0_8_line_173 |  | 167 | 169 | 0.020513 | 0.125 | 0.08 | 261 | 0 | 0.364 | 1 | 1 | cs | TRUE
174 | LV_2939-83_0_8_line_174 |  | 170 | 171 | 0.019937 | 0.125 | 0.08 | 261 | 0 | 0.364 | 1 | 1 | cs | TRUE
175 | LV_2939-83_0_8_line_175 |  | 171 | 172 | 0.0051717 | 0.125 | 0.08 | 261 | 0 | 0.364 | 1 | 1 | cs | TRUE
176 | LV_2939-83_0_8_line_176 |  | 172 | 173 | 0.026572 | 0.125 | 0.08 | 261 | 0 | 0.364 | 1 | 1 | cs | TRUE
177 | LV_2939-83_0_8_line_177 |  | 173 | 174 | 0.020402 | 0.125 | 0.08 | 261 | 0 | 0.364 | 1 | 1 | cs | TRUE
178 | LV_2939-83_0_8_line_178 |  | 174 | 175 | 0.005351 | 0.125 | 0.08 | 261 | 0 | 0.364 | 1 | 4 | cs | TRUE
179 | LV_2939-83_0_8_line_179 |  | 174 | 176 | 0.011065 | 0.125 | 0.08 | 261 | 0 | 0.364 | 1 | 4 | cs | TRUE
180 | LV_2939-83_0_8_line_180 |  | 175 | 177 | 0.0092779 | 0.125 | 0.08 | 261 | 0 | 0.364 | 1 | 4 | cs | TRUE
181 | LV_2939-83_0_8_line_181 |  | 176 | 178 | 0.0051227 | 0.125 | 0.08 | 261 | 0 | 0.364 | 1 | 4 | cs | TRUE
182 | LV_2939-83_0_8_line_182 |  | 178 | 179 | 0.0076993 | 0.125 | 0.08 | 261 | 0 | 0.364 | 1 | 4 | cs | TRUE
183 | LV_2939-83_0_8_line_183 |  | 180 | 181 | 0.022031 | 0.125 | 0.08 | 261 | 0 | 0.364 | 1 | 1 | cs | TRUE
184 | LV_2939-83_0_8_line_184 |  | 180 | 182 | 0.015354 | 0.125 | 0.08 | 261 | 0 | 0.364 | 1 | 1 | cs | TRUE
185 | LV_2939-83_0_8_line_185 |  | 181 | 183 | 0.0073115 | 0.125 | 0.08 | 261 | 0 | 0.364 | 1 | 1 | cs | TRUE
186 | LV_2939-83_0_8_line_186 |  | 182 | 184 | 0.0003465 | 0.125 | 0.08 | 261 | 0 | 0.364 | 1 | 1 | cs | TRUE
187 | LV_2939-83_0_8_line_187 |  | 183 | 185 | 0.024261 | 0.125 | 0.08 | 261 | 0 | 0.364 | 1 | 1 | cs | TRUE
188 | LV_2939-83_0_8_line_188 |  | 184 | 186 | 0.0059788 | 0.125 | 0.08 | 261 | 0 | 0.364 | 1 | 1 | cs | TRUE
189 | LV_2939-83_0_8_line_189 |  | 185 | 189 | 0.0042447 | 0.125 | 0.08 | 261 | 0 | 0.364 | 1 | 1 | cs | TRUE
190 | LV_2939-83_0_8_line_190 |  | 186 | 190 | 0.0079348 | 0.125 | 0.08 | 261 | 0 | 0.364 | 1 | 1 | cs | TRUE
191 | LV_2939-83_0_8_line_191 |  | 187 | 188 | 0.05531 | 0.125 | 0.08 | 261 | 0 | 0.364 | 1 | 1 | cs | TRUE
192 | LV_2939-83_0_8_line_192 |  | 188 | 191 | 0.0025771 | 0.125 | 0.08 | 261 | 0 | 0.364 | 1 | 1 | cs | TRUE
193 | LV_2939-83_0_8_line_193 |  | 189 | 192 | 0.010495 | 0.125 | 0.08 | 261 | 0 | 0.364 | 1 | 1 | cs | TRUE
194 | LV_2939-83_0_8_line_194 |  | 190 | 193 | 0.0063435 | 0.125 | 0.08 | 261 | 0 | 0.364 | 1 | 1 | cs | TRUE
195 | LV_2939-83_0_8_line_195 |  | 193 | 194 | 0.014135 | 0.125 | 0.08 | 261 | 0 | 0.364 | 1 | 1 | cs | TRUE
196 | LV_2939-83_0_8_line_196 |  | 195 | 196 | 0.011382 | 0.125 | 0.08 | 261 | 0 | 0.364 | 1 | 1 | cs | TRUE
197 | LV_2939-83_0_8_line_197 |  | 196 | 197 | 0.018248 | 0.125 | 0.08 | 261 | 0 | 0.364 | 1 | 1 | cs | TRUE
198 | LV_2939-83_0_8_line_198 |  | 197 | 199 | 0.00048078 | 0.125 | 0.08 | 261 | 0 | 0.364 | 1 | 1 | cs | TRUE
199 | LV_2939-83_0_8_line_199 |  | 198 | 200 | 0.016484 | 0.125 | 0.08 | 261 | 0 | 0.364 | 1 | 1 | cs | TRUE
200 | LV_2939-83_0_8_line_200 |  | 199 | 209 | 0.0039961 | 0.125 | 0.08 | 261 | 0 | 0.364 | 1 | 1 | cs | TRUE
201 | LV_2939-83_0_8_line_201 |  | 201 | 202 | 0.019997 | 0.125 | 0.08 | 261 | 0 | 0.364 | 1 | 1 | cs | TRUE
202 | LV_2939-83_0_8_line_202 |  | 201 | 203 | 0.00024737 | 0.125 | 0.08 | 261 | 0 | 0.364 | 1 | 1 | cs | TRUE
203 | LV_2939-83_0_8_line_203 |  | 202 | 204 | 0.0071775 | 0.125 | 0.08 | 261 | 0 | 0.364 | 1 | 1 | cs | TRUE
204 | LV_2939-83_0_8_line_204 |  | 203 | 205 | 0.0021626 | 0.125 | 0.08 | 261 | 0 | 0.364 | 1 | 1 | cs | TRUE
205 | LV_2939-83_0_8_line_205 |  | 204 | 206 | 0.024156 | 0.125 | 0.08 | 261 | 0 | 0.364 | 1 | 1 | cs | TRUE
206 | LV_2939-83_0_8_line_206 |  | 205 | 207 | 0.0060012 | 0.125 | 0.08 | 261 | 0 | 0.364 | 1 | 1 | cs | TRUE
207 | LV_2939-83_0_8_line_207 |  | 206 | 208 | 0.0010567 | 0.125 | 0.08 | 261 | 0 | 0.364 | 1 | 1 | cs | TRUE
208 | LV_2939-83_0_8_line_208 |  | 207 | 209 | 0.013693 | 0.125 | 0.08 | 261 | 0 | 0.364 | 1 | 1 | cs | TRUE
209 | LV_2939-83_0_8_line_209 |  | 208 | 210 | 0.063158 | 0.125 | 0.08 | 261 | 0 | 0.364 | 1 | 1 | cs | TRUE
210 | LV_2939-83_0_8_line_210 |  | 210 | 211 | 0.024613 | 0.125 | 0.08 | 261 | 0 | 0.364 | 1 | 1 | cs | TRUE
211 | LV_2939-83_0_8_line_211 |  | 211 | 212 | 0.046128 | 0.125 | 0.08 | 261 | 0 | 0.364 | 1 | 1 | cs | TRUE
212 | LV_2939-83_0_8_line_212 |  | 212 | 213 | 0.043001 | 0.125 | 0.08 | 261 | 0 | 0.364 | 1 | 1 | cs | TRUE
213 | LV_2939-83_0_8_line_213 |  | 213 | 218 | 0.0096193 | 0.125 | 0.08 | 261 | 0 | 0.364 | 1 | 1 | cs | TRUE
214 | LV_2939-83_0_8_line_214 |  | 214 | 215 | 0.017941 | 0.125 | 0.08 | 261 | 0 | 0.364 | 1 | 1 | cs | TRUE
215 | LV_2939-83_0_8_line_215 |  | 214 | 216 | 0.042953 | 0.125 | 0.08 | 261 | 0 | 0.364 | 1 | 1 | cs | TRUE
216 | LV_2939-83_0_8_line_216 |  | 215 | 217 | 0.015688 | 0.125 | 0.08 | 261 | 0 | 0.364 | 1 | 1 | cs | TRUE
217 | LV_2939-83_0_8_line_217 |  | 216 | 218 | 0.0044504 | 0.125 | 0.08 | 261 | 0 | 0.364 | 1 | 1 | cs | TRUE
218 | LV_2939-83_0_8_line_218 |  | 217 | 219 | 0.0069911 | 0.125 | 0.08 | 261 | 0 | 0.364 | 1 | 1 | cs | TRUE

## trafo
| name | std_type | hv_bus | lv_bus | sn_mva | vn_hv_kv | vn_lv_kv | vk_percent | vkr_percent | pfe_kw | i0_percent | shift_degree | tap_side | tap_neutral | tap_min | tap_max | tap_step_percent | tap_step_degree | tap_pos | tap_phase_shifter | parallel | df | in_service
0 | LV_2939-83_0_8_trafo_71 | 0.63 MVA 20/0.4 kV | 220 | 135 | 0.63 | 20 | 0.4 | 6 | 1.206 | 1.65 | 0.2619 | 150 | hv | 0 | -2 | 2 | 2.5 | 0 | 0 | FALSE | 1 | 1 | TRUE

## line_geodata
| x0 | y0 | x1 | y1 | x2 | y2 | x3 | y3 | x4 | y4 | x5 | y5
0 | 2689056.5532 | 1283593.8786 | 2689037.2289 | 1283563.5209
1 | 2689016.783 | 1283636.2257 | 2689021.0465 | 1283627.8384 | 2689034.1585 | 1283611.7002 | 2689054.3947 | 1283595.6142 | 2689056.5532 | 1283593.8786
2 | 2689016.783 | 1283636.2257 | 2689010.271 | 1283635.2034
3 | 2688996.6037 | 1283714.6428 | 2689004.4613 | 1283716.0755
4 | 2688996.6037 | 1283714.6428 | 2688988.368 | 1283713.1411 | 2688967.8721 | 1283706.5476
5 | 2688981.8473 | 1283630.7413 | 2689010.271 | 1283635.2034
6 | 2688957.9402 | 1283703.3525 | 2688967.8721 | 1283706.5476
7 | 2688981.8473 | 1283630.7413 | 2688981.7453 | 1283630.7253 | 2688961.1628 | 1283629.1157
8 | 2688995.7449 | 1283540.6787 | 2688987.7618 | 1283543.585 | 2688974.1752 | 1283550.0564
9 | 2688946.8238 | 1283563.0839 | 2688974.1752 | 1283550.0564
10 | 2689003.7715 | 1283475.2018 | 2689016.7714 | 1283487.677
11 | 2689003.7715 | 1283475.2018 | 2689003.5716 | 1283475.01
12 | 2688946.8238 | 1283563.0839 | 2688936.4727 | 1283568.0142
13 | 2688920.9699 | 1283691.4591 | 2688936.6896 | 1283696.5161
14 | 2688957.9402 | 1283703.3525 | 2688936.6896 | 1283696.5161
15 | 2688920.9699 | 1283691.4591 | 2688911.6536 | 1283688.462
16 | 2688922.5521 | 1283626.0962 | 2688961.1628 | 1283629.1157
17 | 2688919.7702 | 1283625.8787 | 2688922.5521 | 1283626.0962
18 | 2688919.7702 | 1283625.8787 | 2688893.5352 | 1283623.8271
19 | 2688877.8483 | 1283622.6003 | 2688893.5352 | 1283623.8271
20 | 2688902.4411 | 1283685.4983 | 2688911.6536 | 1283688.462
21 | 2688902.4411 | 1283685.4983 | 2688890.7857 | 1283682.3693
22 | 2688887.354 | 1283681.448 | 2688890.7857 | 1283682.3693
23 | 2688861.198 | 1283674.426 | 2688877.8483 | 1283622.6003
24 | 2688871.2386 | 1283599.0031 | 2688877.767 | 1283622.594 | 2688877.8483 | 1283622.6003
25 | 2688683.5478 | 1283602.8522 | 2688691.6129 | 1283601.2827 | 2688699.2247 | 1283602.1799
26 | 2688662.2725 | 1283607.7914 | 2688670.1832 | 1283605.4528 | 2688683.5478 | 1283602.8522
27 | 2688718.9393 | 1283607.5161 | 2688712.5785 | 1283604.9903 | 2688704.0535 | 1283602.749 | 2688699.2247 | 1283602.1799
28 | 2688630.7468 | 1283613.8448 | 2688647.2805 | 1283612.2253 | 2688662.2725 | 1283607.7914
29 | 2688718.9393 | 1283607.5161 | 2688720.9266 | 1283608.3053
30 | 2688630.7468 | 1283613.8448 | 2688627.6761 | 1283591.1317
31 | 2688630.7468 | 1283613.8448 | 2688631.4134 | 1283621.9285 | 2688631.9217 | 1283628.526
32 | 2688738.7991 | 1283616.5812 | 2688727.512 | 1283610.9202 | 2688720.9266 | 1283608.3053
33 | 2688623.2412 | 1283558.3283 | 2688627.6761 | 1283591.1317
34 | 2688631.9217 | 1283628.526 | 2688632.544 | 1283636.6026 | 2688632.6078 | 1283637.4296
35 | 2688700.3447 | 1283526.4827 | 2688696.0727 | 1283538.451 | 2688689.6903 | 1283547.9743 | 2688685.8787 | 1283555.3011 | 2688685.6934 | 1283561.1256 | 2688685.5194 | 1283562.0651
36 | 2688700.1041 | 1283522.0197 | 2688700.3447 | 1283526.4827 | 2688700.3447 | 1283526.4827
37 | 2688738.7991 | 1283616.5812 | 2688788.7397 | 1283641.6285
38 | 2688623.2412 | 1283558.3283 | 2688615.2671 | 1283549.9011 | 2688610.7599 | 1283543.4881
39 | 2688623.2412 | 1283558.3283 | 2688622.1049 | 1283544.5326 | 2688622.057 | 1283544.191
40 | 2688633.4905 | 1283648.8571 | 2688632.6078 | 1283637.4296
41 | 2688700.1041 | 1283522.0197 | 2688699.2048 | 1283516.9239
42 | 2688804.9163 | 1283649.7417 | 2688788.7397 | 1283641.6285
43 | 2688610.7599 | 1283543.4881 | 2688602.6594 | 1283531.9628
44 | 2688618.6576 | 1283519.9202 | 2688622.057 | 1283544.191
45 | 2688633.4905 | 1283648.8571 | 2688633.7847 | 1283652.667
46 | 2688695.4946 | 1283518.0135 | 2688699.2048 | 1283516.9239
47 | 2688729.8482 | 1283383.4209 | 2688730.4395 | 1283390.0196
48 | 2688728.2628 | 1283365.7304 | 2688729.8482 | 1283383.4209
49 | 2688730.1058 | 1283417.9694 | 2688730.6988 | 1283392.9128 | 2688730.4395 | 1283390.0196
50 | 2688693.0018 | 1283374.4407 | 2688728.2628 | 1283365.7304
51 | 2688728.0963 | 1283433.0401 | 2688730.0584 | 1283419.9711 | 2688730.1058 | 1283417.9694
52 | 2688693.0018 | 1283374.4407 | 2688674.2248 | 1283378.406 | 2688665.0556 | 1283380.6018
53 | 2688845.0427 | 1283365.1778 | 2688856.1986 | 1283352.8019 | 2688856.1986 | 1283352.8019
54 | 2688860.0505 | 1283377.1699 | 2688845.0427 | 1283365.1778
55 | 2688856.1986 | 1283352.8019 | 2688862.448 | 1283349.1374 | 2688867.0452 | 1283344.2412
56 | 2688907.3732 | 1283408.9999 | 2688892.9442 | 1283403.4442 | 2688860.0505 | 1283377.1699
57 | 2688860.0505 | 1283377.1699 | 2688869.3039 | 1283371.46 | 2688875.3686 | 1283369.3815
58 | 2688875.3686 | 1283369.3815 | 2688878.2546 | 1283368.3923 | 2688888.6344 | 1283357.7609
59 | 2688895.5348 | 1283350.6931 | 2688888.6344 | 1283357.7609
60 | 2688728.0963 | 1283433.0401 | 2688726.8881 | 1283441.0873
61 | 2688941.8918 | 1283406.7075 | 2688974.1018 | 1283402.6679
62 | 2688974.1018 | 1283402.6679 | 2688968.0279 | 1283423.5144
63 | 2688941.8918 | 1283406.7075 | 2688926.6359 | 1283408.6791 | 2688920.9543 | 1283408.7737
64 | 2688964.0691 | 1283437.1018 | 2688968.0279 | 1283423.5144
65 | 2688907.3732 | 1283408.9999 | 2688920.9543 | 1283408.7737
66 | 2688665.0556 | 1283380.6018 | 2688662.061 | 1283381.319
67 | 2688892.4678 | 1283346.4654 | 2688895.5348 | 1283350.6931
68 | 2688892.4678 | 1283346.4654 | 2688900.1466 | 1283337.6403 | 2688907.6659 | 1283335.4972
69 | 2688877.3049 | 1283333.3143 | 2688867.0452 | 1283344.2412
70 | 2688877.3049 | 1283333.3143 | 2688859.1849 | 1283317.5942
71 | 2688859.1849 | 1283317.5942 | 2688849.6337 | 1283326.2492
72 | 2688859.1849 | 1283317.5942 | 2688864.0345 | 1283313.1988
73 | 2688849.6337 | 1283326.2492 | 2688848.6346 | 1283327.1546 | 2688841.5844 | 1283330.8915
74 | 2688869.0886 | 1283308.618 | 2688864.0345 | 1283313.1988
75 | 2688836.7822 | 1283333.4369 | 2688841.5844 | 1283330.8915
76 | 2688724.7615 | 1283452.563 | 2688725.7105 | 1283448.9307 | 2688726.8881 | 1283441.0873
77 | 2688964.0691 | 1283437.1018 | 2688956.785 | 1283457.0759 | 2688946.4337 | 1283475.8359 | 2688943.3575 | 1283479.6745
78 | 2688964.0691 | 1283437.1018 | 2688989.7948 | 1283461.7892
79 | 2688927.8398 | 1283495.4214 | 2688936.8533 | 1283487.7906 | 2688943.3575 | 1283479.6745
80 | 2689003.5716 | 1283475.01 | 2688989.7948 | 1283461.7892
81 | 2688662.061 | 1283381.319 | 2688659.4186 | 1283381.9518
82 | 2688717.5443 | 1283473.6274 | 2688721.5198 | 1283464.9704 | 2688724.7615 | 1283452.563
83 | 2688724.7615 | 1283452.563 | 2688789.0305 | 1283478.9169
84 | 2688638.9671 | 1283386.8494 | 2688659.4186 | 1283381.9518
85 | 2688636.5448 | 1283679.0802 | 2688639.5507 | 1283690.7834
86 | 2688645.5255 | 1283708.1528 | 2688641.5017 | 1283698.3797 | 2688639.5507 | 1283690.7834
87 | 2688636.5448 | 1283679.0802 | 2688635.509 | 1283675.0472 | 2688635.0481 | 1283669.058
88 | 2688636.5448 | 1283679.0802 | 2688542.4197 | 1283689.2159
89 | 2688656.3886 | 1283732.9405 | 2688651.2505 | 1283722.0579 | 2688645.5255 | 1283708.1528
90 | 2688634.1983 | 1283658.0219 | 2688634.3661 | 1283660.1949 | 2688635.0481 | 1283669.058
91 | 2688541.5562 | 1283691.2269 | 2688541.5562 | 1283691.2269 | 2688542.4197 | 1283689.2159
92 | 2688542.4197 | 1283689.2159 | 2688542.5501 | 1283687.0382 | 2688541.9435 | 1283684.9384 | 2688540.6639 | 1283683.1621 | 2688538.8582 | 1283681.9228 | 2688536.7419 | 1283681.3683
93 | 2688658.1555 | 1283736.6827 | 2688656.3886 | 1283732.9405
94 | 2688519.4293 | 1283741.0419 | 2688517.2774 | 1283733.143 | 2688517.1566 | 1283730.026
95 | 2688517.139 | 1283719.7367 | 2688516.8122 | 1283721.1367 | 2688517.1566 | 1283730.026
96 | 2688529.7098 | 1283761.1095 | 2688519.8814 | 1283742.7015 | 2688519.4293 | 1283741.0419
97 | 2688531.9489 | 1283692.5615 | 2688524.4722 | 1283701.001 | 2688519.1793 | 1283710.9968 | 2688517.139 | 1283719.7367
98 | 2688529.7098 | 1283761.1095 | 2688531.1239 | 1283763.3227
99 | 2688531.9489 | 1283692.5615 | 2688533.8162 | 1283693.7017 | 2688535.9642 | 1283694.1455 | 2688538.1309 | 1283693.8444 | 2688539.3144 | 1283693.226
100 | 2688465.5525 | 1283739.5446 | 2688446.8541 | 1283713.0927
101 | 2688465.5525 | 1283739.5446 | 2688483.6731 | 1283752.6776 | 2688487.8053 | 1283753.4344
102 | 2688438.941 | 1283718.9149 | 2688446.8541 | 1283713.0927
103 | 2688446.8541 | 1283713.0927 | 2688455.7894 | 1283706.5185
104 | 2688633.7847 | 1283652.667 | 2688634.1983 | 1283658.0219
105 | 2688541.5562 | 1283691.2269 | 2688540.0756 | 1283692.8283 | 2688539.3144 | 1283693.226
106 | 2688536.7419 | 1283681.3683 | 2688512.1057 | 1283658.6453
107 | 2688470.4073 | 1283695.7631 | 2688455.7894 | 1283706.5185
108 | 2688476.6329 | 1283690.9538 | 2688475.3257 | 1283692.1443 | 2688470.4073 | 1283695.7631
109 | 2688420.4235 | 1283740.1176 | 2688438.0139 | 1283719.5971 | 2688438.941 | 1283718.9149
110 | 2688394.6742 | 1283709.516 | 2688387.4938 | 1283722.2305 | 2688384.7323 | 1283729.1506 | 2688389.3329 | 1283732.756 | 2688411.7805 | 1283736.7406 | 2688420.4235 | 1283740.1176
111 | 2688658.1555 | 1283736.6827 | 2688661.1643 | 1283743.0552
112 | 2688531.1239 | 1283763.3227 | 2688533.4992 | 1283767.0405
113 | 2688512.1057 | 1283658.6453 | 2688511.2157 | 1283659.4559
114 | 2688476.6329 | 1283690.9538 | 2688478.4388 | 1283689.309
115 | 2688478.4388 | 1283689.309 | 2688497.5256 | 1283671.9248
116 | 2688505.4038 | 1283664.7493 | 2688497.5256 | 1283671.9248
117 | 2688668.5039 | 1283758.6005 | 2688661.1643 | 1283743.0552
118 | 2688511.2157 | 1283659.4559 | 2688505.4038 | 1283664.7493
119 | 2688668.5039 | 1283758.6005 | 2688669.9094 | 1283761.5772
120 | 2688687.8004 | 1283821.9665 | 2688678.8632 | 1283784.8721 | 2688673.0115 | 1283768.1474 | 2688669.9094 | 1283761.5772
121 | 2688701.2686 | 1283877.8676 | 2688687.8004 | 1283821.9665
122 | 2688701.2686 | 1283877.8676 | 2688657.0437 | 1283886.7989 | 2688653.5919 | 1283888.5918
123 | 2688611.9425 | 1283469.8566 | 2688611.9153 | 1283471.7832 | 2688612.7212 | 1283477.5368
124 | 2688611.9425 | 1283469.8566 | 2688612.1527 | 1283454.9564
125 | 2688612.7212 | 1283477.5368 | 2688614.8071 | 1283492.4294
126 | 2688612.2076 | 1283451.0607 | 2688612.1527 | 1283454.9564
127 | 2688618.6576 | 1283519.9202 | 2688614.8071 | 1283492.4294
128 | 2688612.2076 | 1283451.0607 | 2688612.367 | 1283439.7623 | 2688612.575 | 1283429.4342 | 2688612.6183 | 1283427.3086
129 | 2688612.8015 | 1283418.3291 | 2688612.6183 | 1283427.3086
130 | 2688613.3185 | 1283392.9917 | 2688612.8015 | 1283418.3291
131 | 2688613.3185 | 1283392.9917 | 2688638.9671 | 1283386.8494
132 | 2688548.618 | 1283392.2966 | 2688568.9717 | 1283392.0666
133 | 2688532.3935 | 1283393.2871 | 2688539.954 | 1283392.2887 | 2688548.618 | 1283392.2966
134 | 2688532.3935 | 1283393.2871 | 2688530.5859 | 1283407.1497
135 | 2688451.902 | 1283412.2173 | 2688467.0571 | 1283405.4389 | 2688510.8925 | 1283392.1743 | 2688532.3935 | 1283393.2871
136 | 2688594.6185 | 1283520.522 | 2688602.6594 | 1283531.9628
137 | 2688587.0721 | 1283509.785 | 2688594.6185 | 1283520.522
138 | 2688711.8656 | 1283711.3953 | 2688709.8132 | 1283702.8446 | 2688710.5301 | 1283694.626 | 2688716.5421 | 1283674.8356
139 | 2688711.8656 | 1283711.3953 | 2688711.876 | 1283711.4386 | 2688717.4625 | 1283719.8522 | 2688723.2151 | 1283723.9125
140 | 2688736.4769 | 1283656.5825 | 2688732.4809 | 1283654.3549 | 2688727.2764 | 1283654.9659 | 2688722.9096 | 1283658.2809 | 2688719.1324 | 1283666.3087 | 2688716.5421 | 1283674.8356
141 | 2688724.6839 | 1283724.9492 | 2688723.2151 | 1283723.9125
142 | 2688736.4769 | 1283656.5825 | 2688753.5134 | 1283666.0797
143 | 2688754.2627 | 1283740.038 | 2688726.9933 | 1283726.5793 | 2688724.6839 | 1283724.9492
144 | 2688753.5134 | 1283666.0797 | 2688755.9775 | 1283667.4533 | 2688767.1441 | 1283676.0646
145 | 2688780.2184 | 1283751.6913 | 2688759.0671 | 1283742.4092 | 2688754.2627 | 1283740.038
146 | 2688783.2251 | 1283687.203 | 2688783.2251 | 1283687.203 | 2688778.7016 | 1283684.9774 | 2688767.1441 | 1283676.0646
147 | 2688780.2184 | 1283751.6913 | 2688792.7497 | 1283756.9041
148 | 2688780.2184 | 1283751.6913 | 2688778.6005 | 1283764.8895 | 2688779.7988 | 1283768.4466
149 | 2688788.0179 | 1283686.0075 | 2688783.2251 | 1283687.203
150 | 2688792.7497 | 1283756.9041 | 2688804.3239 | 1283761.7187 | 2688836.4458 | 1283775.4914
151 | 2688779.7988 | 1283768.4466 | 2688784.8738 | 1283783.5113 | 2688784.645 | 1283786.8427
152 | 2688804.9163 | 1283649.7417 | 2688793.5691 | 1283672.8575 | 2688790.7791 | 1283681.6342 | 2688788.0179 | 1283686.0075
153 | 2688836.4458 | 1283775.4914 | 2688837.2931 | 1283775.8547
154 | 2688784.645 | 1283786.8427 | 2688783.7706 | 1283799.5745
155 | 2688712.7746 | 1283481.4596 | 2688715.4185 | 1283478.2567 | 2688717.5443 | 1283473.6274
156 | 2688712.7746 | 1283481.4596 | 2688704.6757 | 1283491.2713
157 | 2688699.3137 | 1283497.7673 | 2688704.6757 | 1283491.2713
158 | 2688814.1332 | 1283517.5776 | 2688830.3281 | 1283515.2677
159 | 2688857.8606 | 1283521.3172 | 2688836.9819 | 1283514.3187 | 2688830.3281 | 1283515.2677
160 | 2688813.8533 | 1283517.6175 | 2688814.1332 | 1283517.5776
161 | 2688857.8606 | 1283521.3172 | 2688860.2072 | 1283537.0631
162 | 2688857.8606 | 1283521.3172 | 2688861.5685 | 1283521.3843
163 | 2688804.9163 | 1283649.7417 | 2688840.0044 | 1283666.4266
164 | 2688861.198 | 1283674.426 | 2688860.9645 | 1283674.3633 | 2688845.5414 | 1283669.0595 | 2688840.0044 | 1283666.4266
165 | 2688861.5685 | 1283521.3843 | 2688858.1128 | 1283517.54
166 | 2688861.5685 | 1283521.3843 | 2688872.5572 | 1283521.5612 | 2688879.8589 | 1283519.9917
167 | 2688863.816 | 1283561.2782 | 2688860.2072 | 1283537.0631
168 | 2688587.0721 | 1283509.785 | 2688586.566 | 1283509.0649
169 | 2688695.4946 | 1283518.0135 | 2688693.6064 | 1283514.2707 | 2688693.7735 | 1283507.1671 | 2688697.7837 | 1283499.6209 | 2688699.3137 | 1283497.7673
170 | 2688927.8398 | 1283495.4214 | 2688919.6887 | 1283502.322 | 2688909.7761 | 1283508.2849
171 | 2688909.7761 | 1283508.2849 | 2688905.6038 | 1283510.7947 | 2688889.6704 | 1283517.8828 | 2688879.8589 | 1283519.9917
172 | 2688887.354 | 1283681.448 | 2688881.0098 | 1283679.7448
173 | 2688861.198 | 1283674.426 | 2688881.0098 | 1283679.7448
174 | 2688936.4727 | 1283568.0142 | 2688918.473 | 1283576.5875
175 | 2688913.5456 | 1283578.1105 | 2688917.4944 | 1283577.0537 | 2688918.473 | 1283576.5875
176 | 2688887.7166 | 1283583.9465 | 2688892.5958 | 1283583.7172 | 2688913.5456 | 1283578.1105
177 | 2688867.337 | 1283584.9041 | 2688887.7166 | 1283583.9465
178 | 2688867.337 | 1283584.9041 | 2688868.7641 | 1283590.0613
179 | 2688867.337 | 1283584.9041 | 2688865.706 | 1283573.9602
180 | 2688871.2386 | 1283599.0031 | 2688868.7641 | 1283590.0613
181 | 2688865.706 | 1283573.9602 | 2688864.9509 | 1283568.8935
182 | 2688863.816 | 1283561.2782 | 2688864.9509 | 1283568.8935
183 | 2688544.0806 | 1283450.8195 | 2688556.5735 | 1283466.3913 | 2688557.7621 | 1283468.0824
184 | 2688566.5909 | 1283480.6441 | 2688557.7621 | 1283468.0824
185 | 2688539.5052 | 1283445.1165 | 2688544.0806 | 1283450.8195
186 | 2688566.7901 | 1283480.9276 | 2688566.5909 | 1283480.6441
187 | 2688539.5052 | 1283445.1165 | 2688533.9569 | 1283421.4989
188 | 2688570.228 | 1283485.819 | 2688566.7901 | 1283480.9276
189 | 2688532.9861 | 1283417.3667 | 2688533.9569 | 1283421.4989
190 | 2688574.7907 | 1283492.3108 | 2688570.228 | 1283485.819
191 | 2688451.902 | 1283412.2173 | 2688444.0704 | 1283414.2683 | 2688437.7715 | 1283421.758 | 2688429.3338 | 1283438.6794 | 2688417.3791 | 1283452.8234 | 2688417.3791 | 1283452.8234
192 | 2688417.3791 | 1283452.8234 | 2688414.9066 | 1283453.5498
193 | 2688532.9861 | 1283417.3667 | 2688530.5859 | 1283407.1497 | 2688530.5859 | 1283407.1497
194 | 2688574.7907 | 1283492.3108 | 2688578.4383 | 1283497.5007
195 | 2688586.566 | 1283509.0649 | 2688578.4383 | 1283497.5007
196 | 2688782.1326 | 1283810.8352 | 2688783.7003 | 1283800.5973 | 2688783.7706 | 1283799.5745
197 | 2688782.1326 | 1283810.8352 | 2688779.3706 | 1283828.8727
198 | 2688779.2978 | 1283829.3479 | 2688779.3706 | 1283828.8727
199 | 2688852.4433 | 1283782.3506 | 2688837.2931 | 1283775.8547
200 | 2688778.693 | 1283833.298 | 2688779.2978 | 1283829.3479
201 | 2688775.3472 | 1283855.1474 | 2688772.9833 | 1283870.5854 | 2688772.7592 | 1283874.9589
202 | 2688775.3472 | 1283855.1474 | 2688775.3847 | 1283854.9029
203 | 2688772.3918 | 1283882.127 | 2688772.7592 | 1283874.9589
204 | 2688775.712 | 1283852.7652 | 2688775.3847 | 1283854.9029
205 | 2688774.3997 | 1283906.0956 | 2688771.9941 | 1283889.8873 | 2688772.3918 | 1283882.127
206 | 2688776.6204 | 1283846.8331 | 2688775.712 | 1283852.7652
207 | 2688774.3997 | 1283906.0956 | 2688774.5548 | 1283907.1408
208 | 2688776.6204 | 1283846.8331 | 2688778.693 | 1283833.298
209 | 2688781.6139 | 1283969.8682 | 2688778.8706 | 1283936.2199 | 2688774.5548 | 1283907.1408
210 | 2688781.6139 | 1283969.8682 | 2688800.8252 | 1283954.4108
211 | 2688800.8252 | 1283954.4108 | 2688813.3951 | 1283934.3161 | 2688817.0265 | 1283921.5153 | 2688817.9897 | 1283912.4463
212 | 2688845.6596 | 1283887.1544 | 2688826.5991 | 1283892.0896 | 2688821.0925 | 1283896.8218 | 2688819.0914 | 1283902.074 | 2688817.9897 | 1283912.4463
213 | 2688845.6596 | 1283887.1544 | 2688854.9718 | 1283884.7432
214 | 2688900.598 | 1283872.0437 | 2688917.3204 | 1283865.5455
215 | 2688900.598 | 1283872.0437 | 2688893.7668 | 1283874.6982 | 2688859.2801 | 1283883.6277
216 | 2688922.5273 | 1283880.3447 | 2688917.3204 | 1283865.5455 | 2688917.3204 | 1283865.5455
217 | 2688859.2801 | 1283883.6277 | 2688854.9718 | 1283884.7432
218 | 2688922.5273 | 1283880.3447 | 2688924.8476 | 1283886.9395

## bus_geodata
| x | y | coords
0 | 2689037.2289 | 1283563.5209
1 | 2689056.5532 | 1283593.8786
2 | 2689016.783 | 1283636.2257
3 | 2689004.4613 | 1283716.0755
4 | 2688996.6037 | 1283714.6428
5 | 2689010.271 | 1283635.2034
6 | 2688967.8721 | 1283706.5476
7 | 2688981.8473 | 1283630.7413
8 | 2688995.7449 | 1283540.6787
9 | 2688974.1752 | 1283550.0564
10 | 2689016.7714 | 1283487.677
11 | 2689003.7715 | 1283475.2018
12 | 2688946.8238 | 1283563.0839
13 | 2688936.6896 | 1283696.5161
14 | 2688920.9699 | 1283691.4591
15 | 2688957.9401 | 1283703.3525
16 | 2688961.1628 | 1283629.1157
17 | 2688922.5521 | 1283626.0962
18 | 2688919.7702 | 1283625.8787
19 | 2688893.5352 | 1283623.8271
20 | 2688902.4411 | 1283685.4983
21 | 2688911.6536 | 1283688.462
22 | 2688890.7857 | 1283682.3693
23 | 2688877.8483 | 1283622.6003
24 | 2688683.5478 | 1283602.8522
25 | 2688699.2247 | 1283602.1799
26 | 2688662.2725 | 1283607.7914
27 | 2688718.9393 | 1283607.5161
28 | 2688630.7468 | 1283613.8448
29 | 2688720.9266 | 1283608.3053
30 | 2688627.6761 | 1283591.1317
31 | 2688631.9217 | 1283628.526
32 | 2688685.5194 | 1283562.0652
33 | 2688700.3447 | 1283526.4827
34 | 2688738.7991 | 1283616.5812
35 | 2688623.2412 | 1283558.3283
36 | 2688632.6078 | 1283637.4296
37 | 2688700.1041 | 1283522.0197
38 | 2688788.7397 | 1283641.6285
39 | 2688610.7599 | 1283543.4881
40 | 2688622.057 | 1283544.191
41 | 2688633.4905 | 1283648.8571
42 | 2688699.2048 | 1283516.9239
43 | 2688729.8482 | 1283383.4209
44 | 2688730.4395 | 1283390.0196
45 | 2688728.2628 | 1283365.7304
46 | 2688730.1058 | 1283417.9694
47 | 2688693.0018 | 1283374.4407
48 | 2688845.0427 | 1283365.1778
49 | 2688856.1986 | 1283352.8019
50 | 2688860.0505 | 1283377.1699
51 | 2688875.3686 | 1283369.3815
52 | 2688888.6344 | 1283357.7609
53 | 2688728.0963 | 1283433.0401
54 | 2688974.1018 | 1283402.6679
55 | 2688941.8918 | 1283406.7075
56 | 2688968.0279 | 1283423.5144
57 | 2688907.3732 | 1283408.9999
58 | 2688665.0556 | 1283380.6018
59 | 2688895.5348 | 1283350.6931
60 | 2688892.4678 | 1283346.4654
61 | 2688907.6659 | 1283335.4972
62 | 2688867.0452 | 1283344.2412
63 | 2688877.3049 | 1283333.3143
64 | 2688859.1849 | 1283317.5942
65 | 2688849.6337 | 1283326.2492
66 | 2688864.0345 | 1283313.1988
67 | 2688836.7822 | 1283333.4369
68 | 2688841.5844 | 1283330.8915
69 | 2688869.0886 | 1283308.618
70 | 2688726.8881 | 1283441.0873
71 | 2688964.0691 | 1283437.1018
72 | 2688943.3575 | 1283479.6744
73 | 2688989.7948 | 1283461.7892
74 | 2688920.9543 | 1283408.7737
75 | 2688662.061 | 1283381.319
76 | 2688724.7615 | 1283452.563
77 | 2688659.4186 | 1283381.9518
78 | 2688639.5507 | 1283690.7834
79 | 2688636.5448 | 1283679.0802
80 | 2688645.5255 | 1283708.1528
81 | 2688635.0481 | 1283669.058
82 | 2688542.4197 | 1283689.2159
83 | 2688656.3886 | 1283732.9405
84 | 2688517.1566 | 1283730.026
85 | 2688519.4293 | 1283741.0419
86 | 2688517.139 | 1283719.7367
87 | 2688529.7098 | 1283761.1095
88 | 2688531.9489 | 1283692.5615
89 | 2688465.5525 | 1283739.5446
90 | 2688446.8541 | 1283713.0927
91 | 2688487.8053 | 1283753.4344
92 | 2688634.1983 | 1283658.0219
93 | 2688539.3144 | 1283693.226
94 | 2688541.5562 | 1283691.2269
95 | 2688536.7419 | 1283681.3683
96 | 2688455.7894 | 1283706.5185
97 | 2688470.4073 | 1283695.7631
98 | 2688438.941 | 1283718.9149
99 | 2688420.4235 | 1283740.1176
100 | 2688394.6742 | 1283709.516
101 | 2688658.1555 | 1283736.6827
102 | 2688531.1239 | 1283763.3227
103 | 2688533.4992 | 1283767.0405
104 | 2688633.7847 | 1283652.667
105 | 2688512.1057 | 1283658.6453
106 | 2688476.6329 | 1283690.9538
107 | 2688478.4388 | 1283689.309
108 | 2688497.5256 | 1283671.9248
109 | 2688661.1643 | 1283743.0552
110 | 2688505.4038 | 1283664.7493
111 | 2688668.5039 | 1283758.6005
112 | 2688669.9094 | 1283761.5772
113 | 2688687.8004 | 1283821.9665
114 | 2688701.2686 | 1283877.8676
115 | 2688653.5919 | 1283888.5918
116 | 2688511.2157 | 1283659.4559
117 | 2688611.9425 | 1283469.8566
118 | 2688612.7212 | 1283477.5368
119 | 2688612.1527 | 1283454.9564
120 | 2688614.8071 | 1283492.4294
121 | 2688612.2076 | 1283451.0607
122 | 2688618.6576 | 1283519.9202
123 | 2688612.6183 | 1283427.3086
124 | 2688612.8015 | 1283418.3291
125 | 2688613.3185 | 1283392.9917
126 | 2688638.9671 | 1283386.8494
127 | 2688568.9717 | 1283392.0666
128 | 2688548.618 | 1283392.2966
129 | 2688532.3935 | 1283393.2871
130 | 2688602.6594 | 1283531.9628
131 | 2688594.6185 | 1283520.522
132 | 2688711.8656 | 1283711.3953
133 | 2688716.5421 | 1283674.8356
134 | 2688723.2151 | 1283723.9125
135 | 2688736.4769 | 1283656.5825
136 | 2688724.6839 | 1283724.9492
137 | 2688753.5134 | 1283666.0797
138 | 2688754.2627 | 1283740.038
139 | 2688767.1441 | 1283676.0646
140 | 2688780.2184 | 1283751.6913
141 | 2688783.2251 | 1283687.203
142 | 2688792.7497 | 1283756.9041
143 | 2688779.7988 | 1283768.4466
144 | 2688788.0179 | 1283686.0075
145 | 2688836.4458 | 1283775.4914
146 | 2688784.645 | 1283786.8427
147 | 2688717.5443 | 1283473.6274
148 | 2688789.0305 | 1283478.9169
149 | 2688712.7746 | 1283481.4596
150 | 2688704.6757 | 1283491.2713
151 | 2688830.3281 | 1283515.2677
152 | 2688814.1332 | 1283517.5776
153 | 2688857.8606 | 1283521.3172
154 | 2688813.8533 | 1283517.6175
155 | 2688804.9163 | 1283649.7417
156 | 2688840.0044 | 1283666.4266
157 | 2688858.1128 | 1283517.54
158 | 2688861.5685 | 1283521.3843
159 | 2688860.2072 | 1283537.0631
160 | 2688587.0721 | 1283509.785
161 | 2688699.3137 | 1283497.7673
162 | 2688695.4946 | 1283518.0135
163 | 2689003.5716 | 1283475.01
164 | 2688927.8398 | 1283495.4214
165 | 2688909.7761 | 1283508.2849
166 | 2688887.354 | 1283681.448
167 | 2688881.0098 | 1283679.7448
168 | 2688879.8589 | 1283519.9917
169 | 2688861.198 | 1283674.426
170 | 2688936.4727 | 1283568.0142
171 | 2688918.473 | 1283576.5875
172 | 2688913.5456 | 1283578.1105
173 | 2688887.7166 | 1283583.9465
174 | 2688867.337 | 1283584.9041
175 | 2688868.7641 | 1283590.0613
176 | 2688865.706 | 1283573.9602
177 | 2688871.2386 | 1283599.0031
178 | 2688864.9509 | 1283568.8935
179 | 2688863.816 | 1283561.2782
180 | 2688557.7621 | 1283468.0824
181 | 2688544.0806 | 1283450.8195
182 | 2688566.5909 | 1283480.6441
183 | 2688539.5052 | 1283445.1165
184 | 2688566.7901 | 1283480.9276
185 | 2688533.9569 | 1283421.4989
186 | 2688570.228 | 1283485.819
187 | 2688451.902 | 1283412.2173
188 | 2688417.3791 | 1283452.8234
189 | 2688532.9861 | 1283417.3667
190 | 2688574.7907 | 1283492.3108
191 | 2688414.9066 | 1283453.5498
192 | 2688530.5859 | 1283407.1497
193 | 2688578.4383 | 1283497.5007
194 | 2688586.566 | 1283509.0649
195 | 2688783.7706 | 1283799.5745
196 | 2688782.1326 | 1283810.8352
197 | 2688779.3706 | 1283828.8727
198 | 2688837.2931 | 1283775.8547
199 | 2688779.2978 | 1283829.3479
200 | 2688852.4433 | 1283782.3506
201 | 2688775.3472 | 1283855.1474
202 | 2688772.7592 | 1283874.9589
203 | 2688775.3847 | 1283854.9029
204 | 2688772.3918 | 1283882.127
205 | 2688775.712 | 1283852.7652
206 | 2688774.3997 | 1283906.0956
207 | 2688776.6204 | 1283846.8331
208 | 2688774.5548 | 1283907.1408
209 | 2688778.693 | 1283833.298
210 | 2688781.6139 | 1283969.8682
211 | 2688800.8252 | 1283954.4108
212 | 2688817.9897 | 1283912.4463
213 | 2688845.6596 | 1283887.1544
214 | 2688900.598 | 1283872.0437
215 | 2688917.3204 | 1283865.5455
216 | 2688859.2801 | 1283883.6277
217 | 2688922.5273 | 1283880.3447
218 | 2688854.9718 | 1283884.7432
219 | 2688924.8476 | 1283886.9395
220 | 2688804.9163 | 1283649.7417

## line_std_types
| c_nf_per_km | r_ohm_per_km | x_ohm_per_km | max_i_ka | type | q_mm2 | alpha | voltage_rating
NAYY 4x50 SE | 210 | 0.642 | 0.083 | 0.142 | cs | 50 | 0.00403 | LV
NAYY 4x120 SE | 264 | 0.225 | 0.08 | 0.242 | cs | 120 | 0.00403 | LV
NAYY 4x150 SE | 261 | 0.208 | 0.08 | 0.27 | cs | 150 | 0.00403 | LV
NA2XS2Y 1x95 RM/25 12/20 kV | 216 | 0.313 | 0.132 | 0.252 | cs | 95 | 0.00403 | MV
NA2XS2Y 1x185 RM/25 12/20 kV | 273 | 0.161 | 0.117 | 0.362 | cs | 185 | 0.00403 | MV
NA2XS2Y 1x240 RM/25 12/20 kV | 304 | 0.122 | 0.112 | 0.421 | cs | 240 | 0.00403 | MV
NA2XS2Y 1x95 RM/25 6/10 kV | 315 | 0.313 | 0.123 | 0.249 | cs | 95 | 0.00403 | MV
NA2XS2Y 1x185 RM/25 6/10 kV | 406 | 0.161 | 0.11 | 0.358 | cs | 185 | 0.00403 | MV
NA2XS2Y 1x240 RM/25 6/10 kV | 456 | 0.122 | 0.105 | 0.416 | cs | 240 | 0.00403 | MV
NA2XS2Y 1x150 RM/25 12/20 kV | 250 | 0.206 | 0.116 | 0.319 | cs | 150 | 0.00403 | MV
NA2XS2Y 1x120 RM/25 12/20 kV | 230 | 0.253 | 0.119 | 0.283 | cs | 120 | 0.00403 | MV
NA2XS2Y 1x70 RM/25 12/20 kV | 190 | 0.443 | 0.132 | 0.22 | cs | 70 | 0.00403 | MV
NA2XS2Y 1x150 RM/25 6/10 kV | 360 | 0.206 | 0.11 | 0.315 | cs | 150 | 0.00403 | MV
NA2XS2Y 1x120 RM/25 6/10 kV | 340 | 0.253 | 0.113 | 0.28 | cs | 120 | 0.00403 | MV
NA2XS2Y 1x70 RM/25 6/10 kV | 280 | 0.443 | 0.123 | 0.217 | cs | 70 | 0.00403 | MV
N2XS(FL)2Y 1x120 RM/35 64/110 kV | 112 | 0.153 | 0.166 | 0.366 | cs | 120 | 0.00393 | HV
N2XS(FL)2Y 1x185 RM/35 64/110 kV | 125 | 0.099 | 0.156 | 0.457 | cs | 185 | 0.00393 | HV
N2XS(FL)2Y 1x240 RM/35 64/110 kV | 135 | 0.075 | 0.149 | 0.526 | cs | 240 | 0.00393 | HV
N2XS(FL)2Y 1x300 RM/35 64/110 kV | 144 | 0.06 | 0.144 | 0.588 | cs | 300 | 0.00393 | HV
15-AL1/3-ST1A 0.4 | 11 | 1.8769 | 0.35 | 0.105 | ol | 16 | 0.00403 | LV
24-AL1/4-ST1A 0.4 | 11.25 | 1.2012 | 0.335 | 0.14 | ol | 24 | 0.00403 | LV
48-AL1/8-ST1A 0.4 | 12.2 | 0.5939 | 0.3 | 0.21 | ol | 48 | 0.00403 | LV
94-AL1/15-ST1A 0.4 | 13.2 | 0.306 | 0.29 | 0.35 | ol | 94 | 0.00403 | LV
34-AL1/6-ST1A 10.0 | 9.7 | 0.8342 | 0.36 | 0.17 | ol | 34 | 0.00403 | MV
48-AL1/8-ST1A 10.0 | 10.1 | 0.5939 | 0.35 | 0.21 | ol | 48 | 0.00403 | MV
70-AL1/11-ST1A 10.0 | 10.4 | 0.4132 | 0.339 | 0.29 | ol | 70 | 0.00403 | MV
94-AL1/15-ST1A 10.0 | 10.75 | 0.306 | 0.33 | 0.35 | ol | 94 | 0.00403 | MV
122-AL1/20-ST1A 10.0 | 11.1 | 0.2376 | 0.323 | 0.41 | ol | 122 | 0.00403 | MV
149-AL1/24-ST1A 10.0 | 11.25 | 0.194 | 0.315 | 0.47 | ol | 149 | 0.00403 | MV
34-AL1/6-ST1A 20.0 | 9.15 | 0.8342 | 0.382 | 0.17 | ol | 34 | 0.00403 | MV
48-AL1/8-ST1A 20.0 | 9.5 | 0.5939 | 0.372 | 0.21 | ol | 48 | 0.00403 | MV
70-AL1/11-ST1A 20.0 | 9.7 | 0.4132 | 0.36 | 0.29 | ol | 70 | 0.00403 | MV
94-AL1/15-ST1A 20.0 | 10 | 0.306 | 0.35 | 0.35 | ol | 94 | 0.00403 | MV
122-AL1/20-ST1A 20.0 | 10.3 | 0.2376 | 0.344 | 0.41 | ol | 122 | 0.00403 | MV
149-AL1/24-ST1A 20.0 | 10.5 | 0.194 | 0.337 | 0.47 | ol | 149 | 0.00403 | MV
184-AL1/30-ST1A 20.0 | 10.75 | 0.1571 | 0.33 | 0.535 | ol | 184 | 0.00403 | MV
243-AL1/39-ST1A 20.0 | 11 | 0.1188 | 0.32 | 0.645 | ol | 243 | 0.00403 | MV
48-AL1/8-ST1A 110.0 | 8 | 0.5939 | 0.46 | 0.21 | ol | 48 | 0.00403 | HV
70-AL1/11-ST1A 110.0 | 8.4 | 0.4132 | 0.45 | 0.29 | ol | 70 | 0.00403 | HV
94-AL1/15-ST1A 110.0 | 8.65 | 0.306 | 0.44 | 0.35 | ol | 94 | 0.00403 | HV
122-AL1/20-ST1A 110.0 | 8.5 | 0.2376 | 0.43 | 0.41 | ol | 122 | 0.00403 | HV
149-AL1/24-ST1A 110.0 | 8.75 | 0.194 | 0.41 | 0.47 | ol | 149 | 0.00403 | HV
184-AL1/30-ST1A 110.0 | 8.8 | 0.1571 | 0.4 | 0.535 | ol | 184 | 0.00403 | HV
243-AL1/39-ST1A 110.0 | 9 | 0.1188 | 0.39 | 0.645 | ol | 243 | 0.00403 | HV
305-AL1/39-ST1A 110.0 | 9.2 | 0.0949 | 0.38 | 0.74 | ol | 305 | 0.00403 | HV
490-AL1/64-ST1A 110.0 | 9.75 | 0.059 | 0.37 | 0.96 | ol | 490 | 0.00403 | HV
679-AL1/86-ST1A 110.0 | 9.95 | 0.042 | 0.36 | 1.15 | ol | 679 | 0.00403 | HV
490-AL1/64-ST1A 220.0 | 10 | 0.059 | 0.285 | 0.96 | ol | 490 | 0.00403 | HV
679-AL1/86-ST1A 220.0 | 11.7 | 0.042 | 0.275 | 1.15 | ol | 679 | 0.00403 | HV
490-AL1/64-ST1A 380.0 | 11 | 0.059 | 0.253 | 0.96 | ol | 490 | 0.00403 | HV
679-AL1/86-ST1A 380.0 | 14.6 | 0.042 | 0.25 | 1.15 | ol | 679 | 0.00403 | HV

## trafo_std_types
| i0_percent | pfe_kw | vkr_percent | sn_mva | vn_lv_kv | vn_hv_kv | vk_percent | shift_degree | vector_group | tap_side | tap_neutral | tap_min | tap_max | tap_step_degree | tap_step_percent | tap_phase_shifter
160 MVA 380/110 kV | 0.06 | 60 | 0.25 | 160 | 110 | 380 | 12.2 | 0 | Yy0 | hv | 0 | -9 | 9 | 0 | 1.5 | FALSE
100 MVA 220/110 kV | 0.06 | 55 | 0.26 | 100 | 110 | 220 | 12 | 0 | Yy0 | hv | 0 | -9 | 9 | 0 | 1.5 | FALSE
63 MVA 110/20 kV | 0.04 | 22 | 0.32 | 63 | 20 | 110 | 18 | 150 | YNd5 | hv | 0 | -9 | 9 | 0 | 1.5 | FALSE
40 MVA 110/20 kV | 0.05 | 18 | 0.34 | 40 | 20 | 110 | 16.2 | 150 | YNd5 | hv | 0 | -9 | 9 | 0 | 1.5 | FALSE
25 MVA 110/20 kV | 0.07 | 14 | 0.41 | 25 | 20 | 110 | 12 | 150 | YNd5 | hv | 0 | -9 | 9 | 0 | 1.5 | FALSE
63 MVA 110/10 kV | 0.04 | 22 | 0.32 | 63 | 10 | 110 | 18 | 150 | YNd5 | hv | 0 | -9 | 9 | 0 | 1.5 | FALSE
40 MVA 110/10 kV | 0.05 | 18 | 0.34 | 40 | 10 | 110 | 16.2 | 150 | YNd5 | hv | 0 | -9 | 9 | 0 | 1.5 | FALSE
25 MVA 110/10 kV | 0.07 | 14 | 0.41 | 25 | 10 | 110 | 12 | 150 | YNd5 | hv | 0 | -9 | 9 | 0 | 1.5 | FALSE
0.25 MVA 20/0.4 kV | 0.32 | 0.8 | 1.44 | 0.25 | 0.4 | 20 | 6 | 150 | Yzn5 | hv | 0 | -2 | 2 | 0 | 2.5 | FALSE
0.4 MVA 20/0.4 kV | 0.3375 | 1.35 | 1.425 | 0.4 | 0.4 | 20 | 6 | 150 | Dyn5 | hv | 0 | -2 | 2 | 0 | 2.5 | FALSE
0.63 MVA 20/0.4 kV | 0.2619 | 1.65 | 1.206 | 0.63 | 0.4 | 20 | 6 | 150 | Dyn5 | hv | 0 | -2 | 2 | 0 | 2.5 | FALSE
0.25 MVA 10/0.4 kV | 0.24 | 0.6 | 1.2 | 0.25 | 0.4 | 10 | 4 | 150 | Dyn5 | hv | 0 | -2 | 2 | 0 | 2.5 | FALSE
0.4 MVA 10/0.4 kV | 0.2375 | 0.95 | 1.325 | 0.4 | 0.4 | 10 | 4 | 150 | Dyn5 | hv | 0 | -2 | 2 | 0 | 2.5 | FALSE
0.63 MVA 10/0.4 kV | 0.1873 | 1.18 | 1.0794 | 0.63 | 0.4 | 10 | 4 | 150 | Dyn5 | hv | 0 | -2 | 2 | 0 | 2.5 | FALSE

## trafo3w_std_types
| sn_hv_mva | sn_mv_mva | sn_lv_mva | vn_hv_kv | vn_mv_kv | vn_lv_kv | vk_hv_percent | vk_mv_percent | vk_lv_percent | vkr_hv_percent | vkr_mv_percent | vkr_lv_percent | pfe_kw | i0_percent | shift_mv_degree | shift_lv_degree | vector_group | tap_side | tap_neutral | tap_min | tap_max | tap_step_percent
63/25/38 MVA 110/20/10 kV | 63 | 25 | 38 | 110 | 20 | 10 | 10.4 | 10.4 | 10.4 | 0.28 | 0.32 | 0.35 | 35 | 0.89 | 0 | 0 | YN0yn0yn0 | hv | 0 | -10 | 10 | 1.2
63/25/38 MVA 110/10/10 kV | 63 | 25 | 38 | 110 | 10 | 10 | 10.4 | 10.4 | 10.4 | 0.28 | 0.32 | 0.35 | 35 | 0.89 | 0 | 0 | YN0yn0yn0 | hv | 0 | -10 | 10 | 1.2

## fuse_std_types
| fuse_type | i_rated_a | t_avg | t_min | t_total | x_avg | x_min | x_total
HV 100A | HV 100A | 100 | 0 | [10.0, 3.64, 0.854, 0.281, 0.1, 0.0531, 0.022, 0.01] | [10.0, 4.267, 1.21, 0.403, 0.1, 0.058, 0.022, 0.01] | 0 | [300.0, 350.0, 450.0, 550.0, 700.0, 850.0, 1200.0, 1752.0] | [600.0, 700.0, 900.0, 1150.0, 1665.0, 2000.0, 3000.0, 4313.0]
HV 10A | HV 10A | 10 | 0 | [10.0, 1675.0, 0.344, 0.156, 0.1, 0.0417, 0.0171, 0.01] | [10.0, 1.3, 0.3, 0.155, 0.1, 0.0555, 0.023, 0.01] | 0 | [30.0, 32.0, 35.0, 37.0, 39.0, 50.0, 70.0, 88.0] | [60.0, 70.0, 80.0, 87.0, 94.0, 110.0, 150.0, 216.0]
HV 125A | HV 125A | 125 | 0 | [10.0, 1.82, 0.344, 0.1, 0.0467, 0.0269, 0.01] | [10.0, 2.478, 0.426, 0.1, 0.0427, 0.0211, 0.01] | 0 | [375.0, 500.0, 700.0, 925.0, 1200.0, 1500.0, 2341.0] | [750.0, 1000.0, 1500.0, 2200.0, 3000.0, 4000.0, 5765.0]
HV 160A | HV 160A | 160 | 0 | [10.0, 4.15, 1.03, 0.198, 0.1, 0.051, 0.0172, 0.01] | [10.0, 2.3, 0.734, 0.274, 0.1, 0.046, 0.0177, 0.01] | 0 | [480.0, 550.0, 700.0, 1000.0, 1260.0, 1600.0, 2500.0, 3227.0] | [960.0, 1300.0, 1700.0, 2200.0, 2996.0, 4000.0, 6000.0, 7946.0]
HV 16A | HV 16A | 16 | 0 | [10.0, 0.352, 0.164, 0.1, 0.0649, 0.0342, 0.01] | [10.0, 2.34, 0.722, 0.181, 0.1, 0.055, 0.0296, 0.01] | 0 | [48.0, 60.0, 65.0, 71.0, 80.0, 100.0, 162.0] | [96.0, 110.0, 125.0, 150.0, 168.0, 200.0, 250.0, 398.0]
HV 200A | HV 200A | 200 | 0 | [10.0, 4.267, 1.21, 0.403, 0.1, 0.058, 0.022, 0.01] | [10.0, 3.73, 1.654, 0.328, 0.1, 0.0531, 0.019, 0.01] | 0 | [600.0, 700.0, 900.0, 1150.0, 1665.0, 2000.0, 3000.0, 4313.0] | [1200.0, 1500.0, 1800.0, 2700.0, 3960.0, 5000.0, 7500.0, 10620.0]
HV 20A | HV 20A | 20 | 0 | [10.0, 1.3, 0.3, 0.155, 0.1, 0.0555, 0.023, 0.01] | [10.0, 1.3, 0.161, 0.1, 0.0611, 0.0399, 0.0141, 0.01] | 0 | [60.0, 70.0, 80.0, 87.0, 94.0, 110.0, 150.0, 216.0] | [120.0, 150.0, 200.0, 223.0, 260.0, 300.0, 450.0, 532.0]
HV 25A | HV 25A | 25 | 0 | [10.0, 2.512, 0.833, 0.299, 0.1, 0.0372, 0.0223, 0.01] | [10.0, 3.125, 0.597, 0.198, 0.1, 0.0378, 0.022, 0.01] | 0 | [75.0, 82.0, 90.0, 100.0, 124.0, 170.0, 200.0, 289.0] | [150.0, 170.0, 210.0, 250.0, 294.0, 400.0, 500.0, 711.0]
HV 31.5A | HV 31.5A | 31.5 | 0 | [10.0, 2.34, 0.722, 0.181, 0.1, 0.055, 0.0296, 0.01] | [10.0, 2.84, 0.368, 0.164, 0.1, 0.0621, 0.0378, 0.0195, 0.01] | 0 | [95.0, 110.0, 125.0, 150.0, 165.0, 200.0, 250.0, 390.0] | [189.0, 220.0, 300.0, 350.0, 393.0, 450.0, 530.0, 700.0, 960.0]
HV 40A | HV 40A | 40 | 0 | [10.0, 1.3, 0.161, 0.1, 0.0611, 0.0399, 0.0141, 0.01] | [10.0, 2.05, 0.369, 0.198, 0.1, 0.051, 0.0298, 0.01] | 0 | [120.0, 150.0, 200.0, 223.0, 260.0, 300.0, 450.0, 532.0] | [240.0, 300.0, 400.0, 450.0, 530.0, 650.0, 800.0, 1311.0]
HV 50A | HV 50A | 50 | 0 | [10.0, 3.215, 0.597, 0.198, 0.1, 0.0378, 0.022, 0.01] | [10.0, 3.64, 0.854, 0.281, 0.1, 0.0531, 0.022, 0.01] | 0 | [150.0, 170.0, 210.0, 250.0, 294.0, 400.0, 500.0, 711.0] | [300.0, 350.0, 450.0, 550.0, 700.0, 850.0, 1200.0, 1752.0]
HV 6.3A | HV 6.3A | 6.3 | 0 | [10.0, 1.39, 0.344, 0.168, 0.1, 0.056, 0.0263, 0.01] | [10.0, 1.711, 0.516, 0.198, 0.1, 0.0634, 0.0303, 0.01] | 0 | [19.0, 19.5, 20.4, 20.8, 22.0, 25.0, 32.0, 48.0] | [38.0, 40.0, 43.0, 48.0, 53.0, 60.0, 75.0, 118.0]
HV 63A | HV 63A | 63 | 0 | [10.0, 2.84, 0.368, 0.164, 0.1, 0.0621, 0.0378, 0.0195, 0.01] | [10.0, 1.82, 0.344, 0.1, 0.0467, 0.0269, 0.01] | 0 | [189.0, 220.0, 300.0, 350.0, 393.0, 450.0, 530.0, 700.0, 961.0] | [378.0, 500.0, 700.0, 934.0, 1200.0, 1500.0, 2366.0]
HV 80A | HV 80A | 80 | 0 | [10.0, 2.05, 0.369, 0.198, 0.1, 0.051, 0.0298, 0.01] | [10.0, 4.15, 1.03, 0.198, 0.1, 0.051, 0.0172, 0.01] | 0 | [240.0, 300.0, 400.0, 450.0, 530.0, 650.0, 800.0, 1311.0] | [480.0, 550.0, 700.0, 1000.0, 1260.0, 1600.0, 2500.0, 3227.0]
Siemens NH-1-100 | Siemens NH-1-100 | 100 | [5400.0, 2000.0, 400.0, 20.0, 1.0, 0.2, 0.012, 0.004] | 0 | 0 | [150.0, 190.0, 250.0, 430.0, 900.0, 1250.0, 2700.0, 3600.0] | 0 | 0
Siemens NH-1-125 | Siemens NH-1-125 | 125 | [4800.0, 120.0, 7.0, 0.1, 0.004] | 0 | 0 | [180.0, 400.0, 740.0, 2000.0, 4250.0] | 0 | 0
Siemens NH-1-16 | Siemens NH-1-16 | 16 | [4000.0, 400.0, 2.0, 0.1, 0.04, 0.01] | 0 | 0 | [26.0, 35.0, 75.0, 150.0, 200.0, 300.0] | 0 | 0
Siemens NH-1-160 | Siemens NH-1-160 | 160 | [4800.0, 120.0, 7.0, 0.1, 0.004] | 0 | 0 | [210.0, 500.0, 900.0, 2300.0, 5000.0] | 0 | 0
Siemens NH-1-25 | Siemens NH-1-25 | 25 | [4000.0, 1000.0, 10.0, 0.2, 0.02, 0.01] | 0 | 0 | [40.0, 50.0, 100.0, 210.0, 400.0, 500.0] | 0 | 0
Siemens NH-1-50 | Siemens NH-1-50 | 50 | [4000.0, 40.0, 4.0, 1.0, 0.02, 0.01] | 0 | 0 | [86.0, 200.0, 300.0, 400.0, 1000.0, 1280.0] | 0 | 0
Siemens NH-1-63 | Siemens NH-1-63 | 63 | [4000.0, 100.0, 10.0, 2.0, 0.04, 0.01] | 0 | 0 | [100.0, 200.0, 300.0, 400.0, 1000.0, 1500.0] | 0 | 0
Siemens NH-1-80 | Siemens NH-1-80 | 80 | [4800.0, 120.0, 7.0, 0.1, 0.01] | 0 | 0 | [150.58, 250.0, 450.0, 1150.0, 2470.0] | 0 | 0
Siemens NH-2-1000 | Siemens NH-2-1000 | 1000 | [4800.0, 120.0, 7.0, 0.1, 0.004] | 0 | 0 | [1900.0, 3500.0, 8400.0, 24000.0, 52000.0] | 0 | 0
Siemens NH-2-200 | Siemens NH-2-200 | 200 | [4800.0, 120.0, 7.0, 0.1, 0.004] | 0 | 0 | [280.0, 650.0, 1200.0, 3000.0, 7000.0] | 0 | 0
Siemens NH-2-224 | Siemens NH-2-224 | 224 | [4800.0, 120.0, 7.0, 0.2, 0.04, 0.004] | 0 | 0 | [400.0, 750.0, 1453.0, 3025.0, 4315.0, 7600.0] | 0 | 0
Siemens NH-2-250 | Siemens NH-2-250 | 250 | [4800.0, 120.0, 7.0, 0.1, 0.004] | 0 | 0 | [450.0, 800.0, 1650.0, 4000.0, 8500.0] | 0 | 0
Siemens NH-2-315 | Siemens NH-2-315 | 315 | [4800.0, 120.0, 7.0, 0.1, 0.004] | 0 | 0 | [550.0, 920.0, 1900.0, 5000.0, 11000.0] | 0 | 0
Siemens NH-2-355 | Siemens NH-2-355 | 355 | [4800.0, 120.0, 6.0, 0.1, 0.004] | 0 | 0 | [650.0, 1116.27, 2350.0, 5840.0, 12790.0] | 0 | 0
Siemens NH-2-400 | Siemens NH-2-400 | 400 | [4800.0, 120.0, 7.0, 0.1, 0.004] | 0 | 0 | [720.0, 1350.0, 2800.0, 6500.0, 15000.0] | 0 | 0
Siemens NH-2-425 | Siemens NH-2-425 | 425 | [4800.0, 120.0, 7.0, 0.1, 0.004] | 0 | 0 | [850.0, 1500.0, 3050.0, 7500.0, 16500.0] | 0 | 0
Siemens NH-2-630 | Siemens NH-2-630 | 630 | [4800.0, 120.0, 7.0, 0.1, 0.004] | 0 | 0 | [1200.0, 2000.0, 4800.0, 12000.0, 26000.0] | 0 | 0

## dtypes
| element | column | dtype
0 | bus | name | object
1 | bus | vn_kv | float64
2 | bus | type | object
3 | bus | zone | object
4 | bus | in_service | bool
5 | load | name | object
6 | load | bus | uint32
7 | load | p_mw | float64
8 | load | q_mvar | float64
9 | load | const_z_percent | float64
10 | load | const_i_percent | float64
11 | load | sn_mva | float64
12 | load | scaling | float64
13 | load | in_service | bool
14 | load | type | object
15 | ext_grid | name | object
16 | ext_grid | bus | uint32
17 | ext_grid | vm_pu | float64
18 | ext_grid | va_degree | float64
19 | ext_grid | slack_weight | float64
20 | ext_grid | in_service | bool
21 | line | name | object
22 | line | std_type | object
23 | line | from_bus | uint32
24 | line | to_bus | uint32
25 | line | length_km | float64
26 | line | r_ohm_per_km | float64
27 | line | x_ohm_per_km | float64
28 | line | c_nf_per_km | float64
29 | line | g_us_per_km | float64
30 | line | max_i_ka | float64
31 | line | df | float64
32 | line | parallel | uint32
33 | line | type | object
34 | line | in_service | bool
35 | trafo | name | object
36 | trafo | std_type | object
37 | trafo | hv_bus | uint32
38 | trafo | lv_bus | uint32
39 | trafo | sn_mva | float64
40 | trafo | vn_hv_kv | float64
41 | trafo | vn_lv_kv | float64
42 | trafo | vk_percent | float64
43 | trafo | vkr_percent | float64
44 | trafo | pfe_kw | float64
45 | trafo | i0_percent | float64
46 | trafo | shift_degree | float64
47 | trafo | tap_side | object
48 | trafo | tap_neutral | int32
49 | trafo | tap_min | int32
50 | trafo | tap_max | int32
51 | trafo | tap_step_percent | float64
52 | trafo | tap_step_degree | float64
53 | trafo | tap_pos | int32
54 | trafo | tap_phase_shifter | bool
55 | trafo | parallel | uint32
56 | trafo | df | float64
57 | trafo | in_service | bool
58 | line_geodata | coords | object
59 | bus_geodata | x | float64
60 | bus_geodata | y | float64
61 | bus_geodata | coords | object

## parameters
| version | format_version | converged | OPF_converged | name | f_hz | sn_mva
0 | 2.14.6 | 2.14.0 | FALSE | FALSE |  | 50 | 1