## bus
| name | vn_kv | type | zone | in_service
0 | bus_LV_2939-87_0_5_node_0 | 0.4 | n |  | TRUE
1 | bus_LV_2939-87_0_5_node_1 | 0.4 | n |  | TRUE
2 | bus_LV_2939-87_0_5_node_2 | 0.4 | n |  | TRUE
3 | bus_LV_2939-87_0_5_node_3 | 0.4 | n |  | TRUE
4 | bus_LV_2939-87_0_5_node_4 | 0.4 | n |  | TRUE
5 | bus_LV_2939-87_0_5_node_5 | 0.4 | n |  | TRUE
6 | bus_LV_2939-87_0_5_node_6 | 0.4 | n |  | TRUE
7 | bus_LV_2939-87_0_5_node_48 | 0.4 | n |  | TRUE
8 | bus_LV_2939-87_0_5_node_34 | 0.4 | n |  | TRUE
9 | bus_LV_2939-87_0_5_node_36 | 0.4 | n |  | TRUE
10 | bus_LV_2939-87_0_5_node_114 | 0.4 | n |  | TRUE
11 | bus_LV_2939-87_0_5_node_119 | 0.4 | n |  | TRUE
12 | bus_LV_2939-87_0_5_node_49 | 0.4 | n |  | TRUE
13 | bus_LV_2939-87_0_5_node_37 | 0.4 | n |  | TRUE
14 | bus_LV_2939-87_0_5_node_112 | 0.4 | n |  | TRUE
15 | bus_LV_2939-87_0_5_node_120 | 0.4 | n |  | TRUE
16 | bus_LV_2939-87_0_5_node_118 | 0.4 | n |  | TRUE
17 | bus_LV_2939-87_0_5_node_7 | 0.4 | n |  | TRUE
18 | bus_LV_2939-87_0_5_node_8 | 0.4 | n |  | TRUE
19 | bus_LV_2939-87_0_5_node_10 | 0.4 | n |  | TRUE
20 | bus_LV_2939-87_0_5_node_148 | 0.4 | n |  | TRUE
21 | bus_LV_2939-87_0_5_node_11 | 0.4 | n |  | TRUE
22 | bus_LV_2939-87_0_5_node_140 | 0.4 | n |  | TRUE
23 | bus_LV_2939-87_0_5_node_147 | 0.4 | n |  | TRUE
24 | bus_LV_2939-87_0_5_node_90 | 0.4 | n |  | TRUE
25 | bus_LV_2939-87_0_5_node_12 | 0.4 | n |  | TRUE
26 | bus_LV_2939-87_0_5_node_13 | 0.4 | n |  | TRUE
27 | bus_LV_2939-87_0_5_node_14 | 0.4 | n |  | TRUE
28 | bus_LV_2939-87_0_5_node_15 | 0.4 | n |  | TRUE
29 | bus_LV_2939-87_0_5_node_16 | 0.4 | n |  | TRUE
30 | bus_LV_2939-87_0_5_node_17 | 0.4 | n |  | TRUE
31 | bus_LV_2939-87_0_5_node_24 | 0.4 | n |  | TRUE
32 | bus_LV_2939-87_0_5_node_25 | 0.4 | n |  | TRUE
33 | bus_LV_2939-87_0_5_node_21 | 0.4 | n |  | TRUE
34 | bus_LV_2939-87_0_5_node_18 | 0.4 | n |  | TRUE
35 | bus_LV_2939-87_0_5_node_19 | 0.4 | n |  | TRUE
36 | bus_LV_2939-87_0_5_node_20 | 0.4 | n |  | TRUE
37 | bus_LV_2939-87_0_5_node_22 | 0.4 | n |  | TRUE
38 | bus_LV_2939-87_0_5_node_23 | 0.4 | n |  | TRUE
39 | bus_LV_2939-87_0_5_node_29 | 0.4 | n |  | TRUE
40 | bus_LV_2939-87_0_5_node_26 | 0.4 | n |  | TRUE
41 | bus_LV_2939-87_0_5_node_35 | 0.4 | n |  | TRUE
42 | bus_LV_2939-87_0_5_node_32 | 0.4 | n |  | TRUE
43 | bus_LV_2939-87_0_5_node_117 | 0.4 | n |  | TRUE
44 | bus_LV_2939-87_0_5_node_27 | 0.4 | n |  | TRUE
45 | bus_LV_2939-87_0_5_node_33 | 0.4 | n |  | TRUE
46 | bus_LV_2939-87_0_5_node_44 | 0.4 | n |  | TRUE
47 | bus_LV_2939-87_0_5_node_41 | 0.4 | n |  | TRUE
48 | bus_LV_2939-87_0_5_node_39 | 0.4 | n |  | TRUE
49 | bus_LV_2939-87_0_5_node_42 | 0.4 | n |  | TRUE
50 | bus_LV_2939-87_0_5_node_28 | 0.4 | n |  | TRUE
51 | bus_LV_2939-87_0_5_node_30 | 0.4 | n |  | TRUE
52 | bus_LV_2939-87_0_5_node_31 | 0.4 | n |  | TRUE
53 | bus_LV_2939-87_0_5_node_116 | 0.4 | n |  | TRUE
54 | bus_LV_2939-87_0_5_node_183 | 0.4 | n |  | TRUE
55 | bus_LV_2939-87_0_5_node_38 | 0.4 | n |  | TRUE
56 | bus_LV_2939-87_0_5_node_40 | 0.4 | n |  | TRUE
57 | bus_LV_2939-87_0_5_node_45 | 0.4 | n |  | TRUE
58 | bus_LV_2939-87_0_5_node_46 | 0.4 | n |  | TRUE
59 | bus_LV_2939-87_0_5_node_47 | 0.4 | n |  | TRUE
60 | bus_LV_2939-87_0_5_node_43 | 0.4 | n |  | TRUE
61 | bus_LV_2939-87_0_5_node_50 | 0.4 | n |  | TRUE
62 | bus_LV_2939-87_0_5_node_51 | 0.4 | n |  | TRUE
63 | bus_LV_2939-87_0_5_node_53 | 0.4 | n |  | TRUE
64 | bus_LV_2939-87_0_5_node_57 | 0.4 | n |  | TRUE
65 | bus_LV_2939-87_0_5_node_87 | 0.4 | n |  | TRUE
66 | bus_LV_2939-87_0_5_node_55 | 0.4 | n |  | TRUE
67 | bus_LV_2939-87_0_5_node_74 | 0.4 | n |  | TRUE
68 | bus_LV_2939-87_0_5_node_75 | 0.4 | n |  | TRUE
69 | bus_LV_2939-87_0_5_node_76 | 0.4 | n |  | TRUE
70 | bus_LV_2939-87_0_5_node_79 | 0.4 | n |  | TRUE
71 | bus_LV_2939-87_0_5_node_52 | 0.4 | n |  | TRUE
72 | bus_LV_2939-87_0_5_node_54 | 0.4 | n |  | TRUE
73 | bus_LV_2939-87_0_5_node_56 | 0.4 | n |  | TRUE
74 | bus_LV_2939-87_0_5_node_58 | 0.4 | n |  | TRUE
75 | bus_LV_2939-87_0_5_node_59 | 0.4 | n |  | TRUE
76 | bus_LV_2939-87_0_5_node_60 | 0.4 | n |  | TRUE
77 | bus_LV_2939-87_0_5_node_67 | 0.4 | n |  | TRUE
78 | bus_LV_2939-87_0_5_node_66 | 0.4 | n |  | TRUE
79 | bus_LV_2939-87_0_5_node_68 | 0.4 | n |  | TRUE
80 | bus_LV_2939-87_0_5_node_64 | 0.4 | n |  | TRUE
81 | bus_LV_2939-87_0_5_node_61 | 0.4 | n |  | TRUE
82 | bus_LV_2939-87_0_5_node_62 | 0.4 | n |  | TRUE
83 | bus_LV_2939-87_0_5_node_63 | 0.4 | n |  | TRUE
84 | bus_LV_2939-87_0_5_node_65 | 0.4 | n |  | TRUE
85 | bus_LV_2939-87_0_5_node_70 | 0.4 | n |  | TRUE
86 | bus_LV_2939-87_0_5_node_71 | 0.4 | n |  | TRUE
87 | bus_LV_2939-87_0_5_node_69 | 0.4 | n |  | TRUE
88 | bus_LV_2939-87_0_5_node_73 | 0.4 | n |  | TRUE
89 | bus_LV_2939-87_0_5_node_77 | 0.4 | n |  | TRUE
90 | bus_LV_2939-87_0_5_node_80 | 0.4 | n |  | TRUE
91 | bus_LV_2939-87_0_5_node_78 | 0.4 | n |  | TRUE
92 | bus_LV_2939-87_0_5_node_88 | 0.4 | n |  | TRUE
93 | bus_LV_2939-87_0_5_node_89 | 0.4 | n |  | TRUE
94 | bus_LV_2939-87_0_5_node_81 | 0.4 | n |  | TRUE
95 | bus_LV_2939-87_0_5_node_82 | 0.4 | n |  | TRUE
96 | bus_LV_2939-87_0_5_node_83 | 0.4 | n |  | TRUE
97 | bus_LV_2939-87_0_5_node_84 | 0.4 | n |  | TRUE
98 | bus_LV_2939-87_0_5_node_85 | 0.4 | n |  | TRUE
99 | bus_LV_2939-87_0_5_node_86 | 0.4 | n |  | TRUE
100 | bus_LV_2939-87_0_5_node_145 | 0.4 | n |  | TRUE
101 | bus_LV_2939-87_0_5_node_157 | 0.4 | n |  | TRUE
102 | bus_LV_2939-87_0_5_node_146 | 0.4 | n |  | TRUE
103 | bus_LV_2939-87_0_5_node_156 | 0.4 | n |  | TRUE
104 | bus_LV_2939-87_0_5_node_92 | 0.4 | n |  | TRUE
105 | bus_LV_2939-87_0_5_node_91 | 0.4 | n |  | TRUE
106 | bus_LV_2939-87_0_5_node_93 | 0.4 | n |  | TRUE
107 | bus_LV_2939-87_0_5_node_94 | 0.4 | n |  | TRUE
108 | bus_LV_2939-87_0_5_node_95 | 0.4 | n |  | TRUE
109 | bus_LV_2939-87_0_5_node_96 | 0.4 | n |  | TRUE
110 | bus_LV_2939-87_0_5_node_97 | 0.4 | n |  | TRUE
111 | bus_LV_2939-87_0_5_node_106 | 0.4 | n |  | TRUE
112 | bus_LV_2939-87_0_5_node_111 | 0.4 | n |  | TRUE
113 | bus_LV_2939-87_0_5_node_105 | 0.4 | n |  | TRUE
114 | bus_LV_2939-87_0_5_node_109 | 0.4 | n |  | TRUE
115 | bus_LV_2939-87_0_5_node_107 | 0.4 | n |  | TRUE
116 | bus_LV_2939-87_0_5_node_104 | 0.4 | n |  | TRUE
117 | bus_LV_2939-87_0_5_node_98 | 0.4 | n |  | TRUE
118 | bus_LV_2939-87_0_5_node_99 | 0.4 | n |  | TRUE
119 | bus_LV_2939-87_0_5_node_100 | 0.4 | n |  | TRUE
120 | bus_LV_2939-87_0_5_node_101 | 0.4 | n |  | TRUE
121 | bus_LV_2939-87_0_5_node_102 | 0.4 | n |  | TRUE
122 | bus_LV_2939-87_0_5_node_103 | 0.4 | n |  | TRUE
123 | bus_LV_2939-87_0_5_node_127 | 0.4 | n |  | TRUE
124 | bus_LV_2939-87_0_5_node_134 | 0.4 | n |  | TRUE
125 | bus_LV_2939-87_0_5_node_142 | 0.4 | n |  | TRUE
126 | bus_LV_2939-87_0_5_node_108 | 0.4 | n |  | TRUE
127 | bus_LV_2939-87_0_5_node_141 | 0.4 | n |  | TRUE
128 | bus_LV_2939-87_0_5_node_113 | 0.4 | n |  | TRUE
129 | bus_LV_2939-87_0_5_node_115 | 0.4 | n |  | TRUE
130 | bus_LV_2939-87_0_5_node_185 | 0.4 | n |  | TRUE
131 | bus_LV_2939-87_0_5_node_121 | 0.4 | n |  | TRUE
132 | bus_LV_2939-87_0_5_node_122 | 0.4 | n |  | TRUE
133 | bus_LV_2939-87_0_5_node_123 | 0.4 | n |  | TRUE
134 | bus_LV_2939-87_0_5_node_124 | 0.4 | n |  | TRUE
135 | bus_LV_2939-87_0_5_node_126 | 0.4 | n |  | TRUE
136 | bus_LV_2939-87_0_5_node_128 | 0.4 | n |  | TRUE
137 | bus_LV_2939-87_0_5_node_129 | 0.4 | n |  | TRUE
138 | bus_LV_2939-87_0_5_node_130 | 0.4 | n |  | TRUE
139 | bus_LV_2939-87_0_5_node_131 | 0.4 | n |  | TRUE
140 | bus_LV_2939-87_0_5_node_132 | 0.4 | n |  | TRUE
141 | bus_LV_2939-87_0_5_node_133 | 0.4 | n |  | TRUE
142 | bus_LV_2939-87_0_5_node_135 | 0.4 | n |  | TRUE
143 | bus_LV_2939-87_0_5_node_173 | 0.4 | n |  | TRUE
144 | bus_LV_2939-87_0_5_node_136 | 0.4 | n |  | TRUE
145 | bus_LV_2939-87_0_5_node_168 | 0.4 | n |  | TRUE
146 | bus_LV_2939-87_0_5_node_137 | 0.4 | n |  | TRUE
147 | bus_LV_2939-87_0_5_node_138 | 0.4 | n |  | TRUE
148 | bus_LV_2939-87_0_5_node_139 | 0.4 | n |  | TRUE
149 | bus_LV_2939-87_0_5_node_172 | 0.4 | n |  | TRUE
150 | bus_LV_2939-87_0_5_node_174 | 0.4 | n |  | TRUE
151 | bus_LV_2939-87_0_5_node_170 | 0.4 | n |  | TRUE
152 | bus_LV_2939-87_0_5_node_175 | 0.4 | n |  | TRUE
153 | bus_LV_2939-87_0_5_node_143 | 0.4 | n |  | TRUE
154 | bus_LV_2939-87_0_5_node_144 | 0.4 | n |  | TRUE
155 | bus_LV_2939-87_0_5_node_149 | 0.4 | n |  | TRUE
156 | bus_LV_2939-87_0_5_node_150 | 0.4 | n |  | TRUE
157 | bus_LV_2939-87_0_5_node_163 | 0.4 | n |  | TRUE
158 | bus_LV_2939-87_0_5_node_161 | 0.4 | n |  | TRUE
159 | bus_LV_2939-87_0_5_node_151 | 0.4 | n |  | TRUE
160 | bus_LV_2939-87_0_5_node_152 | 0.4 | n |  | TRUE
161 | bus_LV_2939-87_0_5_node_153 | 0.4 | n |  | TRUE
162 | bus_LV_2939-87_0_5_node_154 | 0.4 | n |  | TRUE
163 | bus_LV_2939-87_0_5_node_155 | 0.4 | n |  | TRUE
164 | bus_LV_2939-87_0_5_node_158 | 0.4 | n |  | TRUE
165 | bus_LV_2939-87_0_5_node_159 | 0.4 | n |  | TRUE
166 | bus_LV_2939-87_0_5_node_162 | 0.4 | n |  | TRUE
167 | bus_LV_2939-87_0_5_node_164 | 0.4 | n |  | TRUE
168 | bus_LV_2939-87_0_5_node_167 | 0.4 | n |  | TRUE
169 | bus_LV_2939-87_0_5_node_165 | 0.4 | n |  | TRUE
170 | bus_LV_2939-87_0_5_node_166 | 0.4 | n |  | TRUE
171 | bus_LV_2939-87_0_5_node_169 | 0.4 | n |  | TRUE
172 | bus_LV_2939-87_0_5_node_171 | 0.4 | n |  | TRUE
173 | bus_LV_2939-87_0_5_node_176 | 0.4 | n |  | TRUE
174 | bus_LV_2939-87_0_5_node_180 | 0.4 | n |  | TRUE
175 | bus_LV_2939-87_0_5_node_181 | 0.4 | n |  | TRUE
176 | bus_LV_2939-87_0_5_node_178 | 0.4 | n |  | TRUE
177 | bus_LV_2939-87_0_5_node_177 | 0.4 | n |  | TRUE
178 | bus_LV_2939-87_0_5_node_182 | 0.4 | n |  | TRUE
179 | bus_MV_401_0_node_77 | 20 | n |  | TRUE

## load
| name | bus | p_mw | q_mvar | const_z_percent | const_i_percent | sn_mva | scaling | in_service | type
0 | LV_2939-87_0_5_load_0 | 0 | 0.0023362 | 0.0005855 | 0 | 0 |  | 1 | TRUE | wye
1 | LV_2939-87_0_5_load_1 | 1 | 0.0016394 | 0.00041087 | 0 | 0 |  | 1 | TRUE | wye
2 | LV_2939-87_0_5_load_3 | 3 | 0.0041958 | 0.0010516 | 0 | 0 |  | 1 | TRUE | wye
3 | LV_2939-87_0_5_load_4 | 4 | 0.004704 | 0.0011789 | 0 | 0 |  | 1 | TRUE | wye
4 | LV_2939-87_0_5_load_48 | 7 | 0.0048305 | 0.0012106 | 0 | 0 |  | 1 | TRUE | wye
5 | LV_2939-87_0_5_load_34 | 8 | 0.0012278 | 0.00030772 | 0 | 0 |  | 1 | TRUE | wye
6 | LV_2939-87_0_5_load_36 | 9 | 0.0014938 | 0.00037438 | 0 | 0 |  | 1 | TRUE | wye
7 | LV_2939-87_0_5_load_114 | 10 | 0.0031481 | 0.00078898 | 0 | 0 |  | 1 | TRUE | wye
8 | LV_2939-87_0_5_load_37 | 13 | 0.0033291 | 0.00083436 | 0 | 0 |  | 1 | TRUE | wye
9 | LV_2939-87_0_5_load_112 | 14 | 0.0043725 | 0.0010959 | 0 | 0 |  | 1 | TRUE | wye
10 | LV_2939-87_0_5_load_120 | 15 | 0.001127 | 0.00028246 | 0 | 0 |  | 1 | TRUE | wye
11 | LV_2939-87_0_5_load_118 | 16 | 0.0039911 | 0.0010003 | 0 | 0 |  | 1 | TRUE | wye
12 | LV_2939-87_0_5_load_7 | 17 | 0.0067145 | 0.0016828 | 0 | 0 |  | 1 | TRUE | wye
13 | LV_2939-87_0_5_load_8 | 18 | 0.0013764 | 0.00034497 | 0 | 0 |  | 1 | TRUE | wye
14 | LV_2939-87_0_5_load_10 | 19 | 0.00092821 | 0.00023263 | 0 | 0 |  | 1 | TRUE | wye
15 | LV_2939-87_0_5_load_148 | 20 | 0.00311 | 0.00077944 | 0 | 0 |  | 1 | TRUE | wye
16 | LV_2939-87_0_5_load_11 | 21 | 0.0024977 | 0.00062599 | 0 | 0 |  | 1 | TRUE | wye
17 | LV_2939-87_0_5_load_140 | 22 | 0.0012495 | 0.00031314 | 0 | 0 |  | 1 | TRUE | wye
18 | LV_2939-87_0_5_load_147 | 23 | 0.0015574 | 0.00039031 | 0 | 0 |  | 1 | TRUE | wye
19 | LV_2939-87_0_5_load_90 | 24 | 0.0033947 | 0.00085079 | 0 | 0 |  | 1 | TRUE | wye
20 | LV_2939-87_0_5_load_12 | 25 | 0.010039 | 0.002516 | 0 | 0 |  | 1 | TRUE | wye
21 | LV_2939-87_0_5_load_13 | 26 | 0.01253 | 0.0031404 | 0 | 0 |  | 1 | TRUE | wye
22 | LV_2939-87_0_5_load_15 | 28 | 0.0043308 | 0.0010854 | 0 | 0 |  | 1 | TRUE | wye
23 | LV_2939-87_0_5_load_16 | 29 | 0.00401 | 0.001005 | 0 | 0 |  | 1 | TRUE | wye
24 | LV_2939-87_0_5_load_17 | 30 | 0.007 | 0.0017544 | 0 | 0 |  | 1 | TRUE | wye
25 | LV_2939-87_0_5_load_24 | 31 | 0.0053116 | 0.0013312 | 0 | 0 |  | 1 | TRUE | wye
26 | LV_2939-87_0_5_load_21 | 33 | 0.0040805 | 0.0010227 | 0 | 0 |  | 1 | TRUE | wye
27 | LV_2939-87_0_5_load_18 | 34 | 0.0013183 | 0.00033041 | 0 | 0 |  | 1 | TRUE | wye
28 | LV_2939-87_0_5_load_19 | 35 | 0.0090074 | 0.0022575 | 0 | 0 |  | 1 | TRUE | wye
29 | LV_2939-87_0_5_load_29 | 39 | 0.0028523 | 0.00071486 | 0 | 0 |  | 1 | TRUE | wye
30 | LV_2939-87_0_5_load_26 | 40 | 0.0013359 | 0.0003348 | 0 | 0 |  | 1 | TRUE | wye
31 | LV_2939-87_0_5_load_35 | 41 | 0.001674 | 0.00041954 | 0 | 0 |  | 1 | TRUE | wye
32 | LV_2939-87_0_5_load_32 | 42 | 0.009585 | 0.0024022 | 0 | 0 |  | 1 | TRUE | wye
33 | LV_2939-87_0_5_load_117 | 43 | 0.0037788 | 0.00094705 | 0 | 0 |  | 1 | TRUE | wye
34 | LV_2939-87_0_5_load_27 | 44 | 0.0031552 | 0.00079077 | 0 | 0 |  | 1 | TRUE | wye
35 | LV_2939-87_0_5_load_33 | 45 | 0.0043885 | 0.0010999 | 0 | 0 |  | 1 | TRUE | wye
36 | LV_2939-87_0_5_load_44 | 46 | 0.0051321 | 0.0012862 | 0 | 0 |  | 1 | TRUE | wye
37 | LV_2939-87_0_5_load_41 | 47 | 0.004269 | 0.0010699 | 0 | 0 |  | 1 | TRUE | wye
38 | LV_2939-87_0_5_load_39 | 48 | 0.0062468 | 0.0015656 | 0 | 0 |  | 1 | TRUE | wye
39 | LV_2939-87_0_5_load_42 | 49 | 0.0062126 | 0.001557 | 0 | 0 |  | 1 | TRUE | wye
40 | LV_2939-87_0_5_load_28 | 50 | 0.0019574 | 0.00049058 | 0 | 0 |  | 1 | TRUE | wye
41 | LV_2939-87_0_5_load_30 | 51 | 0.0017119 | 0.00042903 | 0 | 0 |  | 1 | TRUE | wye
42 | LV_2939-87_0_5_load_31 | 52 | 0.001781 | 0.00044635 | 0 | 0 |  | 1 | TRUE | wye
43 | LV_2939-87_0_5_load_116 | 53 | 0.0027244 | 0.0006828 | 0 | 0 |  | 1 | TRUE | wye
44 | LV_2939-87_0_5_load_183 | 54 | 0.0027096 | 0.00067908 | 0 | 0 |  | 1 | TRUE | wye
45 | LV_2939-87_0_5_load_40 | 56 | 0.0053271 | 0.0013351 | 0 | 0 |  | 1 | TRUE | wye
46 | LV_2939-87_0_5_load_46 | 58 | 0.0010323 | 0.00025871 | 0 | 0 |  | 1 | TRUE | wye
47 | LV_2939-87_0_5_load_47 | 59 | 0.0084378 | 0.0021147 | 0 | 0 |  | 1 | TRUE | wye
48 | LV_2939-87_0_5_load_50 | 61 | 0.001363 | 0.00034159 | 0 | 0 |  | 1 | TRUE | wye
49 | LV_2939-87_0_5_load_51 | 62 | 0.004038 | 0.001012 | 0 | 0 |  | 1 | TRUE | wye
50 | LV_2939-87_0_5_load_53 | 63 | 0.00085992 | 0.00021552 | 0 | 0 |  | 1 | TRUE | wye
51 | LV_2939-87_0_5_load_57 | 64 | 0.0031633 | 0.00079281 | 0 | 0 |  | 1 | TRUE | wye
52 | LV_2939-87_0_5_load_87 | 65 | 0.003786 | 0.00094887 | 0 | 0 |  | 1 | TRUE | wye
53 | LV_2939-87_0_5_load_55 | 66 | 0.002612 | 0.00065464 | 0 | 0 |  | 1 | TRUE | wye
54 | LV_2939-87_0_5_load_74 | 67 | 0.0039136 | 0.00098084 | 0 | 0 |  | 1 | TRUE | wye
55 | LV_2939-87_0_5_load_75 | 68 | 0.0035711 | 0.000895 | 0 | 0 |  | 1 | TRUE | wye
56 | LV_2939-87_0_5_load_76 | 69 | 0.0022079 | 0.00055335 | 0 | 0 |  | 1 | TRUE | wye
57 | LV_2939-87_0_5_load_79 | 70 | 0.0014368 | 0.00036009 | 0 | 0 |  | 1 | TRUE | wye
58 | LV_2939-87_0_5_load_52 | 71 | 0.0078361 | 0.0019639 | 0 | 0 |  | 1 | TRUE | wye
59 | LV_2939-87_0_5_load_56 | 73 | 0.0011571 | 0.00028999 | 0 | 0 |  | 1 | TRUE | wye
60 | LV_2939-87_0_5_load_58 | 74 | 0.0026731 | 0.00066995 | 0 | 0 |  | 1 | TRUE | wye
61 | LV_2939-87_0_5_load_59 | 75 | 0.0016831 | 0.00042183 | 0 | 0 |  | 1 | TRUE | wye
62 | LV_2939-87_0_5_load_67 | 77 | 0.001699 | 0.0004258 | 0 | 0 |  | 1 | TRUE | wye
63 | LV_2939-87_0_5_load_66 | 78 | 0.0032353 | 0.00081085 | 0 | 0 |  | 1 | TRUE | wye
64 | LV_2939-87_0_5_load_68 | 79 | 0.00085448 | 0.00021415 | 0 | 0 |  | 1 | TRUE | wye
65 | LV_2939-87_0_5_load_64 | 80 | 0.001305 | 0.00032707 | 0 | 0 |  | 1 | TRUE | wye
66 | LV_2939-87_0_5_load_61 | 81 | 0.0022712 | 0.00056921 | 0 | 0 |  | 1 | TRUE | wye
67 | LV_2939-87_0_5_load_62 | 82 | 0.0015448 | 0.00038715 | 0 | 0 |  | 1 | TRUE | wye
68 | LV_2939-87_0_5_load_65 | 84 | 0.0035429 | 0.00088793 | 0 | 0 |  | 1 | TRUE | wye
69 | LV_2939-87_0_5_load_70 | 85 | 0.0032644 | 0.00081814 | 0 | 0 |  | 1 | TRUE | wye
70 | LV_2939-87_0_5_load_71 | 86 | 0.0051925 | 0.0013014 | 0 | 0 |  | 1 | TRUE | wye
71 | LV_2939-87_0_5_load_69 | 87 | 0.0065632 | 0.0016449 | 0 | 0 |  | 1 | TRUE | wye
72 | LV_2939-87_0_5_load_73 | 88 | 0.0087873 | 0.0022023 | 0 | 0 |  | 1 | TRUE | wye
73 | LV_2939-87_0_5_load_77 | 89 | 0.0020878 | 0.00052326 | 0 | 0 |  | 1 | TRUE | wye
74 | LV_2939-87_0_5_load_80 | 90 | 0.0038058 | 0.00095382 | 0 | 0 |  | 1 | TRUE | wye
75 | LV_2939-87_0_5_load_78 | 91 | 0.0044111 | 0.0011055 | 0 | 0 |  | 1 | TRUE | wye
76 | LV_2939-87_0_5_load_89 | 93 | 0.00062708 | 0.00015716 | 0 | 0 |  | 1 | TRUE | wye
77 | LV_2939-87_0_5_load_81 | 94 | 0.002864 | 0.00071778 | 0 | 0 |  | 1 | TRUE | wye
78 | LV_2939-87_0_5_load_83 | 96 | 0.006959 | 0.0017441 | 0 | 0 |  | 1 | TRUE | wye
79 | LV_2939-87_0_5_load_85 | 98 | 0.0014467 | 0.00036257 | 0 | 0 |  | 1 | TRUE | wye
80 | LV_2939-87_0_5_load_86 | 99 | 0.0081567 | 0.0020443 | 0 | 0 |  | 1 | TRUE | wye
81 | LV_2939-87_0_5_load_145 | 100 | 0.0030511 | 0.00076468 | 0 | 0 |  | 1 | TRUE | wye
82 | LV_2939-87_0_5_load_157 | 101 | 0.00056302 | 0.00014111 | 0 | 0 |  | 1 | TRUE | wye
83 | LV_2939-87_0_5_load_146 | 102 | 0.0022342 | 0.00055994 | 0 | 0 |  | 1 | TRUE | wye
84 | LV_2939-87_0_5_load_156 | 103 | 0.0039359 | 0.00098643 | 0 | 0 |  | 1 | TRUE | wye
85 | LV_2939-87_0_5_load_92 | 104 | 0.00085183 | 0.00021349 | 0 | 0 |  | 1 | TRUE | wye
86 | LV_2939-87_0_5_load_91 | 105 | 0.0014405 | 0.00036101 | 0 | 0 |  | 1 | TRUE | wye
87 | LV_2939-87_0_5_load_93 | 106 | 0.0013528 | 0.00033904 | 0 | 0 |  | 1 | TRUE | wye
88 | LV_2939-87_0_5_load_94 | 107 | 0.0048664 | 0.0012196 | 0 | 0 |  | 1 | TRUE | wye
89 | LV_2939-87_0_5_load_96 | 109 | 0.00074359 | 0.00018636 | 0 | 0 |  | 1 | TRUE | wye
90 | LV_2939-87_0_5_load_106 | 111 | 0.0010061 | 0.00025214 | 0 | 0 |  | 1 | TRUE | wye
91 | LV_2939-87_0_5_load_111 | 112 | 0.00084257 | 0.00021117 | 0 | 0 |  | 1 | TRUE | wye
92 | LV_2939-87_0_5_load_109 | 114 | 0.0061649 | 0.0015451 | 0 | 0 |  | 1 | TRUE | wye
93 | LV_2939-87_0_5_load_107 | 115 | 0.0046161 | 0.0011569 | 0 | 0 |  | 1 | TRUE | wye
94 | LV_2939-87_0_5_load_104 | 116 | 0.0018542 | 0.0004647 | 0 | 0 |  | 1 | TRUE | wye
95 | LV_2939-87_0_5_load_98 | 117 | 0.0025743 | 0.00064517 | 0 | 0 |  | 1 | TRUE | wye
96 | LV_2939-87_0_5_load_99 | 118 | 0.002829 | 0.00070901 | 0 | 0 |  | 1 | TRUE | wye
97 | LV_2939-87_0_5_load_101 | 120 | 0.00059927 | 0.00015019 | 0 | 0 |  | 1 | TRUE | wye
98 | LV_2939-87_0_5_load_102 | 121 | 0.0023887 | 0.00059867 | 0 | 0 |  | 1 | TRUE | wye
99 | LV_2939-87_0_5_load_103 | 122 | 0.0010265 | 0.00025727 | 0 | 0 |  | 1 | TRUE | wye
100 | LV_2939-87_0_5_load_127 | 123 | 0.00040267 | 0.00010092 | 0 | 0 |  | 1 | TRUE | wye
101 | LV_2939-87_0_5_load_134 | 124 | 0.0045345 | 0.0011364 | 0 | 0 |  | 1 | TRUE | wye
102 | LV_2939-87_0_5_load_142 | 125 | 0.0016042 | 0.00040206 | 0 | 0 |  | 1 | TRUE | wye
103 | LV_2939-87_0_5_load_108 | 126 | 0.00063782 | 0.00015985 | 0 | 0 |  | 1 | TRUE | wye
104 | LV_2939-87_0_5_load_141 | 127 | 0.0023957 | 0.00060043 | 0 | 0 |  | 1 | TRUE | wye
105 | LV_2939-87_0_5_load_113 | 128 | 0.0094704 | 0.0023735 | 0 | 0 |  | 1 | TRUE | wye
106 | LV_2939-87_0_5_load_185 | 130 | 0.0036185 | 0.00090688 | 0 | 0 |  | 1 | TRUE | wye
107 | LV_2939-87_0_5_load_121 | 131 | 0.001624 | 0.000407 | 0 | 0 |  | 1 | TRUE | wye
108 | LV_2939-87_0_5_load_122 | 132 | 0.0019295 | 0.00048359 | 0 | 0 |  | 1 | TRUE | wye
109 | LV_2939-87_0_5_load_123 | 133 | 0.002011 | 0.000504 | 0 | 0 |  | 1 | TRUE | wye
110 | LV_2939-87_0_5_load_124 | 134 | 0.0023907 | 0.00059917 | 0 | 0 |  | 1 | TRUE | wye
111 | LV_2939-87_0_5_load_128 | 136 | 0.0042888 | 0.0010749 | 0 | 0 |  | 1 | TRUE | wye
112 | LV_2939-87_0_5_load_129 | 137 | 0.0017315 | 0.00043396 | 0 | 0 |  | 1 | TRUE | wye
113 | LV_2939-87_0_5_load_130 | 138 | 0.0026798 | 0.00067162 | 0 | 0 |  | 1 | TRUE | wye
114 | LV_2939-87_0_5_load_132 | 140 | 0.0031427 | 0.00078763 | 0 | 0 |  | 1 | TRUE | wye
115 | LV_2939-87_0_5_load_133 | 141 | 0.0012988 | 0.00032552 | 0 | 0 |  | 1 | TRUE | wye
116 | LV_2939-87_0_5_load_135 | 142 | 0.0019096 | 0.00047859 | 0 | 0 |  | 1 | TRUE | wye
117 | LV_2939-87_0_5_load_173 | 143 | 0.0013808 | 0.00034606 | 0 | 0 |  | 1 | TRUE | wye
118 | LV_2939-87_0_5_load_136 | 144 | 0.002179 | 0.00054612 | 0 | 0 |  | 1 | TRUE | wye
119 | LV_2939-87_0_5_load_168 | 145 | 0.0019255 | 0.00048257 | 0 | 0 |  | 1 | TRUE | wye
120 | LV_2939-87_0_5_load_138 | 147 | 0.0020623 | 0.00051685 | 0 | 0 |  | 1 | TRUE | wye
121 | LV_2939-87_0_5_load_139 | 148 | 0.0020191 | 0.00050603 | 0 | 0 |  | 1 | TRUE | wye
122 | LV_2939-87_0_5_load_172 | 149 | 0.0023187 | 0.00058113 | 0 | 0 |  | 1 | TRUE | wye
123 | LV_2939-87_0_5_load_174 | 150 | 0.0023949 | 0.00060023 | 0 | 0 |  | 1 | TRUE | wye
124 | LV_2939-87_0_5_load_170 | 151 | 0.0025224 | 0.00063217 | 0 | 0 |  | 1 | TRUE | wye
125 | LV_2939-87_0_5_load_175 | 152 | 0.00069696 | 0.00017467 | 0 | 0 |  | 1 | TRUE | wye
126 | LV_2939-87_0_5_load_143 | 153 | 0.0018278 | 0.00045808 | 0 | 0 |  | 1 | TRUE | wye
127 | LV_2939-87_0_5_load_144 | 154 | 0.0017485 | 0.00043823 | 0 | 0 |  | 1 | TRUE | wye
128 | LV_2939-87_0_5_load_150 | 156 | 0.001567 | 0.00039272 | 0 | 0 |  | 1 | TRUE | wye
129 | LV_2939-87_0_5_load_161 | 158 | 0.0028824 | 0.0007224 | 0 | 0 |  | 1 | TRUE | wye
130 | LV_2939-87_0_5_load_151 | 159 | 0.0010562 | 0.00026471 | 0 | 0 |  | 1 | TRUE | wye
131 | LV_2939-87_0_5_load_152 | 160 | 0.00060964 | 0.00015279 | 0 | 0 |  | 1 | TRUE | wye
132 | LV_2939-87_0_5_load_153 | 161 | 0.00047541 | 0.00011915 | 0 | 0 |  | 1 | TRUE | wye
133 | LV_2939-87_0_5_load_154 | 162 | 0.00037008 | 9.2752e-05 | 0 | 0 |  | 1 | TRUE | wye
134 | LV_2939-87_0_5_load_155 | 163 | 0.0021172 | 0.00053061 | 0 | 0 |  | 1 | TRUE | wye
135 | LV_2939-87_0_5_load_158 | 164 | 0.0012639 | 0.00031675 | 0 | 0 |  | 1 | TRUE | wye
136 | LV_2939-87_0_5_load_159 | 165 | 0.00094342 | 0.00023644 | 0 | 0 |  | 1 | TRUE | wye
137 | LV_2939-87_0_5_load_162 | 166 | 0.0015121 | 0.00037897 | 0 | 0 |  | 1 | TRUE | wye
138 | LV_2939-87_0_5_load_164 | 167 | 0.0012384 | 0.00031038 | 0 | 0 |  | 1 | TRUE | wye
139 | LV_2939-87_0_5_load_167 | 168 | 0.0013388 | 0.00033554 | 0 | 0 |  | 1 | TRUE | wye
140 | LV_2939-87_0_5_load_165 | 169 | 0.0036244 | 0.00090835 | 0 | 0 |  | 1 | TRUE | wye
141 | LV_2939-87_0_5_load_166 | 170 | 0.0011435 | 0.00028658 | 0 | 0 |  | 1 | TRUE | wye
142 | LV_2939-87_0_5_load_169 | 171 | 0.0019871 | 0.000498 | 0 | 0 |  | 1 | TRUE | wye
143 | LV_2939-87_0_5_load_171 | 172 | 0.0046524 | 0.001166 | 0 | 0 |  | 1 | TRUE | wye
144 | LV_2939-87_0_5_load_176 | 173 | 0.0022058 | 0.00055284 | 0 | 0 |  | 1 | TRUE | wye
145 | LV_2939-87_0_5_load_181 | 175 | 0.0022299 | 0.00055886 | 0 | 0 |  | 1 | TRUE | wye
146 | LV_2939-87_0_5_load_178 | 176 | 0.0040586 | 0.0010172 | 0 | 0 |  | 1 | TRUE | wye
147 | LV_2939-87_0_5_load_177 | 177 | 0.0025412 | 0.00063688 | 0 | 0 |  | 1 | TRUE | wye
148 | LV_2939-87_0_5_load_182 | 178 | 0.0021352 | 0.00053514 | 0 | 0 |  | 1 | TRUE | wye

## ext_grid
| name | bus | vm_pu | va_degree | slack_weight | in_service
0 |  | 12 | 1 | 0 | 1 | TRUE

## line
| name | std_type | from_bus | to_bus | length_km | r_ohm_per_km | x_ohm_per_km | c_nf_per_km | g_us_per_km | max_i_ka | df | parallel | type | in_service
0 | LV_2939-87_0_5_line_0 |  | 0 | 1 | 0.0027701 | 0.125 | 0.08 | 261 | 0 | 0.364 | 1 | 1 | cs | TRUE
1 | LV_2939-87_0_5_line_1 |  | 0 | 2 | 0.021107 | 0.125 | 0.08 | 261 | 0 | 0.364 | 1 | 1 | cs | TRUE
2 | LV_2939-87_0_5_line_2 |  | 1 | 3 | 0.009767 | 0.125 | 0.08 | 261 | 0 | 0.364 | 1 | 1 | cs | TRUE
3 | LV_2939-87_0_5_line_3 |  | 2 | 4 | 0.01228 | 0.125 | 0.08 | 261 | 0 | 0.364 | 1 | 3 | cs | TRUE
4 | LV_2939-87_0_5_line_4 |  | 2 | 5 | 0.02986 | 0.125 | 0.08 | 261 | 0 | 0.364 | 1 | 3 | cs | TRUE
5 | LV_2939-87_0_5_line_5 |  | 2 | 6 | 0.038927 | 0.125 | 0.08 | 261 | 0 | 0.364 | 1 | 3 | cs | TRUE
6 | LV_2939-87_0_5_line_6 |  | 4 | 7 | 0.017001 | 0.125 | 0.08 | 261 | 0 | 0.364 | 1 | 3 | cs | TRUE
7 | LV_2939-87_0_5_line_7 |  | 5 | 8 | 0.0013314 | 0.125 | 0.08 | 261 | 0 | 0.364 | 1 | 1 | cs | TRUE
8 | LV_2939-87_0_5_line_8 |  | 5 | 9 | 0.021649 | 0.125 | 0.08 | 261 | 0 | 0.364 | 1 | 3 | cs | TRUE
9 | LV_2939-87_0_5_line_9 |  | 6 | 10 | 0.014138 | 0.125 | 0.08 | 261 | 0 | 0.364 | 1 | 1 | cs | TRUE
10 | LV_2939-87_0_5_line_10 |  | 6 | 11 | 0.012324 | 0.125 | 0.08 | 261 | 0 | 0.364 | 1 | 3 | cs | TRUE
11 | LV_2939-87_0_5_line_11 |  | 7 | 12 | 0.017419 | 0.125 | 0.08 | 261 | 0 | 0.364 | 1 | 3 | cs | TRUE
12 | LV_2939-87_0_5_line_12 |  | 9 | 13 | 0.020247 | 0.125 | 0.08 | 261 | 0 | 0.364 | 1 | 3 | cs | TRUE
13 | LV_2939-87_0_5_line_13 |  | 10 | 14 | 0.055717 | 0.125 | 0.08 | 261 | 0 | 0.364 | 1 | 1 | cs | TRUE
14 | LV_2939-87_0_5_line_14 |  | 11 | 15 | 0.049889 | 0.125 | 0.08 | 261 | 0 | 0.364 | 1 | 1 | cs | TRUE
15 | LV_2939-87_0_5_line_15 |  | 11 | 16 | 0.039105 | 0.125 | 0.08 | 261 | 0 | 0.364 | 1 | 3 | cs | TRUE
16 | LV_2939-87_0_5_line_16 |  | 12 | 67 | 0.018072 | 0.125 | 0.08 | 261 | 0 | 0.364 | 1 | 1 | cs | TRUE
17 | LV_2939-87_0_5_line_17 |  | 12 | 68 | 0.013741 | 0.125 | 0.08 | 261 | 0 | 0.364 | 1 | 1 | cs | TRUE
18 | LV_2939-87_0_5_line_18 |  | 13 | 55 | 0.0074675 | 0.125 | 0.08 | 261 | 0 | 0.364 | 1 | 3 | cs | TRUE
19 | LV_2939-87_0_5_line_19 |  | 14 | 128 | 0.00046613 | 0.125 | 0.08 | 261 | 0 | 0.364 | 1 | 1 | cs | TRUE
20 | LV_2939-87_0_5_line_20 |  | 16 | 112 | 0.027114 | 0.125 | 0.08 | 261 | 0 | 0.364 | 1 | 3 | cs | TRUE
21 | LV_2939-87_0_5_line_21 |  | 17 | 18 | 0.020796 | 0.125 | 0.08 | 261 | 0 | 0.364 | 1 | 1 | cs | TRUE
22 | LV_2939-87_0_5_line_22 |  | 18 | 19 | 0.0059963 | 0.125 | 0.08 | 261 | 0 | 0.364 | 1 | 1 | cs | TRUE
23 | LV_2939-87_0_5_line_23 |  | 19 | 20 | 0.0078103 | 0.125 | 0.08 | 261 | 0 | 0.364 | 1 | 1 | cs | TRUE
24 | LV_2939-87_0_5_line_24 |  | 20 | 23 | 0.0033819 | 0.125 | 0.08 | 261 | 0 | 0.364 | 1 | 1 | cs | TRUE
25 | LV_2939-87_0_5_line_25 |  | 21 | 22 | 0.012187 | 0.125 | 0.08 | 261 | 0 | 0.364 | 1 | 1 | cs | TRUE
26 | LV_2939-87_0_5_line_26 |  | 22 | 24 | 0.0044912 | 0.125 | 0.08 | 261 | 0 | 0.364 | 1 | 1 | cs | TRUE
27 | LV_2939-87_0_5_line_27 |  | 23 | 102 | 0.0056908 | 0.125 | 0.08 | 261 | 0 | 0.364 | 1 | 1 | cs | TRUE
28 | LV_2939-87_0_5_line_28 |  | 24 | 92 | 0.01834 | 0.125 | 0.08 | 261 | 0 | 0.364 | 1 | 1 | cs | TRUE
29 | LV_2939-87_0_5_line_29 |  | 25 | 26 | 0.026232 | 0.125 | 0.08 | 261 | 0 | 0.364 | 1 | 1 | cs | TRUE
30 | LV_2939-87_0_5_line_30 |  | 25 | 27 | 0.0073639 | 0.125 | 0.08 | 261 | 0 | 0.364 | 1 | 1 | cs | TRUE
31 | LV_2939-87_0_5_line_31 |  | 26 | 28 | 0.0055105 | 0.125 | 0.08 | 261 | 0 | 0.364 | 1 | 1 | cs | TRUE
32 | LV_2939-87_0_5_line_32 |  | 27 | 29 | 0.049909 | 0.125 | 0.08 | 261 | 0 | 0.364 | 1 | 1 | cs | TRUE
33 | LV_2939-87_0_5_line_33 |  | 28 | 30 | 0.028627 | 0.125 | 0.08 | 261 | 0 | 0.364 | 1 | 1 | cs | TRUE
34 | LV_2939-87_0_5_line_34 |  | 30 | 31 | 0.003669 | 0.125 | 0.08 | 261 | 0 | 0.364 | 1 | 1 | cs | TRUE
35 | LV_2939-87_0_5_line_35 |  | 31 | 32 | 0.035634 | 0.125 | 0.08 | 261 | 0 | 0.364 | 1 | 1 | cs | TRUE
36 | LV_2939-87_0_5_line_36 |  | 31 | 33 | 0.015105 | 0.125 | 0.08 | 261 | 0 | 0.364 | 1 | 1 | cs | TRUE
37 | LV_2939-87_0_5_line_37 |  | 32 | 46 | 0.012394 | 0.125 | 0.08 | 261 | 0 | 0.364 | 1 | 2 | cs | TRUE
38 | LV_2939-87_0_5_line_38 |  | 32 | 47 | 0.011515 | 0.125 | 0.08 | 261 | 0 | 0.364 | 1 | 1 | cs | TRUE
39 | LV_2939-87_0_5_line_39 |  | 33 | 35 | 0.017267 | 0.125 | 0.08 | 261 | 0 | 0.364 | 1 | 1 | cs | TRUE
40 | LV_2939-87_0_5_line_40 |  | 34 | 35 | 0.006807 | 0.125 | 0.08 | 261 | 0 | 0.364 | 1 | 1 | cs | TRUE
41 | LV_2939-87_0_5_line_41 |  | 34 | 36 | 0.016339 | 0.125 | 0.08 | 261 | 0 | 0.364 | 1 | 1 | cs | TRUE
42 | LV_2939-87_0_5_line_42 |  | 36 | 37 | 0.004778 | 0.125 | 0.08 | 261 | 0 | 0.364 | 1 | 1 | cs | TRUE
43 | LV_2939-87_0_5_line_43 |  | 36 | 38 | 0.022997 | 0.125 | 0.08 | 261 | 0 | 0.364 | 1 | 1 | cs | TRUE
44 | LV_2939-87_0_5_line_44 |  | 37 | 39 | 0.01395 | 0.125 | 0.08 | 261 | 0 | 0.364 | 1 | 1 | cs | TRUE
45 | LV_2939-87_0_5_line_45 |  | 37 | 40 | 0.042862 | 0.125 | 0.08 | 261 | 0 | 0.364 | 1 | 1 | cs | TRUE
46 | LV_2939-87_0_5_line_46 |  | 38 | 41 | 0.027128 | 0.125 | 0.08 | 261 | 0 | 0.364 | 1 | 1 | cs | TRUE
47 | LV_2939-87_0_5_line_47 |  | 38 | 42 | 0.025316 | 0.125 | 0.08 | 261 | 0 | 0.364 | 1 | 1 | cs | TRUE
48 | LV_2939-87_0_5_line_48 |  | 39 | 43 | 0.0079204 | 0.125 | 0.08 | 261 | 0 | 0.364 | 1 | 1 | cs | TRUE
49 | LV_2939-87_0_5_line_49 |  | 40 | 44 | 0.0018745 | 0.125 | 0.08 | 261 | 0 | 0.364 | 1 | 1 | cs | TRUE
50 | LV_2939-87_0_5_line_50 |  | 42 | 45 | 0.013538 | 0.125 | 0.08 | 261 | 0 | 0.364 | 1 | 1 | cs | TRUE
51 | LV_2939-87_0_5_line_51 |  | 43 | 53 | 0.028 | 0.125 | 0.08 | 261 | 0 | 0.364 | 1 | 1 | cs | TRUE
52 | LV_2939-87_0_5_line_52 |  | 44 | 50 | 0.018356 | 0.125 | 0.08 | 261 | 0 | 0.364 | 1 | 1 | cs | TRUE
53 | LV_2939-87_0_5_line_53 |  | 46 | 48 | 0.019176 | 0.125 | 0.08 | 261 | 0 | 0.364 | 1 | 3 | cs | TRUE
54 | LV_2939-87_0_5_line_54 |  | 47 | 49 | 0.029475 | 0.125 | 0.08 | 261 | 0 | 0.364 | 1 | 1 | cs | TRUE
55 | LV_2939-87_0_5_line_55 |  | 48 | 55 | 0.013077 | 0.125 | 0.08 | 261 | 0 | 0.364 | 1 | 3 | cs | TRUE
56 | LV_2939-87_0_5_line_56 |  | 49 | 60 | 0.023442 | 0.125 | 0.08 | 261 | 0 | 0.364 | 1 | 1 | cs | TRUE
57 | LV_2939-87_0_5_line_57 |  | 50 | 51 | 0.0034834 | 0.125 | 0.08 | 261 | 0 | 0.364 | 1 | 1 | cs | TRUE
58 | LV_2939-87_0_5_line_58 |  | 51 | 52 | 0.00082393 | 0.125 | 0.08 | 261 | 0 | 0.364 | 1 | 1 | cs | TRUE
59 | LV_2939-87_0_5_line_59 |  | 52 | 54 | 0.021745 | 0.125 | 0.08 | 261 | 0 | 0.364 | 1 | 1 | cs | TRUE
60 | LV_2939-87_0_5_line_60 |  | 53 | 129 | 0.046132 | 0.125 | 0.08 | 261 | 0 | 0.364 | 1 | 1 | cs | TRUE
61 | LV_2939-87_0_5_line_61 |  | 55 | 56 | 0.013847 | 0.125 | 0.08 | 261 | 0 | 0.364 | 1 | 1 | cs | TRUE
62 | LV_2939-87_0_5_line_62 |  | 57 | 58 | 0.016362 | 0.125 | 0.08 | 261 | 0 | 0.364 | 1 | 1 | cs | TRUE
63 | LV_2939-87_0_5_line_63 |  | 57 | 59 | 0.00018398 | 0.125 | 0.08 | 261 | 0 | 0.364 | 1 | 1 | cs | TRUE
64 | LV_2939-87_0_5_line_64 |  | 58 | 64 | 0.0016743 | 0.125 | 0.08 | 261 | 0 | 0.364 | 1 | 1 | cs | TRUE
65 | LV_2939-87_0_5_line_65 |  | 59 | 65 | 0.011676 | 0.125 | 0.08 | 261 | 0 | 0.364 | 1 | 1 | cs | TRUE
66 | LV_2939-87_0_5_line_66 |  | 60 | 61 | 0.0059825 | 0.125 | 0.08 | 261 | 0 | 0.364 | 1 | 1 | cs | TRUE
67 | LV_2939-87_0_5_line_67 |  | 60 | 62 | 0.034269 | 0.125 | 0.08 | 261 | 0 | 0.364 | 1 | 1 | cs | TRUE
68 | LV_2939-87_0_5_line_68 |  | 61 | 63 | 0.0094021 | 0.125 | 0.08 | 261 | 0 | 0.364 | 1 | 1 | cs | TRUE
69 | LV_2939-87_0_5_line_69 |  | 63 | 71 | 0.00368 | 0.125 | 0.08 | 261 | 0 | 0.364 | 1 | 1 | cs | TRUE
70 | LV_2939-87_0_5_line_70 |  | 64 | 66 | 0.0076239 | 0.125 | 0.08 | 261 | 0 | 0.364 | 1 | 1 | cs | TRUE
71 | LV_2939-87_0_5_line_71 |  | 66 | 72 | 0.029129 | 0.125 | 0.08 | 261 | 0 | 0.364 | 1 | 1 | cs | TRUE
72 | LV_2939-87_0_5_line_72 |  | 67 | 69 | 0.014651 | 0.125 | 0.08 | 261 | 0 | 0.364 | 1 | 1 | cs | TRUE
73 | LV_2939-87_0_5_line_73 |  | 68 | 70 | 0.0041569 | 0.125 | 0.08 | 261 | 0 | 0.364 | 1 | 1 | cs | TRUE
74 | LV_2939-87_0_5_line_74 |  | 69 | 89 | 0.01818 | 0.125 | 0.08 | 261 | 0 | 0.364 | 1 | 1 | cs | TRUE
75 | LV_2939-87_0_5_line_75 |  | 70 | 90 | 0.0069674 | 0.125 | 0.08 | 261 | 0 | 0.364 | 1 | 1 | cs | TRUE
76 | LV_2939-87_0_5_line_76 |  | 71 | 72 | 0.02308 | 0.125 | 0.08 | 261 | 0 | 0.364 | 1 | 1 | cs | TRUE
77 | LV_2939-87_0_5_line_77 |  | 72 | 73 | 0.0072588 | 0.125 | 0.08 | 261 | 0 | 0.364 | 1 | 1 | cs | TRUE
78 | LV_2939-87_0_5_line_78 |  | 73 | 74 | 0.007537 | 0.125 | 0.08 | 261 | 0 | 0.364 | 1 | 1 | cs | TRUE
79 | LV_2939-87_0_5_line_79 |  | 74 | 75 | 0.012542 | 0.125 | 0.08 | 261 | 0 | 0.364 | 1 | 1 | cs | TRUE
80 | LV_2939-87_0_5_line_80 |  | 75 | 76 | 0.015508 | 0.125 | 0.08 | 261 | 0 | 0.364 | 1 | 1 | cs | TRUE
81 | LV_2939-87_0_5_line_81 |  | 76 | 77 | 0.025503 | 0.125 | 0.08 | 261 | 0 | 0.364 | 1 | 1 | cs | TRUE
82 | LV_2939-87_0_5_line_82 |  | 76 | 78 | 0.013406 | 0.125 | 0.08 | 261 | 0 | 0.364 | 1 | 1 | cs | TRUE
83 | LV_2939-87_0_5_line_83 |  | 77 | 79 | 0.002498 | 0.125 | 0.08 | 261 | 0 | 0.364 | 1 | 1 | cs | TRUE
84 | LV_2939-87_0_5_line_84 |  | 78 | 80 | 0.0017273 | 0.125 | 0.08 | 261 | 0 | 0.364 | 1 | 1 | cs | TRUE
85 | LV_2939-87_0_5_line_85 |  | 79 | 87 | 0.0066329 | 0.125 | 0.08 | 261 | 0 | 0.364 | 1 | 1 | cs | TRUE
86 | LV_2939-87_0_5_line_86 |  | 80 | 82 | 0.0075255 | 0.125 | 0.08 | 261 | 0 | 0.364 | 1 | 1 | cs | TRUE
87 | LV_2939-87_0_5_line_87 |  | 81 | 82 | 0.019891 | 0.125 | 0.08 | 261 | 0 | 0.364 | 1 | 1 | cs | TRUE
88 | LV_2939-87_0_5_line_88 |  | 81 | 83 | 0.036848 | 0.125 | 0.08 | 261 | 0 | 0.364 | 1 | 1 | cs | TRUE
89 | LV_2939-87_0_5_line_89 |  | 83 | 84 | 0.054568 | 0.125 | 0.08 | 261 | 0 | 0.364 | 1 | 1 | cs | TRUE
90 | LV_2939-87_0_5_line_90 |  | 84 | 85 | 0.0021482 | 0.125 | 0.08 | 261 | 0 | 0.364 | 1 | 1 | cs | TRUE
91 | LV_2939-87_0_5_line_91 |  | 85 | 86 | 0.021085 | 0.125 | 0.08 | 261 | 0 | 0.364 | 1 | 1 | cs | TRUE
92 | LV_2939-87_0_5_line_92 |  | 87 | 88 | 0.027371 | 0.125 | 0.08 | 261 | 0 | 0.364 | 1 | 1 | cs | TRUE
93 | LV_2939-87_0_5_line_93 |  | 89 | 91 | 0.0034818 | 0.125 | 0.08 | 261 | 0 | 0.364 | 1 | 1 | cs | TRUE
94 | LV_2939-87_0_5_line_94 |  | 90 | 94 | 0.006945 | 0.125 | 0.08 | 261 | 0 | 0.364 | 1 | 1 | cs | TRUE
95 | LV_2939-87_0_5_line_95 |  | 91 | 92 | 0.028594 | 0.125 | 0.08 | 261 | 0 | 0.364 | 1 | 1 | cs | TRUE
96 | LV_2939-87_0_5_line_96 |  | 92 | 93 | 0.037852 | 0.125 | 0.08 | 261 | 0 | 0.364 | 1 | 1 | cs | TRUE
97 | LV_2939-87_0_5_line_97 |  | 93 | 104 | 0.0059476 | 0.125 | 0.08 | 261 | 0 | 0.364 | 1 | 1 | cs | TRUE
98 | LV_2939-87_0_5_line_98 |  | 94 | 95 | 0.014093 | 0.125 | 0.08 | 261 | 0 | 0.364 | 1 | 1 | cs | TRUE
99 | LV_2939-87_0_5_line_99 |  | 95 | 96 | 0.0022892 | 0.125 | 0.08 | 261 | 0 | 0.364 | 1 | 1 | cs | TRUE
100 | LV_2939-87_0_5_line_100 |  | 96 | 97 | 0.012899 | 0.125 | 0.08 | 261 | 0 | 0.364 | 1 | 1 | cs | TRUE
101 | LV_2939-87_0_5_line_101 |  | 97 | 98 | 0.023117 | 0.125 | 0.08 | 261 | 0 | 0.364 | 1 | 1 | cs | TRUE
102 | LV_2939-87_0_5_line_102 |  | 97 | 99 | 0.011404 | 0.125 | 0.08 | 261 | 0 | 0.364 | 1 | 1 | cs | TRUE
103 | LV_2939-87_0_5_line_103 |  | 98 | 100 | 0.0068753 | 0.125 | 0.08 | 261 | 0 | 0.364 | 1 | 1 | cs | TRUE
104 | LV_2939-87_0_5_line_104 |  | 99 | 101 | 0.018614 | 0.125 | 0.08 | 261 | 0 | 0.364 | 1 | 1 | cs | TRUE
105 | LV_2939-87_0_5_line_105 |  | 100 | 102 | 0.01309 | 0.125 | 0.08 | 261 | 0 | 0.364 | 1 | 1 | cs | TRUE
106 | LV_2939-87_0_5_line_106 |  | 101 | 103 | 0.0016995 | 0.125 | 0.08 | 261 | 0 | 0.364 | 1 | 1 | cs | TRUE
107 | LV_2939-87_0_5_line_107 |  | 103 | 162 | 0.010828 | 0.125 | 0.08 | 261 | 0 | 0.364 | 1 | 1 | cs | TRUE
108 | LV_2939-87_0_5_line_108 |  | 104 | 105 | 0.013741 | 0.125 | 0.08 | 261 | 0 | 0.364 | 1 | 1 | cs | TRUE
109 | LV_2939-87_0_5_line_109 |  | 105 | 106 | 0.008435 | 0.125 | 0.08 | 261 | 0 | 0.364 | 1 | 1 | cs | TRUE
110 | LV_2939-87_0_5_line_110 |  | 106 | 107 | 0.016326 | 0.125 | 0.08 | 261 | 0 | 0.364 | 1 | 1 | cs | TRUE
111 | LV_2939-87_0_5_line_111 |  | 108 | 109 | 0.03965 | 0.125 | 0.08 | 261 | 0 | 0.364 | 1 | 3 | cs | TRUE
112 | LV_2939-87_0_5_line_112 |  | 108 | 110 | 0.043174 | 0.125 | 0.08 | 261 | 0 | 0.364 | 1 | 3 | cs | TRUE
113 | LV_2939-87_0_5_line_113 |  | 109 | 111 | 0.0084566 | 0.125 | 0.08 | 261 | 0 | 0.364 | 1 | 3 | cs | TRUE
114 | LV_2939-87_0_5_line_114 |  | 110 | 112 | 0.018598 | 0.125 | 0.08 | 261 | 0 | 0.364 | 1 | 3 | cs | TRUE
115 | LV_2939-87_0_5_line_115 |  | 110 | 113 | 0.021302 | 0.125 | 0.08 | 261 | 0 | 0.364 | 1 | 1 | cs | TRUE
116 | LV_2939-87_0_5_line_116 |  | 110 | 114 | 0.024445 | 0.125 | 0.08 | 261 | 0 | 0.364 | 1 | 1 | cs | TRUE
117 | LV_2939-87_0_5_line_117 |  | 111 | 115 | 0.0084429 | 0.125 | 0.08 | 261 | 0 | 0.364 | 1 | 3 | cs | TRUE
118 | LV_2939-87_0_5_line_118 |  | 113 | 116 | 0.040522 | 0.125 | 0.08 | 261 | 0 | 0.364 | 1 | 1 | cs | TRUE
119 | LV_2939-87_0_5_line_119 |  | 115 | 126 | 0.010676 | 0.125 | 0.08 | 261 | 0 | 0.364 | 1 | 3 | cs | TRUE
120 | LV_2939-87_0_5_line_120 |  | 117 | 118 | 0.030254 | 0.125 | 0.08 | 261 | 0 | 0.364 | 1 | 3 | cs | TRUE
121 | LV_2939-87_0_5_line_121 |  | 117 | 119 | 0.033511 | 0.125 | 0.08 | 261 | 0 | 0.364 | 1 | 3 | cs | TRUE
122 | LV_2939-87_0_5_line_122 |  | 118 | 120 | 0.03945 | 0.125 | 0.08 | 261 | 0 | 0.364 | 1 | 3 | cs | TRUE
123 | LV_2939-87_0_5_line_123 |  | 119 | 121 | 0.014723 | 0.125 | 0.08 | 261 | 0 | 0.364 | 1 | 1 | cs | TRUE
124 | LV_2939-87_0_5_line_124 |  | 119 | 122 | 0.0099638 | 0.125 | 0.08 | 261 | 0 | 0.364 | 1 | 3 | cs | TRUE
125 | LV_2939-87_0_5_line_125 |  | 120 | 123 | 0.010764 | 0.125 | 0.08 | 261 | 0 | 0.364 | 1 | 3 | cs | TRUE
126 | LV_2939-87_0_5_line_126 |  | 121 | 124 | 0.011181 | 0.125 | 0.08 | 261 | 0 | 0.364 | 1 | 1 | cs | TRUE
127 | LV_2939-87_0_5_line_127 |  | 122 | 125 | 0.0053028 | 0.125 | 0.08 | 261 | 0 | 0.364 | 1 | 3 | cs | TRUE
128 | LV_2939-87_0_5_line_128 |  | 123 | 126 | 0.012494 | 0.125 | 0.08 | 261 | 0 | 0.364 | 1 | 3 | cs | TRUE
129 | LV_2939-87_0_5_line_129 |  | 125 | 127 | 0.01013 | 0.125 | 0.08 | 261 | 0 | 0.364 | 1 | 3 | cs | TRUE
130 | LV_2939-87_0_5_line_130 |  | 127 | 153 | 0.0046039 | 0.125 | 0.08 | 261 | 0 | 0.364 | 1 | 3 | cs | TRUE
131 | LV_2939-87_0_5_line_131 |  | 129 | 130 | 0.066251 | 0.125 | 0.08 | 261 | 0 | 0.364 | 1 | 1 | cs | TRUE
132 | LV_2939-87_0_5_line_132 |  | 131 | 132 | 0.011605 | 0.125 | 0.08 | 261 | 0 | 0.364 | 1 | 1 | cs | TRUE
133 | LV_2939-87_0_5_line_133 |  | 131 | 133 | 0.016436 | 0.125 | 0.08 | 261 | 0 | 0.364 | 1 | 1 | cs | TRUE
134 | LV_2939-87_0_5_line_134 |  | 132 | 134 | 0.022105 | 0.125 | 0.08 | 261 | 0 | 0.364 | 1 | 1 | cs | TRUE
135 | LV_2939-87_0_5_line_135 |  | 134 | 135 | 0.021796 | 0.125 | 0.08 | 261 | 0 | 0.364 | 1 | 1 | cs | TRUE
136 | LV_2939-87_0_5_line_136 |  | 135 | 136 | 0.040997 | 0.125 | 0.08 | 261 | 0 | 0.364 | 1 | 1 | cs | TRUE
137 | LV_2939-87_0_5_line_137 |  | 136 | 137 | 0.016034 | 0.125 | 0.08 | 261 | 0 | 0.364 | 1 | 1 | cs | TRUE
138 | LV_2939-87_0_5_line_138 |  | 137 | 138 | 0.017455 | 0.125 | 0.08 | 261 | 0 | 0.364 | 1 | 1 | cs | TRUE
139 | LV_2939-87_0_5_line_139 |  | 138 | 139 | 0.013105 | 0.125 | 0.08 | 261 | 0 | 0.364 | 1 | 1 | cs | TRUE
140 | LV_2939-87_0_5_line_140 |  | 139 | 140 | 0.004484 | 0.125 | 0.08 | 261 | 0 | 0.364 | 1 | 1 | cs | TRUE
141 | LV_2939-87_0_5_line_141 |  | 139 | 141 | 0.021317 | 0.125 | 0.08 | 261 | 0 | 0.364 | 1 | 1 | cs | TRUE
142 | LV_2939-87_0_5_line_142 |  | 140 | 142 | 0.013641 | 0.125 | 0.08 | 261 | 0 | 0.364 | 1 | 1 | cs | TRUE
143 | LV_2939-87_0_5_line_143 |  | 141 | 143 | 0.011363 | 0.125 | 0.08 | 261 | 0 | 0.364 | 1 | 1 | cs | TRUE
144 | LV_2939-87_0_5_line_144 |  | 142 | 144 | 0.026885 | 0.125 | 0.08 | 261 | 0 | 0.364 | 1 | 1 | cs | TRUE
145 | LV_2939-87_0_5_line_145 |  | 143 | 145 | 0.005185 | 0.125 | 0.08 | 261 | 0 | 0.364 | 1 | 1 | cs | TRUE
146 | LV_2939-87_0_5_line_146 |  | 144 | 146 | 0.018513 | 0.125 | 0.08 | 261 | 0 | 0.364 | 1 | 1 | cs | TRUE
147 | LV_2939-87_0_5_line_147 |  | 145 | 170 | 0.01476 | 0.125 | 0.08 | 261 | 0 | 0.364 | 1 | 1 | cs | TRUE
148 | LV_2939-87_0_5_line_148 |  | 146 | 147 | 0.016915 | 0.125 | 0.08 | 261 | 0 | 0.364 | 1 | 1 | cs | TRUE
149 | LV_2939-87_0_5_line_149 |  | 146 | 148 | 0.0094199 | 0.125 | 0.08 | 261 | 0 | 0.364 | 1 | 1 | cs | TRUE
150 | LV_2939-87_0_5_line_150 |  | 147 | 149 | 0.024617 | 0.125 | 0.08 | 261 | 0 | 0.364 | 1 | 1 | cs | TRUE
151 | LV_2939-87_0_5_line_151 |  | 148 | 150 | 0.01006 | 0.125 | 0.08 | 261 | 0 | 0.364 | 1 | 1 | cs | TRUE
152 | LV_2939-87_0_5_line_152 |  | 149 | 151 | 0.0079801 | 0.125 | 0.08 | 261 | 0 | 0.364 | 1 | 1 | cs | TRUE
153 | LV_2939-87_0_5_line_153 |  | 150 | 152 | 0.015306 | 0.125 | 0.08 | 261 | 0 | 0.364 | 1 | 1 | cs | TRUE
154 | LV_2939-87_0_5_line_154 |  | 151 | 171 | 0.021188 | 0.125 | 0.08 | 261 | 0 | 0.364 | 1 | 1 | cs | TRUE
155 | LV_2939-87_0_5_line_155 |  | 152 | 173 | 0.029987 | 0.125 | 0.08 | 261 | 0 | 0.364 | 1 | 1 | cs | TRUE
156 | LV_2939-87_0_5_line_156 |  | 153 | 154 | 0.022024 | 0.125 | 0.08 | 261 | 0 | 0.364 | 1 | 3 | cs | TRUE
157 | LV_2939-87_0_5_line_157 |  | 154 | 155 | 0.045275 | 0.125 | 0.08 | 261 | 0 | 0.364 | 1 | 3 | cs | TRUE
158 | LV_2939-87_0_5_line_158 |  | 155 | 156 | 0.025142 | 0.125 | 0.08 | 261 | 0 | 0.364 | 1 | 3 | cs | TRUE
159 | LV_2939-87_0_5_line_159 |  | 156 | 157 | 0.016412 | 0.125 | 0.08 | 261 | 0 | 0.364 | 1 | 3 | cs | TRUE
160 | LV_2939-87_0_5_line_160 |  | 157 | 158 | 0.020543 | 0.125 | 0.08 | 261 | 0 | 0.364 | 1 | 2 | cs | TRUE
161 | LV_2939-87_0_5_line_161 |  | 158 | 166 | 0.0061297 | 0.125 | 0.08 | 261 | 0 | 0.364 | 1 | 1 | cs | TRUE
162 | LV_2939-87_0_5_line_162 |  | 159 | 160 | 0.019892 | 0.125 | 0.08 | 261 | 0 | 0.364 | 1 | 1 | cs | TRUE
163 | LV_2939-87_0_5_line_163 |  | 159 | 161 | 0.0074747 | 0.125 | 0.08 | 261 | 0 | 0.364 | 1 | 1 | cs | TRUE
164 | LV_2939-87_0_5_line_164 |  | 160 | 162 | 0.00027356 | 0.125 | 0.08 | 261 | 0 | 0.364 | 1 | 1 | cs | TRUE
165 | LV_2939-87_0_5_line_165 |  | 161 | 163 | 0.015395 | 0.125 | 0.08 | 261 | 0 | 0.364 | 1 | 1 | cs | TRUE
166 | LV_2939-87_0_5_line_166 |  | 163 | 164 | 0.001727 | 0.125 | 0.08 | 261 | 0 | 0.364 | 1 | 1 | cs | TRUE
167 | LV_2939-87_0_5_line_167 |  | 164 | 165 | 0.0078329 | 0.125 | 0.08 | 261 | 0 | 0.364 | 1 | 1 | cs | TRUE
168 | LV_2939-87_0_5_line_168 |  | 166 | 167 | 0.007196 | 0.125 | 0.08 | 261 | 0 | 0.364 | 1 | 1 | cs | TRUE
169 | LV_2939-87_0_5_line_169 |  | 167 | 168 | 0.0094408 | 0.125 | 0.08 | 261 | 0 | 0.364 | 1 | 1 | cs | TRUE
170 | LV_2939-87_0_5_line_170 |  | 168 | 169 | 0.0069583 | 0.125 | 0.08 | 261 | 0 | 0.364 | 1 | 1 | cs | TRUE
171 | LV_2939-87_0_5_line_171 |  | 169 | 170 | 0.007918 | 0.125 | 0.08 | 261 | 0 | 0.364 | 1 | 1 | cs | TRUE
172 | LV_2939-87_0_5_line_172 |  | 171 | 172 | 0.0088763 | 0.125 | 0.08 | 261 | 0 | 0.364 | 1 | 1 | cs | TRUE
173 | LV_2939-87_0_5_line_173 |  | 173 | 174 | 0.0076947 | 0.125 | 0.08 | 261 | 0 | 0.364 | 1 | 1 | cs | TRUE
174 | LV_2939-87_0_5_line_174 |  | 174 | 175 | 0.0061234 | 0.125 | 0.08 | 261 | 0 | 0.364 | 1 | 1 | cs | TRUE
175 | LV_2939-87_0_5_line_175 |  | 174 | 176 | 0.029645 | 0.125 | 0.08 | 261 | 0 | 0.364 | 1 | 1 | cs | TRUE
176 | LV_2939-87_0_5_line_176 |  | 175 | 178 | 0.024912 | 0.125 | 0.08 | 261 | 0 | 0.364 | 1 | 1 | cs | TRUE
177 | LV_2939-87_0_5_line_177 |  | 176 | 177 | 0.003444 | 0.125 | 0.08 | 261 | 0 | 0.364 | 1 | 1 | cs | TRUE

## trafo
| name | std_type | hv_bus | lv_bus | sn_mva | vn_hv_kv | vn_lv_kv | vk_percent | vkr_percent | pfe_kw | i0_percent | shift_degree | tap_side | tap_neutral | tap_min | tap_max | tap_step_percent | tap_step_degree | tap_pos | tap_phase_shifter | parallel | df | in_service
0 | LV_2939-87_0_5_trafo_49 | 0.63 MVA 20/0.4 kV | 179 | 12 | 0.63 | 20 | 0.4 | 6 | 1.206 | 1.65 | 0.2619 | 150 | hv | 0 | -2 | 2 | 2.5 | 0 | 0 | FALSE | 1 | 1 | TRUE

## line_geodata
| x0 | y0 | x1 | y1 | x2 | y2 | x3 | y3 | x4 | y4 | x5 | y5 | x6 | y6 | x7 | y7
0 | 2691877.5164 | 1286658.0886 | 2691880.0867 | 1286657.0556
1 | 2691857.9322 | 1286665.9597 | 2691877.5164 | 1286658.0886
2 | 2691889.1491 | 1286653.4132 | 2691880.0867 | 1286657.0556
3 | 2691857.9322 | 1286665.9597 | 2691860.148 | 1286678.0377
4 | 2691857.9322 | 1286665.9597 | 2691857.6993 | 1286658.2827 | 2691851.0554 | 1286657.9899 | 2691846.2452 | 1286656.5581 | 2691837.1578 | 1286651.2784
5 | 2691857.9322 | 1286665.9597 | 2691857.6993 | 1286658.2827 | 2691859.8422 | 1286637.3309 | 2691860.0537 | 1286627.1474
6 | 2691860.148 | 1286678.0377 | 2691863.2158 | 1286694.7593
7 | 2691837.1578 | 1286651.2784 | 2691836.058 | 1286650.5281
8 | 2691837.1578 | 1286651.2784 | 2691818.255 | 1286661.8304
9 | 2691860.0537 | 1286627.1474 | 2691858.8468 | 1286618.4097 | 2691856.5549 | 1286613.6121
10 | 2691860.0537 | 1286627.1474 | 2691872.3169 | 1286625.5928
11 | 2691865.8284 | 1286711.9792 | 2691863.8312 | 1286698.1135 | 2691863.2158 | 1286694.7593
12 | 2691818.255 | 1286661.8304 | 2691800.5758 | 1286671.6993
13 | 2691829.9775 | 1286564.6647 | 2691851.5512 | 1286603.138 | 2691856.5549 | 1286613.6121
14 | 2691872.3169 | 1286625.5928 | 2691874.6898 | 1286632.2134 | 2691915.4577 | 1286618.9998
15 | 2691872.3169 | 1286625.5928 | 2691878.9897 | 1286623.0724 | 2691891.5319 | 1286612.7811 | 2691904.1873 | 1286603.4079
16 | 2691865.8284 | 1286711.9792 | 2691878.7033 | 1286714.9715 | 2691882.3848 | 1286718.1348
17 | 2691865.8284 | 1286711.9792 | 2691863.5758 | 1286725.5338
18 | 2691794.0554 | 1286675.3391 | 2691800.5758 | 1286671.6993
19 | 2691829.7495 | 1286564.2581 | 2691829.9775 | 1286564.6647
20 | 2691904.1873 | 1286603.4079 | 2691906.4724 | 1286601.7155 | 2691917.4254 | 1286595.1694 | 2691927.9367 | 1286590.4777
21 | 2691915.2735 | 1286820.7173 | 2691897.3005 | 1286810.2557
22 | 2691897.3005 | 1286810.2557 | 2691893.3176 | 1286807.9373 | 2691892.2488 | 1286807.052
23 | 2691892.2488 | 1286807.052 | 2691886.2339 | 1286802.0699
24 | 2691883.6295 | 1286799.9127 | 2691886.2339 | 1286802.0699
25 | 2691929.0537 | 1286780.4768 | 2691927.8724 | 1286792.606
26 | 2691929.489 | 1286776.0067 | 2691929.489 | 1286776.0067 | 2691929.0537 | 1286780.4768
27 | 2691883.6295 | 1286799.9127 | 2691879.2468 | 1286796.2825
28 | 2691932.907 | 1286757.9885 | 2691929.489 | 1286776.0067
29 | 2691676.2493 | 1286592.1313 | 2691697.8824 | 1286606.9682
30 | 2691670.1764 | 1286587.9663 | 2691676.2493 | 1286592.1313
31 | 2691702.4268 | 1286610.085 | 2691697.8824 | 1286606.9682
32 | 2691670.1764 | 1286587.9663 | 2691672.2631 | 1286590.3342 | 2691673.4559 | 1286592.2878 | 2691674.707 | 1286595.3099 | 2691675.261 | 1286598.7661 | 2691675.12 | 1286602.0334 | 2691672.7486 | 1286615.0525 | 2691662.6482 | 1286633.6793
33 | 2691726.0354 | 1286626.2767 | 2691702.4268 | 1286610.085
34 | 2691729.0611 | 1286628.3519 | 2691726.0354 | 1286626.2767
35 | 2691729.0611 | 1286628.3519 | 2691759.0907 | 1286647.6811
36 | 2691729.0611 | 1286628.3519 | 2691738.5842 | 1286616.6276
37 | 2691759.0907 | 1286647.6811 | 2691769.1988 | 1286654.8526
38 | 2691759.0907 | 1286647.6811 | 2691753.976 | 1286657.9981
39 | 2691738.5842 | 1286616.6276 | 2691749.4705 | 1286603.2249
40 | 2691753.7621 | 1286597.9413 | 2691749.4705 | 1286603.2249
41 | 2691764.0634 | 1286585.2588 | 2691753.7621 | 1286597.9413
42 | 2691764.0634 | 1286585.2588 | 2691761.0523 | 1286581.542
43 | 2691764.0634 | 1286585.2588 | 2691778.7119 | 1286603.0249
44 | 2691761.0523 | 1286581.542 | 2691768.917 | 1286570.0204
45 | 2691761.0523 | 1286581.542 | 2691743.9413 | 1286560.4791 | 2691732.0742 | 1286550.1615
46 | 2691791.6693 | 1286580.0509 | 2691790.7035 | 1286587.6092 | 2691778.7119 | 1286603.0249
47 | 2691778.7119 | 1286603.0249 | 2691796.906 | 1286620.6281
48 | 2691768.917 | 1286570.0204 | 2691773.3824 | 1286563.4787
49 | 2691730.6597 | 1286548.9316 | 2691732.0742 | 1286550.1615
50 | 2691806.6353 | 1286630.0413 | 2691796.906 | 1286620.6281
51 | 2691773.3824 | 1286563.4787 | 2691777.5246 | 1286557.4105 | 2691789.7857 | 1286540.7916
52 | 2691730.6597 | 1286548.9316 | 2691716.8072 | 1286536.8877
53 | 2691769.1988 | 1286654.8526 | 2691777.8902 | 1286661.019 | 2691784.2668 | 1286666.6679
54 | 2691753.976 | 1286657.9981 | 2691740.8839 | 1286684.4061
55 | 2691794.0554 | 1286675.3391 | 2691784.2668 | 1286666.6679
56 | 2691730.4717 | 1286705.4087 | 2691740.8839 | 1286684.4061
57 | 2691714.1785 | 1286534.6022 | 2691716.8072 | 1286536.8877
58 | 2691714.1785 | 1286534.6022 | 2691713.5567 | 1286534.0616
59 | 2691713.5567 | 1286534.0616 | 2691697.1465 | 1286519.794
60 | 2691817.1737 | 1286503.6697 | 2691789.7857 | 1286540.7916
61 | 2691794.0554 | 1286675.3391 | 2691801.3116 | 1286687.1325
62 | 2691818.0212 | 1286723.5441 | 2691810.1706 | 1286724.6116 | 2691801.7805 | 1286725.5161
63 | 2691818.1238 | 1286723.6968 | 2691818.0212 | 1286723.5441
64 | 2691801.7805 | 1286725.5161 | 2691800.1159 | 1286725.6955
65 | 2691818.1238 | 1286723.6968 | 2691824.6346 | 1286733.3887
66 | 2691730.4717 | 1286705.4087 | 2691735.195 | 1286709.0803
67 | 2691730.4717 | 1286705.4087 | 2691718.8057 | 1286700.4338 | 2691703.4198 | 1286702.0735 | 2691697.3432 | 1286702.7467
68 | 2691742.6182 | 1286714.8504 | 2691735.195 | 1286709.0803
69 | 2691745.5237 | 1286717.1089 | 2691742.6182 | 1286714.8504
70 | 2691792.5359 | 1286726.5127 | 2691800.1159 | 1286725.6955
71 | 2691763.8069 | 1286731.1951 | 2691782.9535 | 1286727.5457 | 2691792.5359 | 1286726.5127
72 | 2691882.3848 | 1286718.1348 | 2691893.497 | 1286727.6829
73 | 2691861.9142 | 1286729.3442 | 2691863.5758 | 1286725.5338
74 | 2691893.497 | 1286727.6829 | 2691907.2856 | 1286739.5308
75 | 2691861.9142 | 1286729.3442 | 2691859.1291 | 1286735.7307
76 | 2691763.8069 | 1286731.1951 | 2691752.7359 | 1286722.7152 | 2691745.5237 | 1286717.1089
77 | 2691763.8069 | 1286731.1951 | 2691758.7706 | 1286736.4225
78 | 2691753.5413 | 1286741.8501 | 2691758.7706 | 1286736.4225
79 | 2691753.5413 | 1286741.8501 | 2691750.7491 | 1286744.7482 | 2691744.2835 | 1286750.2932
80 | 2691732.5113 | 1286760.3891 | 2691744.2835 | 1286750.2932
81 | 2691732.5113 | 1286760.3891 | 2691745.9882 | 1286770.0075 | 2691754.3812 | 1286773.1025
82 | 2691732.5113 | 1286760.3891 | 2691721.0102 | 1286767.2768
83 | 2691754.3812 | 1286773.1025 | 2691756.7249 | 1286773.9668
84 | 2691719.5283 | 1286768.1642 | 2691721.0102 | 1286767.2768
85 | 2691762.4972 | 1286776.7963 | 2691761.9843 | 1286775.9063 | 2691756.7249 | 1286773.9668
86 | 2691713.072 | 1286772.0307 | 2691719.5283 | 1286768.1642
87 | 2691713.072 | 1286772.0307 | 2691710.8105 | 1286773.385 | 2691694.8312 | 1286779.895
88 | 2691660.7125 | 1286793.8123 | 2691679.3654 | 1286786.1958 | 2691694.8312 | 1286779.895
89 | 2691660.7125 | 1286793.8123 | 2691694.5816 | 1286836.5969
90 | 2691695.9149 | 1286838.2812 | 2691694.5816 | 1286836.5969
91 | 2691695.9149 | 1286838.2812 | 2691705.3957 | 1286850.2577 | 2691707.3466 | 1286855.73
92 | 2691762.6448 | 1286803.3298 | 2691764.7908 | 1286788.8949 | 2691765.0236 | 1286781.1805 | 2691762.4972 | 1286776.7963
93 | 2691909.9264 | 1286741.7999 | 2691907.2856 | 1286739.5308
94 | 2691856.353 | 1286742.0967 | 2691859.1291 | 1286735.7307
95 | 2691932.907 | 1286757.9885 | 2691926.8842 | 1286756.3709 | 2691909.9264 | 1286741.7999
96 | 2691932.907 | 1286757.9885 | 2691942.8763 | 1286723.1243 | 2691943.2335 | 1286721.575
97 | 2691943.2335 | 1286721.575 | 2691944.5698 | 1286715.7794
98 | 2691850.7195 | 1286755.015 | 2691856.353 | 1286742.0967
99 | 2691850.7195 | 1286755.015 | 2691849.9833 | 1286757.1826
100 | 2691845.8352 | 1286769.3961 | 2691849.9833 | 1286757.1826
101 | 2691845.8352 | 1286769.3961 | 2691862.1861 | 1286779.9604 | 2691864.8093 | 1286782.4986
102 | 2691845.8352 | 1286769.3961 | 2691842.2801 | 1286777.9482 | 2691841.5171 | 1286779.9501
103 | 2691864.8093 | 1286782.4986 | 2691869.7501 | 1286787.2796
104 | 2691834.8877 | 1286797.3437 | 2691841.5171 | 1286779.9501
105 | 2691869.7501 | 1286787.2796 | 2691877.9091 | 1286795.1746 | 2691879.2468 | 1286796.2825
106 | 2691834.8877 | 1286797.3437 | 2691834.2824 | 1286798.9317
107 | 2691830.426 | 1286809.0499 | 2691834.2824 | 1286798.9317
108 | 2691947.6569 | 1286702.3898 | 2691944.5698 | 1286715.7794
109 | 2691947.6569 | 1286702.3898 | 2691949.552 | 1286694.1704
110 | 2691953.2198 | 1286678.2622 | 2691949.552 | 1286694.1704
111 | 2691954.194 | 1286625.9705 | 2691965.0443 | 1286630.3215 | 2691983.4567 | 1286643.4316 | 2691987.4546 | 1286646.9972
112 | 2691945.2991 | 1286583.8721 | 2691947.6243 | 1286590.1807 | 2691950.8204 | 1286602.7083 | 2691952.1078 | 1286609.6457 | 2691953.1808 | 1286615.412 | 2691954.194 | 1286625.9705
113 | 2691993.7657 | 1286652.626 | 2691987.4546 | 1286646.9972
114 | 2691945.2991 | 1286583.8721 | 2691935.1911 | 1286587.2396 | 2691927.9367 | 1286590.4777
115 | 2691965.3374 | 1286576.5006 | 2691956.4872 | 1286580.0545 | 2691945.2991 | 1286583.8721
116 | 2691945.2991 | 1286583.8721 | 2691941.5437 | 1286574.9612 | 2691935.4982 | 1286561.4794
117 | 2692000.1785 | 1286658.1168 | 2692000.1785 | 1286658.1168 | 2691995.2979 | 1286653.9925 | 2691993.7657 | 1286652.626
118 | 2691965.3374 | 1286576.5006 | 2691977.2858 | 1286598.9403 | 2691985.2617 | 1286608.5956 | 2691987.696 | 1286609.438
119 | 2692000.1785 | 1286658.1168 | 2691992.9268 | 1286665.9518
120 | 2691973.0143 | 1286724.5014 | 2691968.3173 | 1286744.5404 | 2691966.3908 | 1286754.0187
121 | 2691971.2916 | 1286787.1023 | 2691967.323 | 1286767.3562 | 2691966.3908 | 1286754.0187
122 | 2691973.0143 | 1286724.5014 | 2691982.017 | 1286686.0923
123 | 2691971.2916 | 1286787.1023 | 2691976.3695 | 1286773.2822
124 | 2691971.2916 | 1286787.1023 | 2691971.8569 | 1286797.0501
125 | 2691985.6492 | 1286676.0199 | 2691984.4386 | 1286678.0776 | 2691982.3548 | 1286684.6509 | 2691982.017 | 1286686.0923
126 | 2691980.2259 | 1286762.7869 | 2691976.3695 | 1286773.2822
127 | 2691971.8569 | 1286797.0501 | 2691972.0626 | 1286800.6708 | 2691971.8847 | 1286802.3376
128 | 2691985.6492 | 1286676.0199 | 2691989.2102 | 1286669.9672 | 2691992.9268 | 1286665.9518
129 | 2691970.525 | 1286812.3668 | 2691971.1396 | 1286809.3196 | 2691971.8847 | 1286802.3376
130 | 2691969.6147 | 1286816.8798 | 2691970.525 | 1286812.3668
131 | 2691817.1737 | 1286503.6697 | 2691757.2667 | 1286475.378
132 | 2692101.5069 | 1286680.109 | 2692098.0937 | 1286687.5839 | 2692096.857 | 1286690.7376
133 | 2692101.5069 | 1286680.109 | 2692103.5795 | 1286675.5701 | 2692110.053 | 1286666.1296 | 2692110.053 | 1286666.1296
134 | 2692096.857 | 1286690.7376 | 2692088.7865 | 1286711.3171
135 | 2692080.829 | 1286731.6086 | 2692088.7865 | 1286711.3171
136 | 2692080.829 | 1286731.6086 | 2692050.5994 | 1286759.3023
137 | 2692050.5994 | 1286759.3023 | 2692049.7608 | 1286760.0705 | 2692038.9526 | 1286770.3219 | 2692038.9526 | 1286770.3219
138 | 2692038.9526 | 1286770.3219 | 2692034.6011 | 1286778.4389 | 2692033.3855 | 1286786.5938 | 2692033.3855 | 1286786.5938
139 | 2692036.8724 | 1286799.2261 | 2692033.3855 | 1286786.5938
140 | 2692036.8724 | 1286799.2261 | 2692040.9918 | 1286797.4551
141 | 2692036.8724 | 1286799.2261 | 2692031.663 | 1286804.6162 | 2692026.5227 | 1286816.6354 | 2692026.3333 | 1286817.3601
142 | 2692040.9918 | 1286797.4551 | 2692044.2607 | 1286796.0498 | 2692053.3037 | 1286795.0235 | 2692054.2226 | 1286795.3678
143 | 2692023.46 | 1286828.3543 | 2692026.3333 | 1286817.3601
144 | 2692054.2226 | 1286795.3678 | 2692079.3992 | 1286804.7997
145 | 2692022.149 | 1286833.3708 | 2692022.149 | 1286833.3708 | 2692023.46 | 1286828.3543
146 | 2692096.7359 | 1286811.2945 | 2692079.3992 | 1286804.7997
147 | 2692022.149 | 1286833.3708 | 2692016.6448 | 1286847.0666
148 | 2692096.7359 | 1286811.2945 | 2692091.549 | 1286827.3945
149 | 2692096.7359 | 1286811.2945 | 2692105.3896 | 1286815.0159
150 | 2692084.504 | 1286850.9727 | 2692086.8933 | 1286841.8455 | 2692091.549 | 1286827.3945
151 | 2692114.6316 | 1286818.9902 | 2692105.3896 | 1286815.0159
152 | 2692084.504 | 1286850.9727 | 2692082.483 | 1286858.6926
153 | 2692114.6316 | 1286818.9902 | 2692128.6924 | 1286825.0367
154 | 2692076.0671 | 1286878.8295 | 2692078.9925 | 1286872.0266 | 2692082.483 | 1286858.6926
155 | 2692151.3505 | 1286842.6346 | 2692149.9674 | 1286839.0849 | 2692143.6485 | 1286831.4682 | 2692128.6924 | 1286825.0367
156 | 2691969.6147 | 1286816.8798 | 2691968.4229 | 1286822.7891 | 2691964.5998 | 1286838.3214
157 | 2691949.7701 | 1286880.8161 | 2691956.3093 | 1286868.5851 | 2691959.2007 | 1286860.2562 | 2691964.5998 | 1286838.3214
158 | 2691949.7701 | 1286880.8161 | 2691972.5826 | 1286891.3851
159 | 2691987.7707 | 1286897.4796 | 2691982.6605 | 1286896.0541 | 2691972.5826 | 1286891.3851
160 | 2691987.7707 | 1286897.4796 | 2691997.2081 | 1286879.2328
161 | 2691997.2081 | 1286879.2328 | 2691997.6359 | 1286878.4057 | 2692000.4176 | 1286874.014
162 | 2691823.2441 | 1286827.8928 | 2691830.3285 | 1286809.3055
163 | 2691820.582 | 1286834.8773 | 2691823.2441 | 1286827.8928
164 | 2691830.3285 | 1286809.3055 | 2691830.426 | 1286809.0499
165 | 2691815.5042 | 1286849.4105 | 2691820.3104 | 1286835.5902 | 2691820.582 | 1286834.8773
166 | 2691815.5042 | 1286849.4105 | 2691814.937 | 1286851.0416
167 | 2691814.937 | 1286851.0416 | 2691812.3641 | 1286858.4399
168 | 2692000.4176 | 1286874.014 | 2692004.2681 | 1286867.9348
169 | 2692004.2681 | 1286867.9348 | 2692009.3198 | 1286859.9593
170 | 2692013.0431 | 1286854.081 | 2692009.3198 | 1286859.9593
171 | 2692013.0431 | 1286854.081 | 2692015.1848 | 1286850.6996 | 2692016.6448 | 1286847.0666
172 | 2692072.5605 | 1286886.9838 | 2692076.0671 | 1286878.8295
173 | 2692154.1442 | 1286849.8042 | 2692151.3505 | 1286842.6346
174 | 2692154.1442 | 1286849.8042 | 2692156.3526 | 1286844.0929
175 | 2692154.1442 | 1286849.8042 | 2692152.7864 | 1286861.7602 | 2692147.2987 | 1286878.4953
176 | 2692156.3526 | 1286844.0929 | 2692159.376 | 1286836.274 | 2692163.5082 | 1286820.2701
177 | 2692146.2149 | 1286881.7642 | 2692146.4589 | 1286881.0561 | 2692147.2987 | 1286878.4953

## bus_geodata
| x | y | coords
0 | 2691877.5164 | 1286658.0886
1 | 2691880.0867 | 1286657.0556
2 | 2691857.9322 | 1286665.9597
3 | 2691889.1491 | 1286653.4132
4 | 2691860.148 | 1286678.0377
5 | 2691837.1578 | 1286651.2784
6 | 2691860.0537 | 1286627.1474
7 | 2691863.2158 | 1286694.7593
8 | 2691836.058 | 1286650.5281
9 | 2691818.255 | 1286661.8304
10 | 2691856.5549 | 1286613.6121
11 | 2691872.3169 | 1286625.5928
12 | 2691865.8284 | 1286711.9792
13 | 2691800.5758 | 1286671.6993
14 | 2691829.9775 | 1286564.6647
15 | 2691915.4577 | 1286618.9998
16 | 2691904.1873 | 1286603.4079
17 | 2691915.2735 | 1286820.7173
18 | 2691897.3005 | 1286810.2557
19 | 2691892.2488 | 1286807.052
20 | 2691886.2339 | 1286802.07
21 | 2691927.8724 | 1286792.606
22 | 2691929.0537 | 1286780.4768
23 | 2691883.6295 | 1286799.9127
24 | 2691929.489 | 1286776.0067
25 | 2691676.2493 | 1286592.1313
26 | 2691697.8824 | 1286606.9682
27 | 2691670.1764 | 1286587.9663
28 | 2691702.4268 | 1286610.085
29 | 2691662.6482 | 1286633.6793
30 | 2691726.0354 | 1286626.2767
31 | 2691729.0611 | 1286628.3519
32 | 2691759.0907 | 1286647.6811
33 | 2691738.5842 | 1286616.6276
34 | 2691753.7621 | 1286597.9413
35 | 2691749.4705 | 1286603.2249
36 | 2691764.0634 | 1286585.2588
37 | 2691761.0523 | 1286581.542
38 | 2691778.7119 | 1286603.0249
39 | 2691768.917 | 1286570.0204
40 | 2691732.0742 | 1286550.1615
41 | 2691791.6693 | 1286580.0509
42 | 2691796.906 | 1286620.6281
43 | 2691773.3824 | 1286563.4787
44 | 2691730.6597 | 1286548.9316
45 | 2691806.6353 | 1286630.0413
46 | 2691769.1988 | 1286654.8526
47 | 2691753.976 | 1286657.9981
48 | 2691784.2668 | 1286666.6679
49 | 2691740.8839 | 1286684.4061
50 | 2691716.8072 | 1286536.8877
51 | 2691714.1785 | 1286534.6022
52 | 2691713.5567 | 1286534.0616
53 | 2691789.7857 | 1286540.7916
54 | 2691697.1465 | 1286519.794
55 | 2691794.0554 | 1286675.3391
56 | 2691801.3116 | 1286687.1325
57 | 2691818.0212 | 1286723.5441
58 | 2691801.7805 | 1286725.5161
59 | 2691818.1238 | 1286723.6969
60 | 2691730.4717 | 1286705.4087
61 | 2691735.195 | 1286709.0803
62 | 2691697.3432 | 1286702.7467
63 | 2691742.6182 | 1286714.8504
64 | 2691800.1159 | 1286725.6955
65 | 2691824.6346 | 1286733.3887
66 | 2691792.5359 | 1286726.5127
67 | 2691882.3848 | 1286718.1348
68 | 2691863.5758 | 1286725.5338
69 | 2691893.497 | 1286727.6829
70 | 2691861.9142 | 1286729.3442
71 | 2691745.5237 | 1286717.1089
72 | 2691763.8069 | 1286731.1951
73 | 2691758.7706 | 1286736.4225
74 | 2691753.5413 | 1286741.8501
75 | 2691744.2835 | 1286750.2932
76 | 2691732.5113 | 1286760.3891
77 | 2691754.3812 | 1286773.1025
78 | 2691721.0102 | 1286767.2768
79 | 2691756.7249 | 1286773.9668
80 | 2691719.5283 | 1286768.1642
81 | 2691694.8312 | 1286779.895
82 | 2691713.072 | 1286772.0307
83 | 2691660.7125 | 1286793.8123
84 | 2691694.5816 | 1286836.5969
85 | 2691695.9149 | 1286838.2812
86 | 2691707.3466 | 1286855.73
87 | 2691762.4972 | 1286776.7963
88 | 2691762.6448 | 1286803.3298
89 | 2691907.2856 | 1286739.5308
90 | 2691859.1291 | 1286735.7307
91 | 2691909.9264 | 1286741.7999
92 | 2691932.907 | 1286757.9885
93 | 2691943.2335 | 1286721.575
94 | 2691856.353 | 1286742.0967
95 | 2691850.7195 | 1286755.015
96 | 2691849.9833 | 1286757.1826
97 | 2691845.8352 | 1286769.3961
98 | 2691864.8093 | 1286782.4986
99 | 2691841.5171 | 1286779.9501
100 | 2691869.7501 | 1286787.2796
101 | 2691834.8877 | 1286797.3437
102 | 2691879.2468 | 1286796.2825
103 | 2691834.2824 | 1286798.9317
104 | 2691944.5698 | 1286715.7794
105 | 2691947.6569 | 1286702.3898
106 | 2691949.552 | 1286694.1704
107 | 2691953.2198 | 1286678.2622
108 | 2691954.194 | 1286625.9705
109 | 2691987.4546 | 1286646.9972
110 | 2691945.2991 | 1286583.8721
111 | 2691993.7657 | 1286652.626
112 | 2691927.9367 | 1286590.4777
113 | 2691965.3374 | 1286576.5006
114 | 2691935.4982 | 1286561.4794
115 | 2692000.1785 | 1286658.1168
116 | 2691987.696 | 1286609.438
117 | 2691966.3908 | 1286754.0187
118 | 2691973.0143 | 1286724.5014
119 | 2691971.2916 | 1286787.1023
120 | 2691982.017 | 1286686.0923
121 | 2691976.3695 | 1286773.2822
122 | 2691971.8569 | 1286797.0501
123 | 2691985.6492 | 1286676.0199
124 | 2691980.2259 | 1286762.7869
125 | 2691971.8847 | 1286802.3376
126 | 2691992.9268 | 1286665.9518
127 | 2691970.525 | 1286812.3668
128 | 2691829.7495 | 1286564.2581
129 | 2691817.1737 | 1286503.6697
130 | 2691757.2667 | 1286475.378
131 | 2692101.5069 | 1286680.109
132 | 2692096.857 | 1286690.7376
133 | 2692110.053 | 1286666.1296
134 | 2692088.7865 | 1286711.3171
135 | 2692080.829 | 1286731.6086
136 | 2692050.5994 | 1286759.3023
137 | 2692038.9526 | 1286770.3219
138 | 2692033.3855 | 1286786.5938
139 | 2692036.8724 | 1286799.2261
140 | 2692040.9918 | 1286797.4551
141 | 2692026.3333 | 1286817.3601
142 | 2692054.2226 | 1286795.3678
143 | 2692023.46 | 1286828.3543
144 | 2692079.3992 | 1286804.7997
145 | 2692022.149 | 1286833.3708
146 | 2692096.7359 | 1286811.2945
147 | 2692091.549 | 1286827.3945
148 | 2692105.3896 | 1286815.0159
149 | 2692084.504 | 1286850.9727
150 | 2692114.6316 | 1286818.9902
151 | 2692082.483 | 1286858.6926
152 | 2692128.6924 | 1286825.0367
153 | 2691969.6147 | 1286816.8798
154 | 2691964.5998 | 1286838.3214
155 | 2691949.7701 | 1286880.8161
156 | 2691972.5826 | 1286891.3851
157 | 2691987.7707 | 1286897.4796
158 | 2691997.2081 | 1286879.2328
159 | 2691823.2441 | 1286827.8928
160 | 2691830.3285 | 1286809.3055
161 | 2691820.582 | 1286834.8773
162 | 2691830.426 | 1286809.0499
163 | 2691815.5042 | 1286849.4105
164 | 2691814.937 | 1286851.0416
165 | 2691812.3641 | 1286858.4399
166 | 2692000.4176 | 1286874.014
167 | 2692004.2681 | 1286867.9348
168 | 2692009.3198 | 1286859.9593
169 | 2692013.0431 | 1286854.081
170 | 2692016.6448 | 1286847.0666
171 | 2692076.0671 | 1286878.8295
172 | 2692072.5605 | 1286886.9838
173 | 2692151.3505 | 1286842.6346
174 | 2692154.1442 | 1286849.8042
175 | 2692156.3526 | 1286844.0929
176 | 2692147.2987 | 1286878.4953
177 | 2692146.2149 | 1286881.7642
178 | 2692163.5082 | 1286820.2701
179 | 2691850.7195 | 1286755.015

## line_std_types
| c_nf_per_km | r_ohm_per_km | x_ohm_per_km | max_i_ka | type | q_mm2 | alpha | voltage_rating
NAYY 4x50 SE | 210 | 0.642 | 0.083 | 0.142 | cs | 50 | 0.00403 | LV
NAYY 4x120 SE | 264 | 0.225 | 0.08 | 0.242 | cs | 120 | 0.00403 | LV
NAYY 4x150 SE | 261 | 0.208 | 0.08 | 0.27 | cs | 150 | 0.00403 | LV
NA2XS2Y 1x95 RM/25 12/20 kV | 216 | 0.313 | 0.132 | 0.252 | cs | 95 | 0.00403 | MV
NA2XS2Y 1x185 RM/25 12/20 kV | 273 | 0.161 | 0.117 | 0.362 | cs | 185 | 0.00403 | MV
NA2XS2Y 1x240 RM/25 12/20 kV | 304 | 0.122 | 0.112 | 0.421 | cs | 240 | 0.00403 | MV
NA2XS2Y 1x95 RM/25 6/10 kV | 315 | 0.313 | 0.123 | 0.249 | cs | 95 | 0.00403 | MV
NA2XS2Y 1x185 RM/25 6/10 kV | 406 | 0.161 | 0.11 | 0.358 | cs | 185 | 0.00403 | MV
NA2XS2Y 1x240 RM/25 6/10 kV | 456 | 0.122 | 0.105 | 0.416 | cs | 240 | 0.00403 | MV
NA2XS2Y 1x150 RM/25 12/20 kV | 250 | 0.206 | 0.116 | 0.319 | cs | 150 | 0.00403 | MV
NA2XS2Y 1x120 RM/25 12/20 kV | 230 | 0.253 | 0.119 | 0.283 | cs | 120 | 0.00403 | MV
NA2XS2Y 1x70 RM/25 12/20 kV | 190 | 0.443 | 0.132 | 0.22 | cs | 70 | 0.00403 | MV
NA2XS2Y 1x150 RM/25 6/10 kV | 360 | 0.206 | 0.11 | 0.315 | cs | 150 | 0.00403 | MV
NA2XS2Y 1x120 RM/25 6/10 kV | 340 | 0.253 | 0.113 | 0.28 | cs | 120 | 0.00403 | MV
NA2XS2Y 1x70 RM/25 6/10 kV | 280 | 0.443 | 0.123 | 0.217 | cs | 70 | 0.00403 | MV
N2XS(FL)2Y 1x120 RM/35 64/110 kV | 112 | 0.153 | 0.166 | 0.366 | cs | 120 | 0.00393 | HV
N2XS(FL)2Y 1x185 RM/35 64/110 kV | 125 | 0.099 | 0.156 | 0.457 | cs | 185 | 0.00393 | HV
N2XS(FL)2Y 1x240 RM/35 64/110 kV | 135 | 0.075 | 0.149 | 0.526 | cs | 240 | 0.00393 | HV
N2XS(FL)2Y 1x300 RM/35 64/110 kV | 144 | 0.06 | 0.144 | 0.588 | cs | 300 | 0.00393 | HV
15-AL1/3-ST1A 0.4 | 11 | 1.8769 | 0.35 | 0.105 | ol | 16 | 0.00403 | LV
24-AL1/4-ST1A 0.4 | 11.25 | 1.2012 | 0.335 | 0.14 | ol | 24 | 0.00403 | LV
48-AL1/8-ST1A 0.4 | 12.2 | 0.5939 | 0.3 | 0.21 | ol | 48 | 0.00403 | LV
94-AL1/15-ST1A 0.4 | 13.2 | 0.306 | 0.29 | 0.35 | ol | 94 | 0.00403 | LV
34-AL1/6-ST1A 10.0 | 9.7 | 0.8342 | 0.36 | 0.17 | ol | 34 | 0.00403 | MV
48-AL1/8-ST1A 10.0 | 10.1 | 0.5939 | 0.35 | 0.21 | ol | 48 | 0.00403 | MV
70-AL1/11-ST1A 10.0 | 10.4 | 0.4132 | 0.339 | 0.29 | ol | 70 | 0.00403 | MV
94-AL1/15-ST1A 10.0 | 10.75 | 0.306 | 0.33 | 0.35 | ol | 94 | 0.00403 | MV
122-AL1/20-ST1A 10.0 | 11.1 | 0.2376 | 0.323 | 0.41 | ol | 122 | 0.00403 | MV
149-AL1/24-ST1A 10.0 | 11.25 | 0.194 | 0.315 | 0.47 | ol | 149 | 0.00403 | MV
34-AL1/6-ST1A 20.0 | 9.15 | 0.8342 | 0.382 | 0.17 | ol | 34 | 0.00403 | MV
48-AL1/8-ST1A 20.0 | 9.5 | 0.5939 | 0.372 | 0.21 | ol | 48 | 0.00403 | MV
70-AL1/11-ST1A 20.0 | 9.7 | 0.4132 | 0.36 | 0.29 | ol | 70 | 0.00403 | MV
94-AL1/15-ST1A 20.0 | 10 | 0.306 | 0.35 | 0.35 | ol | 94 | 0.00403 | MV
122-AL1/20-ST1A 20.0 | 10.3 | 0.2376 | 0.344 | 0.41 | ol | 122 | 0.00403 | MV
149-AL1/24-ST1A 20.0 | 10.5 | 0.194 | 0.337 | 0.47 | ol | 149 | 0.00403 | MV
184-AL1/30-ST1A 20.0 | 10.75 | 0.1571 | 0.33 | 0.535 | ol | 184 | 0.00403 | MV
243-AL1/39-ST1A 20.0 | 11 | 0.1188 | 0.32 | 0.645 | ol | 243 | 0.00403 | MV
48-AL1/8-ST1A 110.0 | 8 | 0.5939 | 0.46 | 0.21 | ol | 48 | 0.00403 | HV
70-AL1/11-ST1A 110.0 | 8.4 | 0.4132 | 0.45 | 0.29 | ol | 70 | 0.00403 | HV
94-AL1/15-ST1A 110.0 | 8.65 | 0.306 | 0.44 | 0.35 | ol | 94 | 0.00403 | HV
122-AL1/20-ST1A 110.0 | 8.5 | 0.2376 | 0.43 | 0.41 | ol | 122 | 0.00403 | HV
149-AL1/24-ST1A 110.0 | 8.75 | 0.194 | 0.41 | 0.47 | ol | 149 | 0.00403 | HV
184-AL1/30-ST1A 110.0 | 8.8 | 0.1571 | 0.4 | 0.535 | ol | 184 | 0.00403 | HV
243-AL1/39-ST1A 110.0 | 9 | 0.1188 | 0.39 | 0.645 | ol | 243 | 0.00403 | HV
305-AL1/39-ST1A 110.0 | 9.2 | 0.0949 | 0.38 | 0.74 | ol | 305 | 0.00403 | HV
490-AL1/64-ST1A 110.0 | 9.75 | 0.059 | 0.37 | 0.96 | ol | 490 | 0.00403 | HV
679-AL1/86-ST1A 110.0 | 9.95 | 0.042 | 0.36 | 1.15 | ol | 679 | 0.00403 | HV
490-AL1/64-ST1A 220.0 | 10 | 0.059 | 0.285 | 0.96 | ol | 490 | 0.00403 | HV
679-AL1/86-ST1A 220.0 | 11.7 | 0.042 | 0.275 | 1.15 | ol | 679 | 0.00403 | HV
490-AL1/64-ST1A 380.0 | 11 | 0.059 | 0.253 | 0.96 | ol | 490 | 0.00403 | HV
679-AL1/86-ST1A 380.0 | 14.6 | 0.042 | 0.25 | 1.15 | ol | 679 | 0.00403 | HV

## trafo_std_types
| i0_percent | pfe_kw | vkr_percent | sn_mva | vn_lv_kv | vn_hv_kv | vk_percent | shift_degree | vector_group | tap_side | tap_neutral | tap_min | tap_max | tap_step_degree | tap_step_percent | tap_phase_shifter
160 MVA 380/110 kV | 0.06 | 60 | 0.25 | 160 | 110 | 380 | 12.2 | 0 | Yy0 | hv | 0 | -9 | 9 | 0 | 1.5 | FALSE
100 MVA 220/110 kV | 0.06 | 55 | 0.26 | 100 | 110 | 220 | 12 | 0 | Yy0 | hv | 0 | -9 | 9 | 0 | 1.5 | FALSE
63 MVA 110/20 kV | 0.04 | 22 | 0.32 | 63 | 20 | 110 | 18 | 150 | YNd5 | hv | 0 | -9 | 9 | 0 | 1.5 | FALSE
40 MVA 110/20 kV | 0.05 | 18 | 0.34 | 40 | 20 | 110 | 16.2 | 150 | YNd5 | hv | 0 | -9 | 9 | 0 | 1.5 | FALSE
25 MVA 110/20 kV | 0.07 | 14 | 0.41 | 25 | 20 | 110 | 12 | 150 | YNd5 | hv | 0 | -9 | 9 | 0 | 1.5 | FALSE
63 MVA 110/10 kV | 0.04 | 22 | 0.32 | 63 | 10 | 110 | 18 | 150 | YNd5 | hv | 0 | -9 | 9 | 0 | 1.5 | FALSE
40 MVA 110/10 kV | 0.05 | 18 | 0.34 | 40 | 10 | 110 | 16.2 | 150 | YNd5 | hv | 0 | -9 | 9 | 0 | 1.5 | FALSE
25 MVA 110/10 kV | 0.07 | 14 | 0.41 | 25 | 10 | 110 | 12 | 150 | YNd5 | hv | 0 | -9 | 9 | 0 | 1.5 | FALSE
0.25 MVA 20/0.4 kV | 0.32 | 0.8 | 1.44 | 0.25 | 0.4 | 20 | 6 | 150 | Yzn5 | hv | 0 | -2 | 2 | 0 | 2.5 | FALSE
0.4 MVA 20/0.4 kV | 0.3375 | 1.35 | 1.425 | 0.4 | 0.4 | 20 | 6 | 150 | Dyn5 | hv | 0 | -2 | 2 | 0 | 2.5 | FALSE
0.63 MVA 20/0.4 kV | 0.2619 | 1.65 | 1.206 | 0.63 | 0.4 | 20 | 6 | 150 | Dyn5 | hv | 0 | -2 | 2 | 0 | 2.5 | FALSE
0.25 MVA 10/0.4 kV | 0.24 | 0.6 | 1.2 | 0.25 | 0.4 | 10 | 4 | 150 | Dyn5 | hv | 0 | -2 | 2 | 0 | 2.5 | FALSE
0.4 MVA 10/0.4 kV | 0.2375 | 0.95 | 1.325 | 0.4 | 0.4 | 10 | 4 | 150 | Dyn5 | hv | 0 | -2 | 2 | 0 | 2.5 | FALSE
0.63 MVA 10/0.4 kV | 0.1873 | 1.18 | 1.0794 | 0.63 | 0.4 | 10 | 4 | 150 | Dyn5 | hv | 0 | -2 | 2 | 0 | 2.5 | FALSE

## trafo3w_std_types
| sn_hv_mva | sn_mv_mva | sn_lv_mva | vn_hv_kv | vn_mv_kv | vn_lv_kv | vk_hv_percent | vk_mv_percent | vk_lv_percent | vkr_hv_percent | vkr_mv_percent | vkr_lv_percent | pfe_kw | i0_percent | shift_mv_degree | shift_lv_degree | vector_group | tap_side | tap_neutral | tap_min | tap_max | tap_step_percent
63/25/38 MVA 110/20/10 kV | 63 | 25 | 38 | 110 | 20 | 10 | 10.4 | 10.4 | 10.4 | 0.28 | 0.32 | 0.35 | 35 | 0.89 | 0 | 0 | YN0yn0yn0 | hv | 0 | -10 | 10 | 1.2
63/25/38 MVA 110/10/10 kV | 63 | 25 | 38 | 110 | 10 | 10 | 10.4 | 10.4 | 10.4 | 0.28 | 0.32 | 0.35 | 35 | 0.89 | 0 | 0 | YN0yn0yn0 | hv | 0 | -10 | 10 | 1.2

## fuse_std_types
| fuse_type | i_rated_a | t_avg | t_min | t_total | x_avg | x_min | x_total
HV 100A | HV 100A | 100 | 0 | [10.0, 3.64, 0.854, 0.281, 0.1, 0.0531, 0.022, 0.01] | [10.0, 4.267, 1.21, 0.403, 0.1, 0.058, 0.022, 0.01] | 0 | [300.0, 350.0, 450.0, 550.0, 700.0, 850.0, 1200.0, 1752.0] | [600.0, 700.0, 900.0, 1150.0, 1665.0, 2000.0, 3000.0, 4313.0]
HV 10A | HV 10A | 10 | 0 | [10.0, 1675.0, 0.344, 0.156, 0.1, 0.0417, 0.0171, 0.01] | [10.0, 1.3, 0.3, 0.155, 0.1, 0.0555, 0.023, 0.01] | 0 | [30.0, 32.0, 35.0, 37.0, 39.0, 50.0, 70.0, 88.0] | [60.0, 70.0, 80.0, 87.0, 94.0, 110.0, 150.0, 216.0]
HV 125A | HV 125A | 125 | 0 | [10.0, 1.82, 0.344, 0.1, 0.0467, 0.0269, 0.01] | [10.0, 2.478, 0.426, 0.1, 0.0427, 0.0211, 0.01] | 0 | [375.0, 500.0, 700.0, 925.0, 1200.0, 1500.0, 2341.0] | [750.0, 1000.0, 1500.0, 2200.0, 3000.0, 4000.0, 5765.0]
HV 160A | HV 160A | 160 | 0 | [10.0, 4.15, 1.03, 0.198, 0.1, 0.051, 0.0172, 0.01] | [10.0, 2.3, 0.734, 0.274, 0.1, 0.046, 0.0177, 0.01] | 0 | [480.0, 550.0, 700.0, 1000.0, 1260.0, 1600.0, 2500.0, 3227.0] | [960.0, 1300.0, 1700.0, 2200.0, 2996.0, 4000.0, 6000.0, 7946.0]
HV 16A | HV 16A | 16 | 0 | [10.0, 0.352, 0.164, 0.1, 0.0649, 0.0342, 0.01] | [10.0, 2.34, 0.722, 0.181, 0.1, 0.055, 0.0296, 0.01] | 0 | [48.0, 60.0, 65.0, 71.0, 80.0, 100.0, 162.0] | [96.0, 110.0, 125.0, 150.0, 168.0, 200.0, 250.0, 398.0]
HV 200A | HV 200A | 200 | 0 | [10.0, 4.267, 1.21, 0.403, 0.1, 0.058, 0.022, 0.01] | [10.0, 3.73, 1.654, 0.328, 0.1, 0.0531, 0.019, 0.01] | 0 | [600.0, 700.0, 900.0, 1150.0, 1665.0, 2000.0, 3000.0, 4313.0] | [1200.0, 1500.0, 1800.0, 2700.0, 3960.0, 5000.0, 7500.0, 10620.0]
HV 20A | HV 20A | 20 | 0 | [10.0, 1.3, 0.3, 0.155, 0.1, 0.0555, 0.023, 0.01] | [10.0, 1.3, 0.161, 0.1, 0.0611, 0.0399, 0.0141, 0.01] | 0 | [60.0, 70.0, 80.0, 87.0, 94.0, 110.0, 150.0, 216.0] | [120.0, 150.0, 200.0, 223.0, 260.0, 300.0, 450.0, 532.0]
HV 25A | HV 25A | 25 | 0 | [10.0, 2.512, 0.833, 0.299, 0.1, 0.0372, 0.0223, 0.01] | [10.0, 3.125, 0.597, 0.198, 0.1, 0.0378, 0.022, 0.01] | 0 | [75.0, 82.0, 90.0, 100.0, 124.0, 170.0, 200.0, 289.0] | [150.0, 170.0, 210.0, 250.0, 294.0, 400.0, 500.0, 711.0]
HV 31.5A | HV 31.5A | 31.5 | 0 | [10.0, 2.34, 0.722, 0.181, 0.1, 0.055, 0.0296, 0.01] | [10.0, 2.84, 0.368, 0.164, 0.1, 0.0621, 0.0378, 0.0195, 0.01] | 0 | [95.0, 110.0, 125.0, 150.0, 165.0, 200.0, 250.0, 390.0] | [189.0, 220.0, 300.0, 350.0, 393.0, 450.0, 530.0, 700.0, 960.0]
HV 40A | HV 40A | 40 | 0 | [10.0, 1.3, 0.161, 0.1, 0.0611, 0.0399, 0.0141, 0.01] | [10.0, 2.05, 0.369, 0.198, 0.1, 0.051, 0.0298, 0.01] | 0 | [120.0, 150.0, 200.0, 223.0, 260.0, 300.0, 450.0, 532.0] | [240.0, 300.0, 400.0, 450.0, 530.0, 650.0, 800.0, 1311.0]
HV 50A | HV 50A | 50 | 0 | [10.0, 3.215, 0.597, 0.198, 0.1, 0.0378, 0.022, 0.01] | [10.0, 3.64, 0.854, 0.281, 0.1, 0.0531, 0.022, 0.01] | 0 | [150.0, 170.0, 210.0, 250.0, 294.0, 400.0, 500.0, 711.0] | [300.0, 350.0, 450.0, 550.0, 700.0, 850.0, 1200.0, 1752.0]
HV 6.3A | HV 6.3A | 6.3 | 0 | [10.0, 1.39, 0.344, 0.168, 0.1, 0.056, 0.0263, 0.01] | [10.0, 1.711, 0.516, 0.198, 0.1, 0.0634, 0.0303, 0.01] | 0 | [19.0, 19.5, 20.4, 20.8, 22.0, 25.0, 32.0, 48.0] | [38.0, 40.0, 43.0, 48.0, 53.0, 60.0, 75.0, 118.0]
HV 63A | HV 63A | 63 | 0 | [10.0, 2.84, 0.368, 0.164, 0.1, 0.0621, 0.0378, 0.0195, 0.01] | [10.0, 1.82, 0.344, 0.1, 0.0467, 0.0269, 0.01] | 0 | [189.0, 220.0, 300.0, 350.0, 393.0, 450.0, 530.0, 700.0, 961.0] | [378.0, 500.0, 700.0, 934.0, 1200.0, 1500.0, 2366.0]
HV 80A | HV 80A | 80 | 0 | [10.0, 2.05, 0.369, 0.198, 0.1, 0.051, 0.0298, 0.01] | [10.0, 4.15, 1.03, 0.198, 0.1, 0.051, 0.0172, 0.01] | 0 | [240.0, 300.0, 400.0, 450.0, 530.0, 650.0, 800.0, 1311.0] | [480.0, 550.0, 700.0, 1000.0, 1260.0, 1600.0, 2500.0, 3227.0]
Siemens NH-1-100 | Siemens NH-1-100 | 100 | [5400.0, 2000.0, 400.0, 20.0, 1.0, 0.2, 0.012, 0.004] | 0 | 0 | [150.0, 190.0, 250.0, 430.0, 900.0, 1250.0, 2700.0, 3600.0] | 0 | 0
Siemens NH-1-125 | Siemens NH-1-125 | 125 | [4800.0, 120.0, 7.0, 0.1, 0.004] | 0 | 0 | [180.0, 400.0, 740.0, 2000.0, 4250.0] | 0 | 0
Siemens NH-1-16 | Siemens NH-1-16 | 16 | [4000.0, 400.0, 2.0, 0.1, 0.04, 0.01] | 0 | 0 | [26.0, 35.0, 75.0, 150.0, 200.0, 300.0] | 0 | 0
Siemens NH-1-160 | Siemens NH-1-160 | 160 | [4800.0, 120.0, 7.0, 0.1, 0.004] | 0 | 0 | [210.0, 500.0, 900.0, 2300.0, 5000.0] | 0 | 0
Siemens NH-1-25 | Siemens NH-1-25 | 25 | [4000.0, 1000.0, 10.0, 0.2, 0.02, 0.01] | 0 | 0 | [40.0, 50.0, 100.0, 210.0, 400.0, 500.0] | 0 | 0
Siemens NH-1-50 | Siemens NH-1-50 | 50 | [4000.0, 40.0, 4.0, 1.0, 0.02, 0.01] | 0 | 0 | [86.0, 200.0, 300.0, 400.0, 1000.0, 1280.0] | 0 | 0
Siemens NH-1-63 | Siemens NH-1-63 | 63 | [4000.0, 100.0, 10.0, 2.0, 0.04, 0.01] | 0 | 0 | [100.0, 200.0, 300.0, 400.0, 1000.0, 1500.0] | 0 | 0
Siemens NH-1-80 | Siemens NH-1-80 | 80 | [4800.0, 120.0, 7.0, 0.1, 0.01] | 0 | 0 | [150.58, 250.0, 450.0, 1150.0, 2470.0] | 0 | 0
Siemens NH-2-1000 | Siemens NH-2-1000 | 1000 | [4800.0, 120.0, 7.0, 0.1, 0.004] | 0 | 0 | [1900.0, 3500.0, 8400.0, 24000.0, 52000.0] | 0 | 0
Siemens NH-2-200 | Siemens NH-2-200 | 200 | [4800.0, 120.0, 7.0, 0.1, 0.004] | 0 | 0 | [280.0, 650.0, 1200.0, 3000.0, 7000.0] | 0 | 0
Siemens NH-2-224 | Siemens NH-2-224 | 224 | [4800.0, 120.0, 7.0, 0.2, 0.04, 0.004] | 0 | 0 | [400.0, 750.0, 1453.0, 3025.0, 4315.0, 7600.0] | 0 | 0
Siemens NH-2-250 | Siemens NH-2-250 | 250 | [4800.0, 120.0, 7.0, 0.1, 0.004] | 0 | 0 | [450.0, 800.0, 1650.0, 4000.0, 8500.0] | 0 | 0
Siemens NH-2-315 | Siemens NH-2-315 | 315 | [4800.0, 120.0, 7.0, 0.1, 0.004] | 0 | 0 | [550.0, 920.0, 1900.0, 5000.0, 11000.0] | 0 | 0
Siemens NH-2-355 | Siemens NH-2-355 | 355 | [4800.0, 120.0, 6.0, 0.1, 0.004] | 0 | 0 | [650.0, 1116.27, 2350.0, 5840.0, 12790.0] | 0 | 0
Siemens NH-2-400 | Siemens NH-2-400 | 400 | [4800.0, 120.0, 7.0, 0.1, 0.004] | 0 | 0 | [720.0, 1350.0, 2800.0, 6500.0, 15000.0] | 0 | 0
Siemens NH-2-425 | Siemens NH-2-425 | 425 | [4800.0, 120.0, 7.0, 0.1, 0.004] | 0 | 0 | [850.0, 1500.0, 3050.0, 7500.0, 16500.0] | 0 | 0
Siemens NH-2-630 | Siemens NH-2-630 | 630 | [4800.0, 120.0, 7.0, 0.1, 0.004] | 0 | 0 | [1200.0, 2000.0, 4800.0, 12000.0, 26000.0] | 0 | 0

## dtypes
| element | column | dtype
0 | bus | name | object
1 | bus | vn_kv | float64
2 | bus | type | object
3 | bus | zone | object
4 | bus | in_service | bool
5 | load | name | object
6 | load | bus | uint32
7 | load | p_mw | float64
8 | load | q_mvar | float64
9 | load | const_z_percent | float64
10 | load | const_i_percent | float64
11 | load | sn_mva | float64
12 | load | scaling | float64
13 | load | in_service | bool
14 | load | type | object
15 | ext_grid | name | object
16 | ext_grid | bus | uint32
17 | ext_grid | vm_pu | float64
18 | ext_grid | va_degree | float64
19 | ext_grid | slack_weight | float64
20 | ext_grid | in_service | bool
21 | line | name | object
22 | line | std_type | object
23 | line | from_bus | uint32
24 | line | to_bus | uint32
25 | line | length_km | float64
26 | line | r_ohm_per_km | float64
27 | line | x_ohm_per_km | float64
28 | line | c_nf_per_km | float64
29 | line | g_us_per_km | float64
30 | line | max_i_ka | float64
31 | line | df | float64
32 | line | parallel | uint32
33 | line | type | object
34 | line | in_service | bool
35 | trafo | name | object
36 | trafo | std_type | object
37 | trafo | hv_bus | uint32
38 | trafo | lv_bus | uint32
39 | trafo | sn_mva | float64
40 | trafo | vn_hv_kv | float64
41 | trafo | vn_lv_kv | float64
42 | trafo | vk_percent | float64
43 | trafo | vkr_percent | float64
44 | trafo | pfe_kw | float64
45 | trafo | i0_percent | float64
46 | trafo | shift_degree | float64
47 | trafo | tap_side | object
48 | trafo | tap_neutral | int32
49 | trafo | tap_min | int32
50 | trafo | tap_max | int32
51 | trafo | tap_step_percent | float64
52 | trafo | tap_step_degree | float64
53 | trafo | tap_pos | int32
54 | trafo | tap_phase_shifter | bool
55 | trafo | parallel | uint32
56 | trafo | df | float64
57 | trafo | in_service | bool
58 | line_geodata | coords | object
59 | bus_geodata | x | float64
60 | bus_geodata | y | float64
61 | bus_geodata | coords | object

## parameters
| version | format_version | converged | OPF_converged | name | f_hz | sn_mva
0 | 2.14.6 | 2.14.0 | FALSE | FALSE |  | 50 | 1