## bus
| name | vn_kv | type | zone | in_service
0 | bus_LV_295-46_0_4_node_0 | 0.4 | n |  | TRUE
1 | bus_LV_295-46_0_4_node_1 | 0.4 | n |  | TRUE
2 | bus_LV_295-46_0_4_node_2 | 0.4 | n |  | TRUE
3 | bus_LV_295-46_0_4_node_3 | 0.4 | n |  | TRUE
4 | bus_LV_295-46_0_4_node_4 | 0.4 | n |  | TRUE
5 | bus_LV_295-46_0_4_node_5 | 0.4 | n |  | TRUE
6 | bus_LV_295-46_0_4_node_6 | 0.4 | n |  | TRUE
7 | bus_LV_295-46_0_4_node_7 | 0.4 | n |  | TRUE
8 | bus_LV_295-46_0_4_node_9 | 0.4 | n |  | TRUE
9 | bus_LV_295-46_0_4_node_10 | 0.4 | n |  | TRUE
10 | bus_LV_295-46_0_4_node_11 | 0.4 | n |  | TRUE
11 | bus_LV_295-46_0_4_node_12 | 0.4 | n |  | TRUE
12 | bus_LV_295-46_0_4_node_148 | 0.4 | n |  | TRUE
13 | bus_LV_295-46_0_4_node_8 | 0.4 | n |  | TRUE
14 | bus_LV_295-46_0_4_node_147 | 0.4 | n |  | TRUE
15 | bus_LV_295-46_0_4_node_30 | 0.4 | n |  | TRUE
16 | bus_LV_295-46_0_4_node_154 | 0.4 | n |  | TRUE
17 | bus_LV_295-46_0_4_node_145 | 0.4 | n |  | TRUE
18 | bus_LV_295-46_0_4_node_150 | 0.4 | n |  | TRUE
19 | bus_LV_295-46_0_4_node_144 | 0.4 | n |  | TRUE
20 | bus_LV_295-46_0_4_node_32 | 0.4 | n |  | TRUE
21 | bus_LV_295-46_0_4_node_141 | 0.4 | n |  | TRUE
22 | bus_LV_295-46_0_4_node_31 | 0.4 | n |  | TRUE
23 | bus_LV_295-46_0_4_node_29 | 0.4 | n |  | TRUE
24 | bus_LV_295-46_0_4_node_13 | 0.4 | n |  | TRUE
25 | bus_LV_295-46_0_4_node_14 | 0.4 | n |  | TRUE
26 | bus_LV_295-46_0_4_node_15 | 0.4 | n |  | TRUE
27 | bus_LV_295-46_0_4_node_16 | 0.4 | n |  | TRUE
28 | bus_LV_295-46_0_4_node_17 | 0.4 | n |  | TRUE
29 | bus_LV_295-46_0_4_node_18 | 0.4 | n |  | TRUE
30 | bus_LV_295-46_0_4_node_19 | 0.4 | n |  | TRUE
31 | bus_LV_295-46_0_4_node_21 | 0.4 | n |  | TRUE
32 | bus_LV_295-46_0_4_node_22 | 0.4 | n |  | TRUE
33 | bus_LV_295-46_0_4_node_26 | 0.4 | n |  | TRUE
34 | bus_LV_295-46_0_4_node_23 | 0.4 | n |  | TRUE
35 | bus_LV_295-46_0_4_node_20 | 0.4 | n |  | TRUE
36 | bus_LV_295-46_0_4_node_78 | 0.4 | n |  | TRUE
37 | bus_LV_295-46_0_4_node_79 | 0.4 | n |  | TRUE
38 | bus_LV_295-46_0_4_node_180 | 0.4 | n |  | TRUE
39 | bus_LV_295-46_0_4_node_28 | 0.4 | n |  | TRUE
40 | bus_LV_295-46_0_4_node_24 | 0.4 | n |  | TRUE
41 | bus_LV_295-46_0_4_node_81 | 0.4 | n |  | TRUE
42 | bus_LV_295-46_0_4_node_120 | 0.4 | n |  | TRUE
43 | bus_LV_295-46_0_4_node_181 | 0.4 | n |  | TRUE
44 | bus_LV_295-46_0_4_node_25 | 0.4 | n |  | TRUE
45 | bus_LV_295-46_0_4_node_27 | 0.4 | n |  | TRUE
46 | bus_LV_295-46_0_4_node_177 | 0.4 | n |  | TRUE
47 | bus_LV_295-46_0_4_node_175 | 0.4 | n |  | TRUE
48 | bus_LV_295-46_0_4_node_166 | 0.4 | n |  | TRUE
49 | bus_LV_295-46_0_4_node_178 | 0.4 | n |  | TRUE
50 | bus_LV_295-46_0_4_node_179 | 0.4 | n |  | TRUE
51 | bus_LV_295-46_0_4_node_176 | 0.4 | n |  | TRUE
52 | bus_LV_295-46_0_4_node_173 | 0.4 | n |  | TRUE
53 | bus_LV_295-46_0_4_node_164 | 0.4 | n |  | TRUE
54 | bus_LV_295-46_0_4_node_140 | 0.4 | n |  | TRUE
55 | bus_LV_295-46_0_4_node_33 | 0.4 | n |  | TRUE
56 | bus_LV_295-46_0_4_node_34 | 0.4 | n |  | TRUE
57 | bus_LV_295-46_0_4_node_35 | 0.4 | n |  | TRUE
58 | bus_LV_295-46_0_4_node_93 | 0.4 | n |  | TRUE
59 | bus_LV_295-46_0_4_node_41 | 0.4 | n |  | TRUE
60 | bus_LV_295-46_0_4_node_94 | 0.4 | n |  | TRUE
61 | bus_LV_295-46_0_4_node_56 | 0.4 | n |  | TRUE
62 | bus_LV_295-46_0_4_node_39 | 0.4 | n |  | TRUE
63 | bus_LV_295-46_0_4_node_92 | 0.4 | n |  | TRUE
64 | bus_LV_295-46_0_4_node_36 | 0.4 | n |  | TRUE
65 | bus_LV_295-46_0_4_node_37 | 0.4 | n |  | TRUE
66 | bus_LV_295-46_0_4_node_38 | 0.4 | n |  | TRUE
67 | bus_LV_295-46_0_4_node_40 | 0.4 | n |  | TRUE
68 | bus_LV_295-46_0_4_node_48 | 0.4 | n |  | TRUE
69 | bus_LV_295-46_0_4_node_49 | 0.4 | n |  | TRUE
70 | bus_LV_295-46_0_4_node_47 | 0.4 | n |  | TRUE
71 | bus_LV_295-46_0_4_node_42 | 0.4 | n |  | TRUE
72 | bus_LV_295-46_0_4_node_43 | 0.4 | n |  | TRUE
73 | bus_LV_295-46_0_4_node_45 | 0.4 | n |  | TRUE
74 | bus_LV_295-46_0_4_node_46 | 0.4 | n |  | TRUE
75 | bus_LV_295-46_0_4_node_171 | 0.4 | n |  | TRUE
76 | bus_LV_295-46_0_4_node_168 | 0.4 | n |  | TRUE
77 | bus_LV_295-46_0_4_node_50 | 0.4 | n |  | TRUE
78 | bus_LV_295-46_0_4_node_51 | 0.4 | n |  | TRUE
79 | bus_LV_295-46_0_4_node_52 | 0.4 | n |  | TRUE
80 | bus_LV_295-46_0_4_node_53 | 0.4 | n |  | TRUE
81 | bus_LV_295-46_0_4_node_54 | 0.4 | n |  | TRUE
82 | bus_LV_295-46_0_4_node_55 | 0.4 | n |  | TRUE
83 | bus_LV_295-46_0_4_node_123 | 0.4 | n |  | TRUE
84 | bus_LV_295-46_0_4_node_124 | 0.4 | n |  | TRUE
85 | bus_LV_295-46_0_4_node_203 | 0.4 | n |  | TRUE
86 | bus_LV_295-46_0_4_node_125 | 0.4 | n |  | TRUE
87 | bus_LV_295-46_0_4_node_126 | 0.4 | n |  | TRUE
88 | bus_LV_295-46_0_4_node_127 | 0.4 | n |  | TRUE
89 | bus_LV_295-46_0_4_node_204 | 0.4 | n |  | TRUE
90 | bus_LV_295-46_0_4_node_57 | 0.4 | n |  | TRUE
91 | bus_LV_295-46_0_4_node_58 | 0.4 | n |  | TRUE
92 | bus_LV_295-46_0_4_node_59 | 0.4 | n |  | TRUE
93 | bus_LV_295-46_0_4_node_60 | 0.4 | n |  | TRUE
94 | bus_LV_295-46_0_4_node_61 | 0.4 | n |  | TRUE
95 | bus_LV_295-46_0_4_node_62 | 0.4 | n |  | TRUE
96 | bus_LV_295-46_0_4_node_63 | 0.4 | n |  | TRUE
97 | bus_LV_295-46_0_4_node_67 | 0.4 | n |  | TRUE
98 | bus_LV_295-46_0_4_node_139 | 0.4 | n |  | TRUE
99 | bus_LV_295-46_0_4_node_138 | 0.4 | n |  | TRUE
100 | bus_LV_295-46_0_4_node_137 | 0.4 | n |  | TRUE
101 | bus_LV_295-46_0_4_node_64 | 0.4 | n |  | TRUE
102 | bus_LV_295-46_0_4_node_65 | 0.4 | n |  | TRUE
103 | bus_LV_295-46_0_4_node_66 | 0.4 | n |  | TRUE
104 | bus_LV_295-46_0_4_node_87 | 0.4 | n |  | TRUE
105 | bus_LV_295-46_0_4_node_85 | 0.4 | n |  | TRUE
106 | bus_LV_295-46_0_4_node_90 | 0.4 | n |  | TRUE
107 | bus_LV_295-46_0_4_node_86 | 0.4 | n |  | TRUE
108 | bus_LV_295-46_0_4_node_68 | 0.4 | n |  | TRUE
109 | bus_LV_295-46_0_4_node_69 | 0.4 | n |  | TRUE
110 | bus_LV_295-46_0_4_node_70 | 0.4 | n |  | TRUE
111 | bus_LV_295-46_0_4_node_71 | 0.4 | n |  | TRUE
112 | bus_LV_295-46_0_4_node_72 | 0.4 | n |  | TRUE
113 | bus_LV_295-46_0_4_node_73 | 0.4 | n |  | TRUE
114 | bus_LV_295-46_0_4_node_80 | 0.4 | n |  | TRUE
115 | bus_LV_295-46_0_4_node_74 | 0.4 | n |  | TRUE
116 | bus_LV_295-46_0_4_node_82 | 0.4 | n |  | TRUE
117 | bus_LV_295-46_0_4_node_75 | 0.4 | n |  | TRUE
118 | bus_LV_295-46_0_4_node_76 | 0.4 | n |  | TRUE
119 | bus_LV_295-46_0_4_node_77 | 0.4 | n |  | TRUE
120 | bus_LV_295-46_0_4_node_118 | 0.4 | n |  | TRUE
121 | bus_LV_295-46_0_4_node_121 | 0.4 | n |  | TRUE
122 | bus_LV_295-46_0_4_node_119 | 0.4 | n |  | TRUE
123 | bus_LV_295-46_0_4_node_83 | 0.4 | n |  | TRUE
124 | bus_LV_295-46_0_4_node_84 | 0.4 | n |  | TRUE
125 | bus_LV_295-46_0_4_node_200 | 0.4 | n |  | TRUE
126 | bus_LV_295-46_0_4_node_198 | 0.4 | n |  | TRUE
127 | bus_LV_295-46_0_4_node_199 | 0.4 | n |  | TRUE
128 | bus_LV_295-46_0_4_node_201 | 0.4 | n |  | TRUE
129 | bus_LV_295-46_0_4_node_88 | 0.4 | n |  | TRUE
130 | bus_LV_295-46_0_4_node_202 | 0.4 | n |  | TRUE
131 | bus_LV_295-46_0_4_node_91 | 0.4 | n |  | TRUE
132 | bus_LV_295-46_0_4_node_95 | 0.4 | n |  | TRUE
133 | bus_LV_295-46_0_4_node_96 | 0.4 | n |  | TRUE
134 | bus_LV_295-46_0_4_node_97 | 0.4 | n |  | TRUE
135 | bus_LV_295-46_0_4_node_98 | 0.4 | n |  | TRUE
136 | bus_LV_295-46_0_4_node_99 | 0.4 | n |  | TRUE
137 | bus_LV_295-46_0_4_node_104 | 0.4 | n |  | TRUE
138 | bus_LV_295-46_0_4_node_105 | 0.4 | n |  | TRUE
139 | bus_LV_295-46_0_4_node_101 | 0.4 | n |  | TRUE
140 | bus_LV_295-46_0_4_node_100 | 0.4 | n |  | TRUE
141 | bus_LV_295-46_0_4_node_102 | 0.4 | n |  | TRUE
142 | bus_LV_295-46_0_4_node_103 | 0.4 | n |  | TRUE
143 | bus_LV_295-46_0_4_node_108 | 0.4 | n |  | TRUE
144 | bus_LV_295-46_0_4_node_106 | 0.4 | n |  | TRUE
145 | bus_LV_295-46_0_4_node_114 | 0.4 | n |  | TRUE
146 | bus_LV_295-46_0_4_node_107 | 0.4 | n |  | TRUE
147 | bus_LV_295-46_0_4_node_109 | 0.4 | n |  | TRUE
148 | bus_LV_295-46_0_4_node_110 | 0.4 | n |  | TRUE
149 | bus_LV_295-46_0_4_node_111 | 0.4 | n |  | TRUE
150 | bus_LV_295-46_0_4_node_116 | 0.4 | n |  | TRUE
151 | bus_LV_295-46_0_4_node_115 | 0.4 | n |  | TRUE
152 | bus_LV_295-46_0_4_node_112 | 0.4 | n |  | TRUE
153 | bus_LV_295-46_0_4_node_113 | 0.4 | n |  | TRUE
154 | bus_LV_295-46_0_4_node_122 | 0.4 | n |  | TRUE
155 | bus_LV_295-46_0_4_node_156 | 0.4 | n |  | TRUE
156 | bus_LV_295-46_0_4_node_153 | 0.4 | n |  | TRUE
157 | bus_LV_295-46_0_4_node_128 | 0.4 | n |  | TRUE
158 | bus_LV_295-46_0_4_node_152 | 0.4 | n |  | TRUE
159 | bus_LV_295-46_0_4_node_129 | 0.4 | n |  | TRUE
160 | bus_LV_295-46_0_4_node_130 | 0.4 | n |  | TRUE
161 | bus_LV_295-46_0_4_node_131 | 0.4 | n |  | TRUE
162 | bus_LV_295-46_0_4_node_132 | 0.4 | n |  | TRUE
163 | bus_LV_295-46_0_4_node_133 | 0.4 | n |  | TRUE
164 | bus_LV_295-46_0_4_node_134 | 0.4 | n |  | TRUE
165 | bus_LV_295-46_0_4_node_135 | 0.4 | n |  | TRUE
166 | bus_LV_295-46_0_4_node_136 | 0.4 | n |  | TRUE
167 | bus_LV_295-46_0_4_node_142 | 0.4 | n |  | TRUE
168 | bus_LV_295-46_0_4_node_143 | 0.4 | n |  | TRUE
169 | bus_LV_295-46_0_4_node_146 | 0.4 | n |  | TRUE
170 | bus_LV_295-46_0_4_node_149 | 0.4 | n |  | TRUE
171 | bus_LV_295-46_0_4_node_151 | 0.4 | n |  | TRUE
172 | bus_LV_295-46_0_4_node_155 | 0.4 | n |  | TRUE
173 | bus_LV_295-46_0_4_node_157 | 0.4 | n |  | TRUE
174 | bus_LV_295-46_0_4_node_158 | 0.4 | n |  | TRUE
175 | bus_LV_295-46_0_4_node_159 | 0.4 | n |  | TRUE
176 | bus_LV_295-46_0_4_node_160 | 0.4 | n |  | TRUE
177 | bus_LV_295-46_0_4_node_161 | 0.4 | n |  | TRUE
178 | bus_LV_295-46_0_4_node_162 | 0.4 | n |  | TRUE
179 | bus_LV_295-46_0_4_node_163 | 0.4 | n |  | TRUE
180 | bus_LV_295-46_0_4_node_169 | 0.4 | n |  | TRUE
181 | bus_LV_295-46_0_4_node_170 | 0.4 | n |  | TRUE
182 | bus_LV_295-46_0_4_node_165 | 0.4 | n |  | TRUE
183 | bus_LV_295-46_0_4_node_167 | 0.4 | n |  | TRUE
184 | bus_LV_295-46_0_4_node_172 | 0.4 | n |  | TRUE
185 | bus_LV_295-46_0_4_node_174 | 0.4 | n |  | TRUE
186 | bus_LV_295-46_0_4_node_184 | 0.4 | n |  | TRUE
187 | bus_LV_295-46_0_4_node_186 | 0.4 | n |  | TRUE
188 | bus_LV_295-46_0_4_node_182 | 0.4 | n |  | TRUE
189 | bus_LV_295-46_0_4_node_183 | 0.4 | n |  | TRUE
190 | bus_LV_295-46_0_4_node_185 | 0.4 | n |  | TRUE
191 | bus_LV_295-46_0_4_node_187 | 0.4 | n |  | TRUE
192 | bus_LV_295-46_0_4_node_188 | 0.4 | n |  | TRUE
193 | bus_LV_295-46_0_4_node_189 | 0.4 | n |  | TRUE
194 | bus_LV_295-46_0_4_node_192 | 0.4 | n |  | TRUE
195 | bus_LV_295-46_0_4_node_190 | 0.4 | n |  | TRUE
196 | bus_LV_295-46_0_4_node_191 | 0.4 | n |  | TRUE
197 | bus_LV_295-46_0_4_node_194 | 0.4 | n |  | TRUE
198 | bus_LV_295-46_0_4_node_195 | 0.4 | n |  | TRUE
199 | bus_LV_295-46_0_4_node_196 | 0.4 | n |  | TRUE
200 | bus_MV_578_1_node_136 | 20 | n |  | TRUE

## load
| name | bus | p_mw | q_mvar | const_z_percent | const_i_percent | sn_mva | scaling | in_service | type
0 | LV_295-46_0_4_load_0 | 0 | 0.0080607 | 0.0020202 | 0 | 0 |  | 1 | TRUE | wye
1 | LV_295-46_0_4_load_4 | 4 | 0.0019872 | 0.00049804 | 0 | 0 |  | 1 | TRUE | wye
2 | LV_295-46_0_4_load_6 | 6 | 0.0011255 | 0.00028209 | 0 | 0 |  | 1 | TRUE | wye
3 | LV_295-46_0_4_load_7 | 7 | 0.0035904 | 0.00089984 | 0 | 0 |  | 1 | TRUE | wye
4 | LV_295-46_0_4_load_9 | 8 | 0.0018881 | 0.00047321 | 0 | 0 |  | 1 | TRUE | wye
5 | LV_295-46_0_4_load_10 | 9 | 0.0087105 | 0.0021831 | 0 | 0 |  | 1 | TRUE | wye
6 | LV_295-46_0_4_load_11 | 10 | 0.013673 | 0.0034269 | 0 | 0 |  | 1 | TRUE | wye
7 | LV_295-46_0_4_load_12 | 11 | 0.00030619 | 7.6739e-05 | 0 | 0 |  | 1 | TRUE | wye
8 | LV_295-46_0_4_load_8 | 13 | 0.0023561 | 0.0005905 | 0 | 0 |  | 1 | TRUE | wye
9 | LV_295-46_0_4_load_145 | 17 | 0.0010414 | 0.00026099 | 0 | 0 |  | 1 | TRUE | wye
10 | LV_295-46_0_4_load_150 | 18 | 0.0017506 | 0.00043873 | 0 | 0 |  | 1 | TRUE | wye
11 | LV_295-46_0_4_load_141 | 21 | 0.0013926 | 0.00034901 | 0 | 0 |  | 1 | TRUE | wye
12 | LV_295-46_0_4_load_31 | 22 | 0.00034624 | 8.6776e-05 | 0 | 0 |  | 1 | TRUE | wye
13 | LV_295-46_0_4_load_13 | 24 | 0.0019728 | 0.00049442 | 0 | 0 |  | 1 | TRUE | wye
14 | LV_295-46_0_4_load_14 | 25 | 0.0036638 | 0.00091823 | 0 | 0 |  | 1 | TRUE | wye
15 | LV_295-46_0_4_load_21 | 31 | 0.00037401 | 9.3736e-05 | 0 | 0 |  | 1 | TRUE | wye
16 | LV_295-46_0_4_load_22 | 32 | 0.0013082 | 0.00032786 | 0 | 0 |  | 1 | TRUE | wye
17 | LV_295-46_0_4_load_26 | 33 | 0.0015541 | 0.00038949 | 0 | 0 |  | 1 | TRUE | wye
18 | LV_295-46_0_4_load_23 | 34 | 0.0028877 | 0.00072371 | 0 | 0 |  | 1 | TRUE | wye
19 | LV_295-46_0_4_load_78 | 36 | 0.0003833 | 9.6063e-05 | 0 | 0 |  | 1 | TRUE | wye
20 | LV_295-46_0_4_load_79 | 37 | 0.00015087 | 3.7811e-05 | 0 | 0 |  | 1 | TRUE | wye
21 | LV_295-46_0_4_load_180 | 38 | 0.00033664 | 8.4371e-05 | 0 | 0 |  | 1 | TRUE | wye
22 | LV_295-46_0_4_load_28 | 39 | 0.0049753 | 0.0012469 | 0 | 0 |  | 1 | TRUE | wye
23 | LV_295-46_0_4_load_24 | 40 | 0.0063782 | 0.0015985 | 0 | 0 |  | 1 | TRUE | wye
24 | LV_295-46_0_4_load_81 | 41 | 0.0014769 | 0.00037015 | 0 | 0 |  | 1 | TRUE | wye
25 | LV_295-46_0_4_load_181 | 43 | 8.7884e-05 | 2.2026e-05 | 0 | 0 |  | 1 | TRUE | wye
26 | LV_295-46_0_4_load_25 | 44 | 0.0019187 | 0.00048088 | 0 | 0 |  | 1 | TRUE | wye
27 | LV_295-46_0_4_load_166 | 48 | 0.0061523 | 0.0015419 | 0 | 0 |  | 1 | TRUE | wye
28 | LV_295-46_0_4_load_178 | 49 | 0.0043483 | 0.0010898 | 0 | 0 |  | 1 | TRUE | wye
29 | LV_295-46_0_4_load_179 | 50 | 0.0021729 | 0.00054459 | 0 | 0 |  | 1 | TRUE | wye
30 | LV_295-46_0_4_load_176 | 51 | 0.00049397 | 0.0001238 | 0 | 0 |  | 1 | TRUE | wye
31 | LV_295-46_0_4_load_173 | 52 | 0.0029897 | 0.00074929 | 0 | 0 |  | 1 | TRUE | wye
32 | LV_295-46_0_4_load_164 | 53 | 0.0056427 | 0.0014142 | 0 | 0 |  | 1 | TRUE | wye
33 | LV_295-46_0_4_load_140 | 54 | 0.0010964 | 0.00027477 | 0 | 0 |  | 1 | TRUE | wye
34 | LV_295-46_0_4_load_33 | 55 | 0.0018613 | 0.00046648 | 0 | 0 |  | 1 | TRUE | wye
35 | LV_295-46_0_4_load_34 | 56 | 0.00067472 | 0.0001691 | 0 | 0 |  | 1 | TRUE | wye
36 | LV_295-46_0_4_load_94 | 60 | 0.0022685 | 0.00056855 | 0 | 0 |  | 1 | TRUE | wye
37 | LV_295-46_0_4_load_56 | 61 | 0.0021872 | 0.00054817 | 0 | 0 |  | 1 | TRUE | wye
38 | LV_295-46_0_4_load_39 | 62 | 0.002167 | 0.00054311 | 0 | 0 |  | 1 | TRUE | wye
39 | LV_295-46_0_4_load_92 | 63 | 0.0025286 | 0.00063373 | 0 | 0 |  | 1 | TRUE | wye
40 | LV_295-46_0_4_load_36 | 64 | 0.010803 | 0.0027074 | 0 | 0 |  | 1 | TRUE | wye
41 | LV_295-46_0_4_load_38 | 66 | 0.0014965 | 0.00037507 | 0 | 0 |  | 1 | TRUE | wye
42 | LV_295-46_0_4_load_40 | 67 | 0.0034047 | 0.00085331 | 0 | 0 |  | 1 | TRUE | wye
43 | LV_295-46_0_4_load_49 | 69 | 0.00095223 | 0.00023865 | 0 | 0 |  | 1 | TRUE | wye
44 | LV_295-46_0_4_load_47 | 70 | 0.0037945 | 0.000951 | 0 | 0 |  | 1 | TRUE | wye
45 | LV_295-46_0_4_load_42 | 71 | 0.0046738 | 0.0011714 | 0 | 0 |  | 1 | TRUE | wye
46 | LV_295-46_0_4_load_45 | 73 | 0.0012379 | 0.00031024 | 0 | 0 |  | 1 | TRUE | wye
47 | LV_295-46_0_4_load_46 | 74 | 0.0013725 | 0.00034397 | 0 | 0 |  | 1 | TRUE | wye
48 | LV_295-46_0_4_load_171 | 75 | 0.0011141 | 0.00027922 | 0 | 0 |  | 1 | TRUE | wye
49 | LV_295-46_0_4_load_168 | 76 | 0.0011263 | 0.00028229 | 0 | 0 |  | 1 | TRUE | wye
50 | LV_295-46_0_4_load_50 | 77 | 0.0025835 | 0.00064749 | 0 | 0 |  | 1 | TRUE | wye
51 | LV_295-46_0_4_load_52 | 79 | 0.0024066 | 0.00060314 | 0 | 0 |  | 1 | TRUE | wye
52 | LV_295-46_0_4_load_55 | 82 | 0.0010303 | 0.00025821 | 0 | 0 |  | 1 | TRUE | wye
53 | LV_295-46_0_4_load_124 | 84 | 0.0013749 | 0.00034458 | 0 | 0 |  | 1 | TRUE | wye
54 | LV_295-46_0_4_load_203 | 85 | 0.0012356 | 0.00030966 | 0 | 0 |  | 1 | TRUE | wye
55 | LV_295-46_0_4_load_125 | 86 | 0.00351 | 0.00087968 | 0 | 0 |  | 1 | TRUE | wye
56 | LV_295-46_0_4_load_127 | 88 | 0.0016882 | 0.0004231 | 0 | 0 |  | 1 | TRUE | wye
57 | LV_295-46_0_4_load_204 | 89 | 0.00079988 | 0.00020047 | 0 | 0 |  | 1 | TRUE | wye
58 | LV_295-46_0_4_load_57 | 90 | 0.00040244 | 0.00010086 | 0 | 0 |  | 1 | TRUE | wye
59 | LV_295-46_0_4_load_58 | 91 | 0.0025601 | 0.00064163 | 0 | 0 |  | 1 | TRUE | wye
60 | LV_295-46_0_4_load_61 | 94 | 0.00039969 | 0.00010017 | 0 | 0 |  | 1 | TRUE | wye
61 | LV_295-46_0_4_load_62 | 95 | 0.00029187 | 7.315e-05 | 0 | 0 |  | 1 | TRUE | wye
62 | LV_295-46_0_4_load_67 | 97 | 0.00084088 | 0.00021074 | 0 | 0 |  | 1 | TRUE | wye
63 | LV_295-46_0_4_load_139 | 98 | 0.0019822 | 0.00049678 | 0 | 0 |  | 1 | TRUE | wye
64 | LV_295-46_0_4_load_138 | 99 | 0.0017839 | 0.00044709 | 0 | 0 |  | 1 | TRUE | wye
65 | LV_295-46_0_4_load_137 | 100 | 0.0017081 | 0.00042808 | 0 | 0 |  | 1 | TRUE | wye
66 | LV_295-46_0_4_load_65 | 102 | 0.00024119 | 6.0448e-05 | 0 | 0 |  | 1 | TRUE | wye
67 | LV_295-46_0_4_load_66 | 103 | 0.0016781 | 0.00042058 | 0 | 0 |  | 1 | TRUE | wye
68 | LV_295-46_0_4_load_87 | 104 | 0.00042462 | 0.00010642 | 0 | 0 |  | 1 | TRUE | wye
69 | LV_295-46_0_4_load_90 | 106 | 0.00015651 | 3.9224e-05 | 0 | 0 |  | 1 | TRUE | wye
70 | LV_295-46_0_4_load_86 | 107 | 0.00079733 | 0.00019983 | 0 | 0 |  | 1 | TRUE | wye
71 | LV_295-46_0_4_load_68 | 108 | 0.016335 | 0.0040939 | 0 | 0 |  | 1 | TRUE | wye
72 | LV_295-46_0_4_load_69 | 109 | 0.0020981 | 0.00052584 | 0 | 0 |  | 1 | TRUE | wye
73 | LV_295-46_0_4_load_70 | 110 | 0.0086336 | 0.0021638 | 0 | 0 |  | 1 | TRUE | wye
74 | LV_295-46_0_4_load_72 | 112 | 0.015864 | 0.0039758 | 0 | 0 |  | 1 | TRUE | wye
75 | LV_295-46_0_4_load_74 | 115 | 0.0019337 | 0.00048464 | 0 | 0 |  | 1 | TRUE | wye
76 | LV_295-46_0_4_load_82 | 116 | 0.0045865 | 0.0011495 | 0 | 0 |  | 1 | TRUE | wye
77 | LV_295-46_0_4_load_76 | 118 | 0.0094151 | 0.0023596 | 0 | 0 |  | 1 | TRUE | wye
78 | LV_295-46_0_4_load_77 | 119 | 0.0029382 | 0.00073639 | 0 | 0 |  | 1 | TRUE | wye
79 | LV_295-46_0_4_load_118 | 120 | 0.0039344 | 0.00098605 | 0 | 0 |  | 1 | TRUE | wye
80 | LV_295-46_0_4_load_121 | 121 | 0.00015964 | 4.0011e-05 | 0 | 0 |  | 1 | TRUE | wye
81 | LV_295-46_0_4_load_119 | 122 | 0.00025823 | 6.472e-05 | 0 | 0 |  | 1 | TRUE | wye
82 | LV_295-46_0_4_load_83 | 123 | 0.0013137 | 0.00032924 | 0 | 0 |  | 1 | TRUE | wye
83 | LV_295-46_0_4_load_84 | 124 | 0.00093584 | 0.00023454 | 0 | 0 |  | 1 | TRUE | wye
84 | LV_295-46_0_4_load_198 | 126 | 0.0045693 | 0.0011452 | 0 | 0 |  | 1 | TRUE | wye
85 | LV_295-46_0_4_load_199 | 127 | 0.00048396 | 0.00012129 | 0 | 0 |  | 1 | TRUE | wye
86 | LV_295-46_0_4_load_88 | 129 | 0.00063516 | 0.00015919 | 0 | 0 |  | 1 | TRUE | wye
87 | LV_295-46_0_4_load_202 | 130 | 0.0013074 | 0.00032766 | 0 | 0 |  | 1 | TRUE | wye
88 | LV_295-46_0_4_load_91 | 131 | 0.00041132 | 0.00010309 | 0 | 0 |  | 1 | TRUE | wye
89 | LV_295-46_0_4_load_95 | 132 | 0.0061936 | 0.0015523 | 0 | 0 |  | 1 | TRUE | wye
90 | LV_295-46_0_4_load_96 | 133 | 0.0024396 | 0.00061142 | 0 | 0 |  | 1 | TRUE | wye
91 | LV_295-46_0_4_load_97 | 134 | 0.00099005 | 0.00024813 | 0 | 0 |  | 1 | TRUE | wye
92 | LV_295-46_0_4_load_98 | 135 | 0.00040631 | 0.00010183 | 0 | 0 |  | 1 | TRUE | wye
93 | LV_295-46_0_4_load_104 | 137 | 0.00056405 | 0.00014136 | 0 | 0 |  | 1 | TRUE | wye
94 | LV_295-46_0_4_load_105 | 138 | 0.00031923 | 8.0007e-05 | 0 | 0 |  | 1 | TRUE | wye
95 | LV_295-46_0_4_load_100 | 140 | 0.00092456 | 0.00023172 | 0 | 0 |  | 1 | TRUE | wye
96 | LV_295-46_0_4_load_103 | 142 | 0.0015216 | 0.00038134 | 0 | 0 |  | 1 | TRUE | wye
97 | LV_295-46_0_4_load_108 | 143 | 0.0014654 | 0.00036726 | 0 | 0 |  | 1 | TRUE | wye
98 | LV_295-46_0_4_load_106 | 144 | 0.001075 | 0.00026942 | 0 | 0 |  | 1 | TRUE | wye
99 | LV_295-46_0_4_load_114 | 145 | 0.00087974 | 0.00022048 | 0 | 0 |  | 1 | TRUE | wye
100 | LV_295-46_0_4_load_107 | 146 | 0.00069463 | 0.00017409 | 0 | 0 |  | 1 | TRUE | wye
101 | LV_295-46_0_4_load_109 | 147 | 0.000246 | 6.1653e-05 | 0 | 0 |  | 1 | TRUE | wye
102 | LV_295-46_0_4_load_110 | 148 | 0.00056559 | 0.00014175 | 0 | 0 |  | 1 | TRUE | wye
103 | LV_295-46_0_4_load_111 | 149 | 0.0001302 | 3.2632e-05 | 0 | 0 |  | 1 | TRUE | wye
104 | LV_295-46_0_4_load_115 | 151 | 0.00013314 | 3.3369e-05 | 0 | 0 |  | 1 | TRUE | wye
105 | LV_295-46_0_4_load_112 | 152 | 0.00040661 | 0.00010191 | 0 | 0 |  | 1 | TRUE | wye
106 | LV_295-46_0_4_load_113 | 153 | 0.000679 | 0.00017017 | 0 | 0 |  | 1 | TRUE | wye
107 | LV_295-46_0_4_load_122 | 154 | 0.00024613 | 6.1686e-05 | 0 | 0 |  | 1 | TRUE | wye
108 | LV_295-46_0_4_load_156 | 155 | 0.0016816 | 0.00042145 | 0 | 0 |  | 1 | TRUE | wye
109 | LV_295-46_0_4_load_153 | 156 | 0.00156 | 0.00039097 | 0 | 0 |  | 1 | TRUE | wye
110 | LV_295-46_0_4_load_128 | 157 | 0.0017613 | 0.00044143 | 0 | 0 |  | 1 | TRUE | wye
111 | LV_295-46_0_4_load_152 | 158 | 0.0013361 | 0.00033485 | 0 | 0 |  | 1 | TRUE | wye
112 | LV_295-46_0_4_load_129 | 159 | 0.0030375 | 0.00076127 | 0 | 0 |  | 1 | TRUE | wye
113 | LV_295-46_0_4_load_130 | 160 | 0.0025846 | 0.00064775 | 0 | 0 |  | 1 | TRUE | wye
114 | LV_295-46_0_4_load_131 | 161 | 0.0030106 | 0.00075453 | 0 | 0 |  | 1 | TRUE | wye
115 | LV_295-46_0_4_load_132 | 162 | 0.0016867 | 0.00042272 | 0 | 0 |  | 1 | TRUE | wye
116 | LV_295-46_0_4_load_133 | 163 | 0.0021986 | 0.00055101 | 0 | 0 |  | 1 | TRUE | wye
117 | LV_295-46_0_4_load_134 | 164 | 0.0013807 | 0.00034604 | 0 | 0 |  | 1 | TRUE | wye
118 | LV_295-46_0_4_load_135 | 165 | 0.0018456 | 0.00046254 | 0 | 0 |  | 1 | TRUE | wye
119 | LV_295-46_0_4_load_136 | 166 | 0.0022163 | 0.00055545 | 0 | 0 |  | 1 | TRUE | wye
120 | LV_295-46_0_4_load_142 | 167 | 0.0016349 | 0.00040974 | 0 | 0 |  | 1 | TRUE | wye
121 | LV_295-46_0_4_load_143 | 168 | 0.0023727 | 0.00059466 | 0 | 0 |  | 1 | TRUE | wye
122 | LV_295-46_0_4_load_146 | 169 | 0.0014094 | 0.00035322 | 0 | 0 |  | 1 | TRUE | wye
123 | LV_295-46_0_4_load_149 | 170 | 0.0011719 | 0.00029371 | 0 | 0 |  | 1 | TRUE | wye
124 | LV_295-46_0_4_load_151 | 171 | 0.0025211 | 0.00063185 | 0 | 0 |  | 1 | TRUE | wye
125 | LV_295-46_0_4_load_155 | 172 | 0.0034672 | 0.00086895 | 0 | 0 |  | 1 | TRUE | wye
126 | LV_295-46_0_4_load_157 | 173 | 0.0083697 | 0.0020976 | 0 | 0 |  | 1 | TRUE | wye
127 | LV_295-46_0_4_load_158 | 174 | 0.0044347 | 0.0011115 | 0 | 0 |  | 1 | TRUE | wye
128 | LV_295-46_0_4_load_159 | 175 | 0.0017196 | 0.00043098 | 0 | 0 |  | 1 | TRUE | wye
129 | LV_295-46_0_4_load_161 | 177 | 0.0017568 | 0.00044029 | 0 | 0 |  | 1 | TRUE | wye
130 | LV_295-46_0_4_load_162 | 178 | 0.0012076 | 0.00030265 | 0 | 0 |  | 1 | TRUE | wye
131 | LV_295-46_0_4_load_163 | 179 | 0.0016728 | 0.00041926 | 0 | 0 |  | 1 | TRUE | wye
132 | LV_295-46_0_4_load_169 | 180 | 0.001614 | 0.0004045 | 0 | 0 |  | 1 | TRUE | wye
133 | LV_295-46_0_4_load_170 | 181 | 0.0017499 | 0.00043856 | 0 | 0 |  | 1 | TRUE | wye
134 | LV_295-46_0_4_load_165 | 182 | 0.0056866 | 0.0014252 | 0 | 0 |  | 1 | TRUE | wye
135 | LV_295-46_0_4_load_167 | 183 | 0.0037022 | 0.00092785 | 0 | 0 |  | 1 | TRUE | wye
136 | LV_295-46_0_4_load_172 | 184 | 0.00042485 | 0.00010648 | 0 | 0 |  | 1 | TRUE | wye
137 | LV_295-46_0_4_load_174 | 185 | 0.00065967 | 0.00016533 | 0 | 0 |  | 1 | TRUE | wye
138 | LV_295-46_0_4_load_186 | 187 | 0.0039085 | 0.00097956 | 0 | 0 |  | 1 | TRUE | wye
139 | LV_295-46_0_4_load_182 | 188 | 0.0013632 | 0.00034165 | 0 | 0 |  | 1 | TRUE | wye
140 | LV_295-46_0_4_load_183 | 189 | 0.0015571 | 0.00039024 | 0 | 0 |  | 1 | TRUE | wye
141 | LV_295-46_0_4_load_185 | 190 | 0.0010647 | 0.00026684 | 0 | 0 |  | 1 | TRUE | wye
142 | LV_295-46_0_4_load_187 | 191 | 0.0033174 | 0.00083142 | 0 | 0 |  | 1 | TRUE | wye
143 | LV_295-46_0_4_load_188 | 192 | 0.0017045 | 0.0004272 | 0 | 0 |  | 1 | TRUE | wye
144 | LV_295-46_0_4_load_189 | 193 | 0.0040723 | 0.0010206 | 0 | 0 |  | 1 | TRUE | wye
145 | LV_295-46_0_4_load_192 | 194 | 0.0032665 | 0.00081865 | 0 | 0 |  | 1 | TRUE | wye
146 | LV_295-46_0_4_load_190 | 195 | 0.0047024 | 0.0011785 | 0 | 0 |  | 1 | TRUE | wye
147 | LV_295-46_0_4_load_191 | 196 | 0.0018309 | 0.00045887 | 0 | 0 |  | 1 | TRUE | wye
148 | LV_295-46_0_4_load_194 | 197 | 0.0026625 | 0.00066729 | 0 | 0 |  | 1 | TRUE | wye
149 | LV_295-46_0_4_load_195 | 198 | 0.0018275 | 0.00045802 | 0 | 0 |  | 1 | TRUE | wye
150 | LV_295-46_0_4_load_196 | 199 | 0.0049467 | 0.0012398 | 0 | 0 |  | 1 | TRUE | wye

## ext_grid
| name | bus | vm_pu | va_degree | slack_weight | in_service
0 |  | 11 | 1 | 0 | 1 | TRUE

## line
| name | std_type | from_bus | to_bus | length_km | r_ohm_per_km | x_ohm_per_km | c_nf_per_km | g_us_per_km | max_i_ka | df | parallel | type | in_service
0 | LV_295-46_0_4_line_0 |  | 0 | 1 | 0.010371 | 0.125 | 0.08 | 261 | 0 | 0.364 | 1 | 2 | cs | TRUE
1 | LV_295-46_0_4_line_1 |  | 0 | 2 | 0.019784 | 0.125 | 0.08 | 261 | 0 | 0.364 | 1 | 2 | cs | TRUE
2 | LV_295-46_0_4_line_2 |  | 1 | 3 | 0.031636 | 0.125 | 0.08 | 261 | 0 | 0.364 | 1 | 2 | cs | TRUE
3 | LV_295-46_0_4_line_3 |  | 1 | 4 | 0.0034439 | 0.125 | 0.08 | 261 | 0 | 0.364 | 1 | 1 | cs | TRUE
4 | LV_295-46_0_4_line_4 |  | 2 | 5 | 0.037262 | 0.125 | 0.08 | 261 | 0 | 0.364 | 1 | 1 | cs | TRUE
5 | LV_295-46_0_4_line_5 |  | 2 | 6 | 0.016723 | 0.125 | 0.08 | 261 | 0 | 0.364 | 1 | 2 | cs | TRUE
6 | LV_295-46_0_4_line_6 |  | 3 | 7 | 0.011504 | 0.125 | 0.08 | 261 | 0 | 0.364 | 1 | 2 | cs | TRUE
7 | LV_295-46_0_4_line_7 |  | 4 | 8 | 0.021296 | 0.125 | 0.08 | 261 | 0 | 0.364 | 1 | 1 | cs | TRUE
8 | LV_295-46_0_4_line_8 |  | 5 | 9 | 0.01903 | 0.125 | 0.08 | 261 | 0 | 0.364 | 1 | 1 | cs | TRUE
9 | LV_295-46_0_4_line_9 |  | 5 | 10 | 0.026984 | 0.125 | 0.08 | 261 | 0 | 0.364 | 1 | 1 | cs | TRUE
10 | LV_295-46_0_4_line_10 |  | 6 | 11 | 0.024542 | 0.125 | 0.08 | 261 | 0 | 0.364 | 1 | 2 | cs | TRUE
11 | LV_295-46_0_4_line_11 |  | 7 | 12 | 0.0037391 | 0.125 | 0.08 | 261 | 0 | 0.364 | 1 | 2 | cs | TRUE
12 | LV_295-46_0_4_line_12 |  | 11 | 15 | 0.017546 | 0.125 | 0.08 | 261 | 0 | 0.364 | 1 | 2 | cs | TRUE
13 | LV_295-46_0_4_line_13 |  | 12 | 16 | 0.017177 | 0.125 | 0.08 | 261 | 0 | 0.364 | 1 | 2 | cs | TRUE
14 | LV_295-46_0_4_line_14 |  | 12 | 17 | 0.012964 | 0.125 | 0.08 | 261 | 0 | 0.364 | 1 | 1 | cs | TRUE
15 | LV_295-46_0_4_line_15 |  | 13 | 14 | 0.0086656 | 0.125 | 0.08 | 261 | 0 | 0.364 | 1 | 1 | cs | TRUE
16 | LV_295-46_0_4_line_16 |  | 14 | 18 | 0.018881 | 0.125 | 0.08 | 261 | 0 | 0.364 | 1 | 1 | cs | TRUE
17 | LV_295-46_0_4_line_17 |  | 14 | 19 | 0.008994 | 0.125 | 0.08 | 261 | 0 | 0.364 | 1 | 1 | cs | TRUE
18 | LV_295-46_0_4_line_18 |  | 15 | 23 | 0.00728 | 0.125 | 0.08 | 261 | 0 | 0.364 | 1 | 2 | cs | TRUE
19 | LV_295-46_0_4_line_19 |  | 16 | 172 | 0.016421 | 0.125 | 0.08 | 261 | 0 | 0.364 | 1 | 1 | cs | TRUE
20 | LV_295-46_0_4_line_20 |  | 16 | 158 | 0.020093 | 0.125 | 0.08 | 261 | 0 | 0.364 | 1 | 2 | cs | TRUE
21 | LV_295-46_0_4_line_21 |  | 17 | 168 | 0.0027338 | 0.125 | 0.08 | 261 | 0 | 0.364 | 1 | 1 | cs | TRUE
22 | LV_295-46_0_4_line_22 |  | 19 | 169 | 0.0088464 | 0.125 | 0.08 | 261 | 0 | 0.364 | 1 | 1 | cs | TRUE
23 | LV_295-46_0_4_line_23 |  | 19 | 167 | 0.006363 | 0.125 | 0.08 | 261 | 0 | 0.364 | 1 | 1 | cs | TRUE
24 | LV_295-46_0_4_line_24 |  | 20 | 21 | 0.012866 | 0.125 | 0.08 | 261 | 0 | 0.364 | 1 | 1 | cs | TRUE
25 | LV_295-46_0_4_line_25 |  | 20 | 22 | 0.016708 | 0.125 | 0.08 | 261 | 0 | 0.364 | 1 | 1 | cs | TRUE
26 | LV_295-46_0_4_line_26 |  | 21 | 54 | 0.027665 | 0.125 | 0.08 | 261 | 0 | 0.364 | 1 | 1 | cs | TRUE
27 | LV_295-46_0_4_line_27 |  | 22 | 23 | 0.0046039 | 0.125 | 0.08 | 261 | 0 | 0.364 | 1 | 1 | cs | TRUE
28 | LV_295-46_0_4_line_28 |  | 23 | 32 | 0.01704 | 0.125 | 0.08 | 261 | 0 | 0.364 | 1 | 2 | cs | TRUE
29 | LV_295-46_0_4_line_29 |  | 24 | 25 | 0.00039324 | 0.125 | 0.08 | 261 | 0 | 0.364 | 1 | 1 | cs | TRUE
30 | LV_295-46_0_4_line_30 |  | 24 | 26 | 0.0095007 | 0.125 | 0.08 | 261 | 0 | 0.364 | 1 | 1 | cs | TRUE
31 | LV_295-46_0_4_line_31 |  | 25 | 27 | 0.012346 | 0.125 | 0.08 | 261 | 0 | 0.364 | 1 | 1 | cs | TRUE
32 | LV_295-46_0_4_line_32 |  | 26 | 28 | 0.026178 | 0.125 | 0.08 | 261 | 0 | 0.364 | 1 | 2 | cs | TRUE
33 | LV_295-46_0_4_line_33 |  | 26 | 29 | 0.012136 | 0.125 | 0.08 | 261 | 0 | 0.364 | 1 | 2 | cs | TRUE
34 | LV_295-46_0_4_line_34 |  | 27 | 30 | 0.027745 | 0.125 | 0.08 | 261 | 0 | 0.364 | 1 | 1 | cs | TRUE
35 | LV_295-46_0_4_line_35 |  | 28 | 31 | 0.016919 | 0.125 | 0.08 | 261 | 0 | 0.364 | 1 | 2 | cs | TRUE
36 | LV_295-46_0_4_line_36 |  | 29 | 32 | 0.022796 | 0.125 | 0.08 | 261 | 0 | 0.364 | 1 | 2 | cs | TRUE
37 | LV_295-46_0_4_line_37 |  | 30 | 33 | 0.02119 | 0.125 | 0.08 | 261 | 0 | 0.364 | 1 | 1 | cs | TRUE
38 | LV_295-46_0_4_line_38 |  | 30 | 34 | 0.013303 | 0.125 | 0.08 | 261 | 0 | 0.364 | 1 | 1 | cs | TRUE
39 | LV_295-46_0_4_line_39 |  | 31 | 38 | 0.0041714 | 0.125 | 0.08 | 261 | 0 | 0.364 | 1 | 2 | cs | TRUE
40 | LV_295-46_0_4_line_40 |  | 33 | 39 | 0.031731 | 0.125 | 0.08 | 261 | 0 | 0.364 | 1 | 1 | cs | TRUE
41 | LV_295-46_0_4_line_41 |  | 34 | 40 | 0.030312 | 0.125 | 0.08 | 261 | 0 | 0.364 | 1 | 1 | cs | TRUE
42 | LV_295-46_0_4_line_42 |  | 35 | 36 | 0.017633 | 0.125 | 0.08 | 261 | 0 | 0.364 | 1 | 2 | cs | TRUE
43 | LV_295-46_0_4_line_43 |  | 35 | 37 | 0.055267 | 0.125 | 0.08 | 261 | 0 | 0.364 | 1 | 2 | cs | TRUE
44 | LV_295-46_0_4_line_44 |  | 36 | 41 | 0.016394 | 0.125 | 0.08 | 261 | 0 | 0.364 | 1 | 2 | cs | TRUE
45 | LV_295-46_0_4_line_45 |  | 37 | 42 | 0.056978 | 0.125 | 0.08 | 261 | 0 | 0.364 | 1 | 2 | cs | TRUE
46 | LV_295-46_0_4_line_46 |  | 38 | 43 | 0.012808 | 0.125 | 0.08 | 261 | 0 | 0.364 | 1 | 2 | cs | TRUE
47 | LV_295-46_0_4_line_47 |  | 39 | 48 | 0.034901 | 0.125 | 0.08 | 261 | 0 | 0.364 | 1 | 1 | cs | TRUE
48 | LV_295-46_0_4_line_48 |  | 40 | 44 | 0.015213 | 0.125 | 0.08 | 261 | 0 | 0.364 | 1 | 1 | cs | TRUE
49 | LV_295-46_0_4_line_49 |  | 41 | 114 | 0.082179 | 0.125 | 0.08 | 261 | 0 | 0.364 | 1 | 2 | cs | TRUE
50 | LV_295-46_0_4_line_50 |  | 42 | 121 | 0.055906 | 0.125 | 0.08 | 261 | 0 | 0.364 | 1 | 2 | cs | TRUE
51 | LV_295-46_0_4_line_51 |  | 42 | 122 | 0.0080325 | 0.125 | 0.08 | 261 | 0 | 0.364 | 1 | 1 | cs | TRUE
52 | LV_295-46_0_4_line_52 |  | 43 | 154 | 0.021682 | 0.125 | 0.08 | 261 | 0 | 0.364 | 1 | 2 | cs | TRUE
53 | LV_295-46_0_4_line_53 |  | 44 | 45 | 0.029994 | 0.125 | 0.08 | 261 | 0 | 0.364 | 1 | 1 | cs | TRUE
54 | LV_295-46_0_4_line_54 |  | 45 | 46 | 0.004118 | 0.125 | 0.08 | 261 | 0 | 0.364 | 1 | 1 | cs | TRUE
55 | LV_295-46_0_4_line_55 |  | 45 | 47 | 0.008561 | 0.125 | 0.08 | 261 | 0 | 0.364 | 1 | 1 | cs | TRUE
56 | LV_295-46_0_4_line_56 |  | 46 | 49 | 0.024147 | 0.125 | 0.08 | 261 | 0 | 0.364 | 1 | 1 | cs | TRUE
57 | LV_295-46_0_4_line_57 |  | 46 | 50 | 0.022038 | 0.125 | 0.08 | 261 | 0 | 0.364 | 1 | 1 | cs | TRUE
58 | LV_295-46_0_4_line_58 |  | 47 | 51 | 0.025825 | 0.125 | 0.08 | 261 | 0 | 0.364 | 1 | 1 | cs | TRUE
59 | LV_295-46_0_4_line_59 |  | 47 | 52 | 0.045219 | 0.125 | 0.08 | 261 | 0 | 0.364 | 1 | 1 | cs | TRUE
60 | LV_295-46_0_4_line_60 |  | 48 | 53 | 0.0055197 | 0.125 | 0.08 | 261 | 0 | 0.364 | 1 | 1 | cs | TRUE
61 | LV_295-46_0_4_line_61 |  | 50 | 186 | 0.05367 | 0.125 | 0.08 | 261 | 0 | 0.364 | 1 | 1 | cs | TRUE
62 | LV_295-46_0_4_line_62 |  | 52 | 184 | 0.0088397 | 0.125 | 0.08 | 261 | 0 | 0.364 | 1 | 1 | cs | TRUE
63 | LV_295-46_0_4_line_63 |  | 53 | 182 | 0.027922 | 0.125 | 0.08 | 261 | 0 | 0.364 | 1 | 1 | cs | TRUE
64 | LV_295-46_0_4_line_64 |  | 54 | 98 | 0.008217 | 0.125 | 0.08 | 261 | 0 | 0.364 | 1 | 1 | cs | TRUE
65 | LV_295-46_0_4_line_65 |  | 55 | 56 | 0.031912 | 0.125 | 0.08 | 261 | 0 | 0.364 | 1 | 1 | cs | TRUE
66 | LV_295-46_0_4_line_66 |  | 55 | 57 | 0.063597 | 0.125 | 0.08 | 261 | 0 | 0.364 | 1 | 1 | cs | TRUE
67 | LV_295-46_0_4_line_67 |  | 57 | 58 | 0.15836 | 0.125 | 0.08 | 261 | 0 | 0.364 | 1 | 1 | cs | TRUE
68 | LV_295-46_0_4_line_68 |  | 57 | 59 | 0.2562 | 0.125 | 0.08 | 261 | 0 | 0.364 | 1 | 2 | cs | TRUE
69 | LV_295-46_0_4_line_69 |  | 58 | 63 | 0.06284 | 0.125 | 0.08 | 261 | 0 | 0.364 | 1 | 1 | cs | TRUE
70 | LV_295-46_0_4_line_70 |  | 58 | 60 | 0.062456 | 0.125 | 0.08 | 261 | 0 | 0.364 | 1 | 1 | cs | TRUE
71 | LV_295-46_0_4_line_71 |  | 59 | 61 | 0.023162 | 0.125 | 0.08 | 261 | 0 | 0.364 | 1 | 1 | cs | TRUE
72 | LV_295-46_0_4_line_72 |  | 59 | 62 | 0.036462 | 0.125 | 0.08 | 261 | 0 | 0.364 | 1 | 2 | cs | TRUE
73 | LV_295-46_0_4_line_73 |  | 62 | 65 | 0.064238 | 0.125 | 0.08 | 261 | 0 | 0.364 | 1 | 2 | cs | TRUE
74 | LV_295-46_0_4_line_74 |  | 62 | 64 | 0.12831 | 0.125 | 0.08 | 261 | 0 | 0.364 | 1 | 1 | cs | TRUE
75 | LV_295-46_0_4_line_75 |  | 63 | 129 | 0.24223 | 0.125 | 0.08 | 261 | 0 | 0.364 | 1 | 1 | cs | TRUE
76 | LV_295-46_0_4_line_76 |  | 65 | 66 | 0.047271 | 0.125 | 0.08 | 261 | 0 | 0.364 | 1 | 2 | cs | TRUE
77 | LV_295-46_0_4_line_77 |  | 66 | 67 | 0.037494 | 0.125 | 0.08 | 261 | 0 | 0.364 | 1 | 2 | cs | TRUE
78 | LV_295-46_0_4_line_78 |  | 67 | 68 | 0.026802 | 0.125 | 0.08 | 261 | 0 | 0.364 | 1 | 2 | cs | TRUE
79 | LV_295-46_0_4_line_79 |  | 68 | 69 | 0.0017388 | 0.125 | 0.08 | 261 | 0 | 0.364 | 1 | 2 | cs | TRUE
80 | LV_295-46_0_4_line_80 |  | 68 | 70 | 0.062905 | 0.125 | 0.08 | 261 | 0 | 0.364 | 1 | 1 | cs | TRUE
81 | LV_295-46_0_4_line_81 |  | 69 | 77 | 0.021433 | 0.125 | 0.08 | 261 | 0 | 0.364 | 1 | 2 | cs | TRUE
82 | LV_295-46_0_4_line_82 |  | 71 | 72 | 0.046962 | 0.125 | 0.08 | 261 | 0 | 0.364 | 1 | 1 | cs | TRUE
83 | LV_295-46_0_4_line_83 |  | 72 | 73 | 0.16713 | 0.125 | 0.08 | 261 | 0 | 0.364 | 1 | 1 | cs | TRUE
84 | LV_295-46_0_4_line_84 |  | 73 | 74 | 0.0019275 | 0.125 | 0.08 | 261 | 0 | 0.364 | 1 | 1 | cs | TRUE
85 | LV_295-46_0_4_line_85 |  | 74 | 75 | 0.026862 | 0.125 | 0.08 | 261 | 0 | 0.364 | 1 | 1 | cs | TRUE
86 | LV_295-46_0_4_line_86 |  | 75 | 76 | 0.0010031 | 0.125 | 0.08 | 261 | 0 | 0.364 | 1 | 1 | cs | TRUE
87 | LV_295-46_0_4_line_87 |  | 76 | 183 | 0.018814 | 0.125 | 0.08 | 261 | 0 | 0.364 | 1 | 1 | cs | TRUE
88 | LV_295-46_0_4_line_88 |  | 77 | 78 | 0.024763 | 0.125 | 0.08 | 261 | 0 | 0.364 | 1 | 2 | cs | TRUE
89 | LV_295-46_0_4_line_89 |  | 78 | 79 | 0.089355 | 0.125 | 0.08 | 261 | 0 | 0.364 | 1 | 2 | cs | TRUE
90 | LV_295-46_0_4_line_90 |  | 78 | 80 | 0.04089 | 0.125 | 0.08 | 261 | 0 | 0.364 | 1 | 1 | cs | TRUE
91 | LV_295-46_0_4_line_91 |  | 79 | 81 | 0.043709 | 0.125 | 0.08 | 261 | 0 | 0.364 | 1 | 2 | cs | TRUE
92 | LV_295-46_0_4_line_92 |  | 80 | 82 | 0.025369 | 0.125 | 0.08 | 261 | 0 | 0.364 | 1 | 1 | cs | TRUE
93 | LV_295-46_0_4_line_93 |  | 81 | 83 | 0.025824 | 0.125 | 0.08 | 261 | 0 | 0.364 | 1 | 2 | cs | TRUE
94 | LV_295-46_0_4_line_94 |  | 81 | 84 | 0.015461 | 0.125 | 0.08 | 261 | 0 | 0.364 | 1 | 1 | cs | TRUE
95 | LV_295-46_0_4_line_95 |  | 82 | 85 | 0.015371 | 0.125 | 0.08 | 261 | 0 | 0.364 | 1 | 1 | cs | TRUE
96 | LV_295-46_0_4_line_96 |  | 83 | 86 | 0.010782 | 0.125 | 0.08 | 261 | 0 | 0.364 | 1 | 1 | cs | TRUE
97 | LV_295-46_0_4_line_97 |  | 83 | 87 | 0.040624 | 0.125 | 0.08 | 261 | 0 | 0.364 | 1 | 2 | cs | TRUE
98 | LV_295-46_0_4_line_98 |  | 84 | 88 | 0.019525 | 0.125 | 0.08 | 261 | 0 | 0.364 | 1 | 1 | cs | TRUE
99 | LV_295-46_0_4_line_99 |  | 85 | 89 | 0.0030148 | 0.125 | 0.08 | 261 | 0 | 0.364 | 1 | 1 | cs | TRUE
100 | LV_295-46_0_4_line_100 |  | 87 | 155 | 0.011989 | 0.125 | 0.08 | 261 | 0 | 0.364 | 1 | 1 | cs | TRUE
101 | LV_295-46_0_4_line_101 |  | 87 | 156 | 0.017727 | 0.125 | 0.08 | 261 | 0 | 0.364 | 1 | 2 | cs | TRUE
102 | LV_295-46_0_4_line_102 |  | 88 | 157 | 0.013345 | 0.125 | 0.08 | 261 | 0 | 0.364 | 1 | 1 | cs | TRUE
103 | LV_295-46_0_4_line_103 |  | 90 | 91 | 0.092912 | 0.125 | 0.08 | 261 | 0 | 0.364 | 1 | 1 | cs | TRUE
104 | LV_295-46_0_4_line_104 |  | 90 | 92 | 0.01955 | 0.125 | 0.08 | 261 | 0 | 0.364 | 1 | 1 | cs | TRUE
105 | LV_295-46_0_4_line_105 |  | 91 | 93 | 0.047432 | 0.125 | 0.08 | 261 | 0 | 0.364 | 1 | 1 | cs | TRUE
106 | LV_295-46_0_4_line_106 |  | 92 | 94 | 0.008421 | 0.125 | 0.08 | 261 | 0 | 0.364 | 1 | 1 | cs | TRUE
107 | LV_295-46_0_4_line_107 |  | 93 | 95 | 0.03421 | 0.125 | 0.08 | 261 | 0 | 0.364 | 1 | 1 | cs | TRUE
108 | LV_295-46_0_4_line_108 |  | 93 | 96 | 0.010861 | 0.125 | 0.08 | 261 | 0 | 0.364 | 1 | 1 | cs | TRUE
109 | LV_295-46_0_4_line_109 |  | 95 | 97 | 0.017968 | 0.125 | 0.08 | 261 | 0 | 0.364 | 1 | 1 | cs | TRUE
110 | LV_295-46_0_4_line_110 |  | 96 | 98 | 0.014987 | 0.125 | 0.08 | 261 | 0 | 0.364 | 1 | 1 | cs | TRUE
111 | LV_295-46_0_4_line_111 |  | 96 | 99 | 0.02293 | 0.125 | 0.08 | 261 | 0 | 0.364 | 1 | 1 | cs | TRUE
112 | LV_295-46_0_4_line_112 |  | 99 | 100 | 0.01046 | 0.125 | 0.08 | 261 | 0 | 0.364 | 1 | 1 | cs | TRUE
113 | LV_295-46_0_4_line_113 |  | 100 | 166 | 0.013804 | 0.125 | 0.08 | 261 | 0 | 0.364 | 1 | 1 | cs | TRUE
114 | LV_295-46_0_4_line_114 |  | 101 | 102 | 0.019924 | 0.125 | 0.08 | 261 | 0 | 0.364 | 1 | 1 | cs | TRUE
115 | LV_295-46_0_4_line_115 |  | 101 | 103 | 0.004837 | 0.125 | 0.08 | 261 | 0 | 0.364 | 1 | 1 | cs | TRUE
116 | LV_295-46_0_4_line_116 |  | 102 | 104 | 0.012117 | 0.125 | 0.08 | 261 | 0 | 0.364 | 1 | 1 | cs | TRUE
117 | LV_295-46_0_4_line_117 |  | 103 | 105 | 0.0019221 | 0.125 | 0.08 | 261 | 0 | 0.364 | 1 | 1 | cs | TRUE
118 | LV_295-46_0_4_line_118 |  | 104 | 106 | 0.009856 | 0.125 | 0.08 | 261 | 0 | 0.364 | 1 | 1 | cs | TRUE
119 | LV_295-46_0_4_line_119 |  | 105 | 107 | 0.018008 | 0.125 | 0.08 | 261 | 0 | 0.364 | 1 | 1 | cs | TRUE
120 | LV_295-46_0_4_line_120 |  | 106 | 131 | 0.00047494 | 0.125 | 0.08 | 261 | 0 | 0.364 | 1 | 1 | cs | TRUE
121 | LV_295-46_0_4_line_121 |  | 107 | 125 | 0.1148 | 0.125 | 0.08 | 261 | 0 | 0.364 | 1 | 1 | cs | TRUE
122 | LV_295-46_0_4_line_122 |  | 108 | 109 | 0.013498 | 0.125 | 0.08 | 261 | 0 | 0.364 | 1 | 1 | cs | TRUE
123 | LV_295-46_0_4_line_123 |  | 108 | 110 | 0.023329 | 0.125 | 0.08 | 261 | 0 | 0.364 | 1 | 1 | cs | TRUE
124 | LV_295-46_0_4_line_124 |  | 109 | 111 | 0.052147 | 0.125 | 0.08 | 261 | 0 | 0.364 | 1 | 1 | cs | TRUE
125 | LV_295-46_0_4_line_125 |  | 111 | 112 | 0.081127 | 0.125 | 0.08 | 261 | 0 | 0.364 | 1 | 2 | cs | TRUE
126 | LV_295-46_0_4_line_126 |  | 111 | 113 | 0.052609 | 0.125 | 0.08 | 261 | 0 | 0.364 | 1 | 1 | cs | TRUE
127 | LV_295-46_0_4_line_127 |  | 112 | 114 | 0.04471 | 0.125 | 0.08 | 261 | 0 | 0.364 | 1 | 2 | cs | TRUE
128 | LV_295-46_0_4_line_128 |  | 113 | 115 | 0.08114 | 0.125 | 0.08 | 261 | 0 | 0.364 | 1 | 1 | cs | TRUE
129 | LV_295-46_0_4_line_129 |  | 114 | 116 | 0.092514 | 0.125 | 0.08 | 261 | 0 | 0.364 | 1 | 1 | cs | TRUE
130 | LV_295-46_0_4_line_130 |  | 115 | 117 | 0.014162 | 0.125 | 0.08 | 261 | 0 | 0.364 | 1 | 1 | cs | TRUE
131 | LV_295-46_0_4_line_131 |  | 116 | 123 | 0.0014395 | 0.125 | 0.08 | 261 | 0 | 0.364 | 1 | 1 | cs | TRUE
132 | LV_295-46_0_4_line_132 |  | 117 | 118 | 0.090472 | 0.125 | 0.08 | 261 | 0 | 0.364 | 1 | 1 | cs | TRUE
133 | LV_295-46_0_4_line_133 |  | 118 | 119 | 0.0011685 | 0.125 | 0.08 | 261 | 0 | 0.364 | 1 | 1 | cs | TRUE
134 | LV_295-46_0_4_line_134 |  | 119 | 120 | 0.025685 | 0.125 | 0.08 | 261 | 0 | 0.364 | 1 | 1 | cs | TRUE
135 | LV_295-46_0_4_line_135 |  | 121 | 154 | 0.030327 | 0.125 | 0.08 | 261 | 0 | 0.364 | 1 | 2 | cs | TRUE
136 | LV_295-46_0_4_line_136 |  | 122 | 150 | 0.014465 | 0.125 | 0.08 | 261 | 0 | 0.364 | 1 | 1 | cs | TRUE
137 | LV_295-46_0_4_line_137 |  | 123 | 124 | 0.16383 | 0.125 | 0.08 | 261 | 0 | 0.364 | 1 | 1 | cs | TRUE
138 | LV_295-46_0_4_line_138 |  | 125 | 129 | 0.29064 | 0.125 | 0.08 | 261 | 0 | 0.364 | 1 | 1 | cs | TRUE
139 | LV_295-46_0_4_line_139 |  | 125 | 126 | 0.075429 | 0.125 | 0.08 | 261 | 0 | 0.364 | 1 | 1 | cs | TRUE
140 | LV_295-46_0_4_line_140 |  | 126 | 127 | 0.039714 | 0.125 | 0.08 | 261 | 0 | 0.364 | 1 | 1 | cs | TRUE
141 | LV_295-46_0_4_line_141 |  | 127 | 128 | 0.036555 | 0.125 | 0.08 | 261 | 0 | 0.364 | 1 | 1 | cs | TRUE
142 | LV_295-46_0_4_line_142 |  | 128 | 130 | 0.013351 | 0.125 | 0.08 | 261 | 0 | 0.364 | 1 | 1 | cs | TRUE
143 | LV_295-46_0_4_line_143 |  | 132 | 133 | 0.011184 | 0.125 | 0.08 | 261 | 0 | 0.364 | 1 | 1 | cs | TRUE
144 | LV_295-46_0_4_line_144 |  | 132 | 134 | 0.014515 | 0.125 | 0.08 | 261 | 0 | 0.364 | 1 | 1 | cs | TRUE
145 | LV_295-46_0_4_line_145 |  | 133 | 135 | 0.0028718 | 0.125 | 0.08 | 261 | 0 | 0.364 | 1 | 1 | cs | TRUE
146 | LV_295-46_0_4_line_146 |  | 134 | 136 | 0.095233 | 0.125 | 0.08 | 261 | 0 | 0.364 | 1 | 1 | cs | TRUE
147 | LV_295-46_0_4_line_147 |  | 135 | 140 | 0.01943 | 0.125 | 0.08 | 261 | 0 | 0.364 | 1 | 1 | cs | TRUE
148 | LV_295-46_0_4_line_148 |  | 136 | 141 | 0.031706 | 0.125 | 0.08 | 261 | 0 | 0.364 | 1 | 1 | cs | TRUE
149 | LV_295-46_0_4_line_149 |  | 137 | 138 | 0.029033 | 0.125 | 0.08 | 261 | 0 | 0.364 | 1 | 1 | cs | TRUE
150 | LV_295-46_0_4_line_150 |  | 137 | 139 | 0.11655 | 0.125 | 0.08 | 261 | 0 | 0.364 | 1 | 1 | cs | TRUE
151 | LV_295-46_0_4_line_151 |  | 138 | 144 | 0.0052933 | 0.125 | 0.08 | 261 | 0 | 0.364 | 1 | 1 | cs | TRUE
152 | LV_295-46_0_4_line_152 |  | 138 | 145 | 0.10814 | 0.125 | 0.08 | 261 | 0 | 0.364 | 1 | 1 | cs | TRUE
153 | LV_295-46_0_4_line_153 |  | 139 | 141 | 0.026491 | 0.125 | 0.08 | 261 | 0 | 0.364 | 1 | 1 | cs | TRUE
154 | LV_295-46_0_4_line_154 |  | 140 | 142 | 0.0026357 | 0.125 | 0.08 | 261 | 0 | 0.364 | 1 | 1 | cs | TRUE
155 | LV_295-46_0_4_line_155 |  | 141 | 143 | 0.033046 | 0.125 | 0.08 | 261 | 0 | 0.364 | 1 | 1 | cs | TRUE
156 | LV_295-46_0_4_line_156 |  | 144 | 146 | 0.041723 | 0.125 | 0.08 | 261 | 0 | 0.364 | 1 | 1 | cs | TRUE
157 | LV_295-46_0_4_line_157 |  | 146 | 147 | 0.11014 | 0.125 | 0.08 | 261 | 0 | 0.364 | 1 | 1 | cs | TRUE
158 | LV_295-46_0_4_line_158 |  | 147 | 148 | 0.013128 | 0.125 | 0.08 | 261 | 0 | 0.364 | 1 | 1 | cs | TRUE
159 | LV_295-46_0_4_line_159 |  | 148 | 149 | 0.020732 | 0.125 | 0.08 | 261 | 0 | 0.364 | 1 | 1 | cs | TRUE
160 | LV_295-46_0_4_line_160 |  | 149 | 150 | 0.0069972 | 0.125 | 0.08 | 261 | 0 | 0.364 | 1 | 1 | cs | TRUE
161 | LV_295-46_0_4_line_161 |  | 150 | 151 | 0.011341 | 0.125 | 0.08 | 261 | 0 | 0.364 | 1 | 1 | cs | TRUE
162 | LV_295-46_0_4_line_162 |  | 151 | 153 | 0.014327 | 0.125 | 0.08 | 261 | 0 | 0.364 | 1 | 1 | cs | TRUE
163 | LV_295-46_0_4_line_163 |  | 152 | 153 | 0.024568 | 0.125 | 0.08 | 261 | 0 | 0.364 | 1 | 1 | cs | TRUE
164 | LV_295-46_0_4_line_164 |  | 156 | 158 | 0.015889 | 0.125 | 0.08 | 261 | 0 | 0.364 | 1 | 2 | cs | TRUE
165 | LV_295-46_0_4_line_165 |  | 157 | 159 | 0.024239 | 0.125 | 0.08 | 261 | 0 | 0.364 | 1 | 1 | cs | TRUE
166 | LV_295-46_0_4_line_166 |  | 159 | 160 | 0.021346 | 0.125 | 0.08 | 261 | 0 | 0.364 | 1 | 1 | cs | TRUE
167 | LV_295-46_0_4_line_167 |  | 161 | 162 | 0.012491 | 0.125 | 0.08 | 261 | 0 | 0.364 | 1 | 1 | cs | TRUE
168 | LV_295-46_0_4_line_168 |  | 161 | 163 | 0.013653 | 0.125 | 0.08 | 261 | 0 | 0.364 | 1 | 1 | cs | TRUE
169 | LV_295-46_0_4_line_169 |  | 162 | 164 | 0.0095646 | 0.125 | 0.08 | 261 | 0 | 0.364 | 1 | 1 | cs | TRUE
170 | LV_295-46_0_4_line_170 |  | 163 | 165 | 0.012589 | 0.125 | 0.08 | 261 | 0 | 0.364 | 1 | 1 | cs | TRUE
171 | LV_295-46_0_4_line_171 |  | 165 | 166 | 0.015723 | 0.125 | 0.08 | 261 | 0 | 0.364 | 1 | 1 | cs | TRUE
172 | LV_295-46_0_4_line_172 |  | 167 | 168 | 0.010705 | 0.125 | 0.08 | 261 | 0 | 0.364 | 1 | 1 | cs | TRUE
173 | LV_295-46_0_4_line_173 |  | 169 | 170 | 0.00078974 | 0.125 | 0.08 | 261 | 0 | 0.364 | 1 | 1 | cs | TRUE
174 | LV_295-46_0_4_line_174 |  | 170 | 171 | 0.018886 | 0.125 | 0.08 | 261 | 0 | 0.364 | 1 | 1 | cs | TRUE
175 | LV_295-46_0_4_line_175 |  | 172 | 173 | 0.021861 | 0.125 | 0.08 | 261 | 0 | 0.364 | 1 | 1 | cs | TRUE
176 | LV_295-46_0_4_line_176 |  | 173 | 174 | 0.024729 | 0.125 | 0.08 | 261 | 0 | 0.364 | 1 | 1 | cs | TRUE
177 | LV_295-46_0_4_line_177 |  | 174 | 175 | 0.025291 | 0.125 | 0.08 | 261 | 0 | 0.364 | 1 | 1 | cs | TRUE
178 | LV_295-46_0_4_line_178 |  | 175 | 176 | 0.014865 | 0.125 | 0.08 | 261 | 0 | 0.364 | 1 | 1 | cs | TRUE
179 | LV_295-46_0_4_line_179 |  | 176 | 177 | 0.034996 | 0.125 | 0.08 | 261 | 0 | 0.364 | 1 | 1 | cs | TRUE
180 | LV_295-46_0_4_line_180 |  | 176 | 178 | 0.013139 | 0.125 | 0.08 | 261 | 0 | 0.364 | 1 | 1 | cs | TRUE
181 | LV_295-46_0_4_line_181 |  | 177 | 179 | 0.0088204 | 0.125 | 0.08 | 261 | 0 | 0.364 | 1 | 1 | cs | TRUE
182 | LV_295-46_0_4_line_182 |  | 179 | 180 | 0.0068073 | 0.125 | 0.08 | 261 | 0 | 0.364 | 1 | 1 | cs | TRUE
183 | LV_295-46_0_4_line_183 |  | 180 | 181 | 0.022546 | 0.125 | 0.08 | 261 | 0 | 0.364 | 1 | 1 | cs | TRUE
184 | LV_295-46_0_4_line_184 |  | 182 | 183 | 0.006046 | 0.125 | 0.08 | 261 | 0 | 0.364 | 1 | 1 | cs | TRUE
185 | LV_295-46_0_4_line_185 |  | 184 | 185 | 0.0667 | 0.125 | 0.08 | 261 | 0 | 0.364 | 1 | 1 | cs | TRUE
186 | LV_295-46_0_4_line_186 |  | 186 | 187 | 0.032939 | 0.125 | 0.08 | 261 | 0 | 0.364 | 1 | 1 | cs | TRUE
187 | LV_295-46_0_4_line_187 |  | 186 | 188 | 0.072104 | 0.125 | 0.08 | 261 | 0 | 0.364 | 1 | 1 | cs | TRUE
188 | LV_295-46_0_4_line_188 |  | 187 | 192 | 0.029505 | 0.125 | 0.08 | 261 | 0 | 0.364 | 1 | 1 | cs | TRUE
189 | LV_295-46_0_4_line_189 |  | 188 | 189 | 0.016466 | 0.125 | 0.08 | 261 | 0 | 0.364 | 1 | 1 | cs | TRUE
190 | LV_295-46_0_4_line_190 |  | 189 | 190 | 0.01941 | 0.125 | 0.08 | 261 | 0 | 0.364 | 1 | 1 | cs | TRUE
191 | LV_295-46_0_4_line_191 |  | 190 | 191 | 0.020144 | 0.125 | 0.08 | 261 | 0 | 0.364 | 1 | 1 | cs | TRUE
192 | LV_295-46_0_4_line_192 |  | 191 | 193 | 0.017037 | 0.125 | 0.08 | 261 | 0 | 0.364 | 1 | 1 | cs | TRUE
193 | LV_295-46_0_4_line_193 |  | 192 | 194 | 0.053182 | 0.125 | 0.08 | 261 | 0 | 0.364 | 1 | 1 | cs | TRUE
194 | LV_295-46_0_4_line_194 |  | 193 | 195 | 0.010031 | 0.125 | 0.08 | 261 | 0 | 0.364 | 1 | 1 | cs | TRUE
195 | LV_295-46_0_4_line_195 |  | 195 | 196 | 0.013018 | 0.125 | 0.08 | 261 | 0 | 0.364 | 1 | 1 | cs | TRUE
196 | LV_295-46_0_4_line_196 |  | 196 | 197 | 0.00041569 | 0.125 | 0.08 | 261 | 0 | 0.364 | 1 | 1 | cs | TRUE
197 | LV_295-46_0_4_line_197 |  | 197 | 198 | 0.0091325 | 0.125 | 0.08 | 261 | 0 | 0.364 | 1 | 1 | cs | TRUE
198 | LV_295-46_0_4_line_198 |  | 198 | 199 | 0.013479 | 0.125 | 0.08 | 261 | 0 | 0.364 | 1 | 1 | cs | TRUE

## trafo
| name | std_type | hv_bus | lv_bus | sn_mva | vn_hv_kv | vn_lv_kv | vk_percent | vkr_percent | pfe_kw | i0_percent | shift_degree | tap_side | tap_neutral | tap_min | tap_max | tap_step_percent | tap_step_degree | tap_pos | tap_phase_shifter | parallel | df | in_service
0 | LV_295-46_0_4_trafo_12 | 0.63 MVA 20/0.4 kV | 200 | 11 | 0.63 | 20 | 0.4 | 6 | 1.206 | 1.65 | 0.2619 | 150 | hv | 0 | -2 | 2 | 2.5 | 0 | 0 | FALSE | 1 | 1 | TRUE

## line_geodata
| x0 | y0 | x1 | y1 | x2 | y2 | x3 | y3 | x4 | y4 | x5 | y5 | x6 | y6 | x7 | y7 | x8 | y8
0 | 2689383.4083 | 1229479.0152 | 2689393.2386 | 1229482.3208
1 | 2689408.5669 | 1229492.8586 | 2689394.763 | 1229486.758 | 2689393.2386 | 1229482.3208
2 | 2689396.6002 | 1229450.2487 | 2689383.4083 | 1229479.0152
3 | 2689383.4083 | 1229479.0152 | 2689381.9729 | 1229482.1457
4 | 2689435.5109 | 1229514.9348 | 2689428.6286 | 1229511.5845 | 2689424.0495 | 1229499.6851 | 2689408.5669 | 1229492.8586
5 | 2689408.5669 | 1229492.8586 | 2689401.9444 | 1229508.2149
6 | 2689396.6002 | 1229450.2487 | 2689401.2359 | 1229439.7199
7 | 2689373.0965 | 1229501.5041 | 2689381.9729 | 1229482.1457
8 | 2689435.5109 | 1229514.9348 | 2689444.2061 | 1229497.9981
9 | 2689435.5109 | 1229514.9348 | 2689425.7695 | 1229535.4362 | 2689423.6726 | 1229535.816 | 2689422.7236 | 1229537.7503
10 | 2689385.8095 | 1229524.2705 | 2689386.6284 | 1229522.3497 | 2689397.8903 | 1229517.6156 | 2689401.9444 | 1229508.2149
11 | 2689402.7426 | 1229436.2979 | 2689401.2359 | 1229439.7199
12 | 2689381.7527 | 1229540.745 | 2689380.9109 | 1229535.7621 | 2689385.8095 | 1229524.2705
13 | 2689409.8651 | 1229420.6606 | 2689402.7426 | 1229436.2979
14 | 2689402.7426 | 1229436.2979 | 2689390.8019 | 1229431.2483
15 | 2689373.4325 | 1229440.5382 | 2689381.4245 | 1229443.8879
16 | 2689373.4325 | 1229440.5382 | 2689364.6403 | 1229444.2754 | 2689360.5327 | 1229452.6495
17 | 2689373.4325 | 1229440.5382 | 2689376.3562 | 1229432.0317
18 | 2689374.9544 | 1229543.4003 | 2689381.7527 | 1229540.745
19 | 2689409.8651 | 1229420.6606 | 2689424.9349 | 1229427.1829
20 | 2689409.8651 | 1229420.6606 | 2689417.7471 | 1229402.1781
21 | 2689388.284 | 1229430.1836 | 2689390.8019 | 1229431.2483
22 | 2689376.3562 | 1229432.0317 | 2689370.9052 | 1229429.737 | 2689368.2454 | 1229428.5031
23 | 2689376.3562 | 1229432.0317 | 2689378.4243 | 1229426.014
24 | 2689361.443 | 1229526.919 | 2689353.9278 | 1229516.4762
25 | 2689361.443 | 1229526.919 | 2689372.0356 | 1229539.8399
26 | 2689337.3185 | 1229494.4252 | 2689339.4156 | 1229496.3109 | 2689353.9278 | 1229516.4762
27 | 2689374.9544 | 1229543.4003 | 2689372.0356 | 1229539.8399
28 | 2689374.9544 | 1229543.4003 | 2689381.5421 | 1229549.7148 | 2689387.7935 | 1229554.5684
29 | 2689420.8645 | 1229566.9755 | 2689421.0481 | 1229566.6278
30 | 2689416.0196 | 1229575.1398 | 2689419.1937 | 1229570.1396 | 2689420.8645 | 1229566.9755
31 | 2689426.8131 | 1229555.7106 | 2689421.0481 | 1229566.6278
32 | 2689416.0196 | 1229575.1398 | 2689408.9014 | 1229586.4742 | 2689401.8383 | 1229597.1644
33 | 2689405.7995 | 1229568.5482 | 2689416.0196 | 1229575.1398
34 | 2689426.8131 | 1229555.7106 | 2689439.3086 | 1229530.9254
35 | 2689401.8383 | 1229597.1644 | 2689409.6634 | 1229604.8208 | 2689411.2834 | 1229610.5677
36 | 2689405.7995 | 1229568.5482 | 2689387.7935 | 1229554.5684
37 | 2689439.3086 | 1229530.9254 | 2689449.3826 | 1229512.2837
38 | 2689439.3086 | 1229530.9254 | 2689451.5252 | 1229536.1906
39 | 2689412.4152 | 1229614.5827 | 2689411.2834 | 1229610.5677
40 | 2689464.4684 | 1229484.3679 | 2689449.3826 | 1229512.2837
41 | 2689479.3616 | 1229548.1878 | 2689451.5252 | 1229536.1906
42 | 2689360.9853 | 1229652.6119 | 2689352.3309 | 1229644.6874 | 2689349.6274 | 1229642.0783 | 2689347.7413 | 1229641.0645
43 | 2689360.9853 | 1229652.6119 | 2689401.4553 | 1229690.2498
44 | 2689347.7413 | 1229641.0645 | 2689333.3005 | 1229633.3029
45 | 2689439.3563 | 1229732.1793 | 2689429.8392 | 1229716.6475 | 2689401.4553 | 1229690.2498
46 | 2689412.4152 | 1229614.5827 | 2689412.8426 | 1229616.0987 | 2689415.9339 | 1229626.8973
47 | 2689483.4075 | 1229455.144 | 2689478.4897 | 1229461.3212 | 2689470.9411 | 1229472.5377 | 2689464.6694 | 1229483.9959 | 2689464.4684 | 1229484.3679
48 | 2689479.3616 | 1229548.1878 | 2689493.3319 | 1229554.2089
49 | 2689253.525 | 1229627.5807 | 2689298.5074 | 1229629.0569 | 2689310.7558 | 1229629.241 | 2689319.7897 | 1229626.041 | 2689333.3005 | 1229633.3029
50 | 2689439.3563 | 1229732.1793 | 2689436.8706 | 1229715.608 | 2689431.5677 | 1229693.4126 | 2689427.9354 | 1229677.4921
51 | 2689439.3563 | 1229732.1793 | 2689439.2089 | 1229740.2104
52 | 2689415.9339 | 1229626.8973 | 2689418.1909 | 1229634.7812 | 2689421.1897 | 1229647.9251
53 | 2689520.9434 | 1229565.8782 | 2689519.7732 | 1229565.6048 | 2689493.3319 | 1229554.2089
54 | 2689520.9434 | 1229565.8782 | 2689524.9597 | 1229566.8393
55 | 2689520.9434 | 1229565.8782 | 2689526.8707 | 1229559.6852
56 | 2689524.9597 | 1229566.8393 | 2689519.0415 | 1229580.9824 | 2689519.2295 | 1229583.0867 | 2689522.6811 | 1229588.8428
57 | 2689524.9597 | 1229566.8393 | 2689527.0962 | 1229567.3496 | 2689537.2526 | 1229565.0898 | 2689546.2664 | 1229562.2977
58 | 2689526.8707 | 1229559.6852 | 2689548.1982 | 1229553.1906 | 2689551.056 | 1229551.1173
59 | 2689526.8707 | 1229559.6852 | 2689538.6253 | 1229547.3979 | 2689546.8885 | 1229536.5258 | 2689547.614 | 1229532.6228 | 2689547.19 | 1229522.0423
60 | 2689483.4075 | 1229455.144 | 2689486.2048 | 1229451.6304 | 2689486.9006 | 1229450.873
61 | 2689597.5332 | 1229546.4176 | 2689546.2664 | 1229562.2977
62 | 2689539.5451 | 1229518.5807 | 2689542.0664 | 1229518.6406 | 2689545.5523 | 1229520.1052 | 2689547.19 | 1229522.0423 | 2689547.19 | 1229522.0423
63 | 2689505.8608 | 1229430.376 | 2689495.2635 | 1229441.7708 | 2689486.9006 | 1229450.873
64 | 2689330.8863 | 1229489.4729 | 2689332.4109 | 1229490.0124 | 2689337.3185 | 1229494.4252
65 | 2689112.9368 | 1228817.7805 | 2689120.5854 | 1228824.6665 | 2689124.261 | 1228836.7634 | 2689124.6605 | 1228845.7322
66 | 2689134.3918 | 1228907.5428 | 2689124.9247 | 1228882.4611 | 2689123.9706 | 1228866.2465 | 2689124.879 | 1228850.638 | 2689124.6605 | 1228845.7322
67 | 2689034.6043 | 1229030.5016 | 2689134.3918 | 1228907.5428
68 | 2689364.0073 | 1229021.1899 | 2689134.3918 | 1228907.5428
69 | 2689034.6043 | 1229030.5016 | 2688978.4176 | 1229007.8005 | 2688976.1961 | 1229007.5118
70 | 2689034.6043 | 1229030.5016 | 2689002.1829 | 1228995.4584 | 2688992.1774 | 1228984.5566
71 | 2689359.8751 | 1229043.0321 | 2689363.7309 | 1229038.0643 | 2689364.0073 | 1229021.1899
72 | 2689364.0073 | 1229021.1899 | 2689393.8515 | 1229011.7984 | 2689398.8986 | 1229012.9425
73 | 2689423.0195 | 1229068.0209 | 2689420.1209 | 1229047.6407 | 2689413.4825 | 1229024.0132 | 2689404.8844 | 1229014.2993 | 2689398.8986 | 1229012.9425
74 | 2689398.8986 | 1229012.9425 | 2689524.6376 | 1228987.361
75 | 2688976.1961 | 1229007.5118 | 2688759.3515 | 1229115.4692
76 | 2689423.0195 | 1229068.0209 | 2689393.6977 | 1229096.6003 | 2689388.3761 | 1229100.02
77 | 2689360.5187 | 1229124.2872 | 2689370.0787 | 1229111.7783 | 2689388.3761 | 1229100.02
78 | 2689347.5969 | 1229147.588 | 2689354.713 | 1229131.8838 | 2689360.5187 | 1229124.2872
79 | 2689347.5969 | 1229147.588 | 2689346.8797 | 1229149.172
80 | 2689347.5969 | 1229147.588 | 2689354.8851 | 1229153.7018 | 2689363.8926 | 1229159.3633 | 2689382.9003 | 1229166.1315 | 2689404.3312 | 1229173.231
81 | 2689338.0384 | 1229168.6968 | 2689346.8797 | 1229149.172
82 | 2689641.639 | 1229255.3768 | 2689662.4992 | 1229253.323 | 2689688.1772 | 1229257.4068
83 | 2689543.0375 | 1229390.3168 | 2689641.639 | 1229255.3768
84 | 2689541.7606 | 1229391.7607 | 2689543.0375 | 1229390.3168
85 | 2689541.7606 | 1229391.7607 | 2689541.5111 | 1229392.0429 | 2689523.4742 | 1229411.437
86 | 2689523.4742 | 1229411.437 | 2689522.7911 | 1229412.1716
87 | 2689522.7911 | 1229412.1716 | 2689509.9782 | 1229425.9487
88 | 2689327.8236 | 1229191.2552 | 2689338.0384 | 1229168.6968
89 | 2689327.8236 | 1229191.2552 | 2689367.5285 | 1229271.3038
90 | 2689302.0314 | 1229159.4677 | 2689327.8236 | 1229191.2552
91 | 2689386.9507 | 1229310.4607 | 2689367.5285 | 1229271.3038
92 | 2689302.0314 | 1229159.4677 | 2689311.4501 | 1229149.3576 | 2689313.7762 | 1229145.8344 | 2689315.5005 | 1229138.7106
93 | 2689386.9507 | 1229310.4607 | 2689399.232 | 1229333.1946
94 | 2689386.9507 | 1229310.4607 | 2689372.8904 | 1229316.8901
95 | 2689320.3586 | 1229124.3155 | 2689318.2033 | 1229127.5436 | 2689315.5005 | 1229138.7106
96 | 2689409.2929 | 1229329.2431 | 2689399.232 | 1229333.1946
97 | 2689418.1482 | 1229369.171 | 2689399.232 | 1229333.1946
98 | 2689372.8904 | 1229316.8901 | 2689355.1338 | 1229325.0096
99 | 2689322.0326 | 1229121.8082 | 2689320.3586 | 1229124.3155
100 | 2689418.1482 | 1229369.171 | 2689429.4828 | 1229365.1719
101 | 2689418.1482 | 1229369.171 | 2689420.7264 | 1229386.6665 | 2689420.7217 | 1229386.7088
102 | 2689355.1338 | 1229325.0096 | 2689342.9971 | 1229330.5594
103 | 2689261.492 | 1229465.8493 | 2689173.3273 | 1229436.53
104 | 2689154.776 | 1229430.3608 | 2689173.3273 | 1229436.53
105 | 2689306.5004 | 1229480.8168 | 2689261.492 | 1229465.8493
106 | 2689152.0048 | 1229438.3137 | 2689154.776 | 1229430.3608
107 | 2689306.5004 | 1229480.8168 | 2689301.5379 | 1229501.9795 | 2689293.7206 | 1229511.699
108 | 2689316.7573 | 1229484.4734 | 2689306.5004 | 1229480.8168
109 | 2689282.4593 | 1229525.7006 | 2689293.7206 | 1229511.699
110 | 2689316.7573 | 1229484.4734 | 2689330.8863 | 1229489.4729
111 | 2689316.7573 | 1229484.4734 | 2689315.131 | 1229461.6009
112 | 2689315.131 | 1229461.6009 | 2689314.389 | 1229451.1668
113 | 2689313.41 | 1229437.3976 | 2689314.389 | 1229451.1668
114 | 2689027.6688 | 1229376.697 | 2689030.7867 | 1229367.337 | 2689031.3928 | 1229363.7992 | 2689034.9934 | 1229358.4243
115 | 2689027.6688 | 1229376.697 | 2689022.8347 | 1229376.5291
116 | 2689034.9934 | 1229358.4243 | 2689038.5461 | 1229353.121 | 2689040.4833 | 1229347.7239 | 2689040.4833 | 1229347.7239
117 | 2689020.9138 | 1229376.4624 | 2689022.8347 | 1229376.5291
118 | 2689040.8495 | 1229337.8747 | 2689040.4833 | 1229347.7239
119 | 2689020.9138 | 1229376.4624 | 2689008.487 | 1229364.3679 | 2689008.0573 | 1229363.8578
120 | 2689040.8495 | 1229337.8747 | 2689040.8672 | 1229337.4001
121 | 2689008.0573 | 1229363.8578 | 2688893.6412 | 1229373.2234
122 | 2689151.9465 | 1229742.4908 | 2689165.4409 | 1229742.196
123 | 2689128.6228 | 1229743.0003 | 2689151.9465 | 1229742.4908
124 | 2689215.7709 | 1229728.5522 | 2689165.4409 | 1229742.196
125 | 2689215.7709 | 1229728.5522 | 2689268.6725 | 1229667.0458
126 | 2689215.7709 | 1229728.5522 | 2689253.6869 | 1229765.1358
127 | 2689253.525 | 1229627.5807 | 2689254.8293 | 1229632.0479 | 2689271.3907 | 1229663.8856 | 2689268.6725 | 1229667.0458
128 | 2689253.6869 | 1229765.1358 | 2689197.0063 | 1229823.1958
129 | 2689253.525 | 1229627.5807 | 2689236.3366 | 1229624.8765 | 2689210.3339 | 1229621.3506 | 2689194.7911 | 1229621.5732 | 2689176.5479 | 1229626.0473 | 2689162.1559 | 1229628.1519
130 | 2689187.1131 | 1229833.3297 | 2689197.0063 | 1229823.1958
131 | 2689162.1559 | 1229628.1519 | 2689160.7316 | 1229628.3602
132 | 2689187.1131 | 1229833.3297 | 2689197.7085 | 1229846.7091 | 2689201.4923 | 1229853.5596 | 2689229.569 | 1229907.6078 | 2689232.1833 | 1229911.4815
133 | 2689232.1833 | 1229911.4815 | 2689232.837 | 1229912.4501
134 | 2689232.837 | 1229912.4501 | 2689247.2052 | 1229933.7406
135 | 2689421.1897 | 1229647.9251 | 2689427.9354 | 1229677.4921
136 | 2689441.1885 | 1229754.4226 | 2689439.104 | 1229745.9297 | 2689439.2089 | 1229740.2104
137 | 2689160.7316 | 1229628.3602 | 2689021.9143 | 1229541.3602
138 | 2688893.6412 | 1229373.2234 | 2688759.3515 | 1229115.4692
139 | 2688893.6412 | 1229373.2234 | 2688863.0822 | 1229385.4976 | 2688834.9389 | 1229403.9458 | 2688827.099 | 1229408.0432
140 | 2688827.099 | 1229408.0432 | 2688791.9022 | 1229426.4381
141 | 2688761.4934 | 1229446.3125 | 2688771.284 | 1229437.5858 | 2688785.4016 | 1229429.8355 | 2688791.9022 | 1229426.4381
142 | 2688761.4934 | 1229446.3125 | 2688771.6295 | 1229455.0366
143 | 2689561.7191 | 1230072.7787 | 2689572.6167 | 1230075.2952
144 | 2689547.5767 | 1230069.5128 | 2689561.7191 | 1230072.7787
145 | 2689575.4149 | 1230075.9414 | 2689572.6167 | 1230075.2952
146 | 2689454.8814 | 1230082.9606 | 2689500.4446 | 1230068.7805 | 2689521.3135 | 1230066.4596 | 2689539.3345 | 1230067.6095 | 2689547.5767 | 1230069.5128
147 | 2689575.4149 | 1230075.9414 | 2689589.3512 | 1230079.1597 | 2689594.3903 | 1230080.1027
148 | 2689425.6037 | 1230095.3291 | 2689454.8814 | 1230082.9606
149 | 2689438.0004 | 1229960.8949 | 2689442.7819 | 1229953.6317 | 2689444.4306 | 1229935.199 | 2689445.5386 | 1229933.7418
150 | 2689438.0004 | 1229960.8949 | 2689411.1922 | 1230074.3198
151 | 2689448.7426 | 1229929.5283 | 2689445.5386 | 1229933.7418
152 | 2689348.1066 | 1229886.8189 | 2689445.5386 | 1229933.7418
153 | 2689425.6037 | 1230095.3291 | 2689423.6189 | 1230086.2595 | 2689411.1922 | 1230074.3198
154 | 2689596.9811 | 1230080.5876 | 2689594.3903 | 1230080.1027
155 | 2689425.6037 | 1230095.3291 | 2689392.7024 | 1230092.2434
156 | 2689448.7426 | 1229929.5283 | 2689473.997 | 1229896.317
157 | 2689465.7531 | 1229786.4836 | 2689473.997 | 1229896.317
158 | 2689465.7531 | 1229786.4836 | 2689460.2429 | 1229774.5678
159 | 2689460.2429 | 1229774.5678 | 2689460.2429 | 1229774.5678 | 2689445.9967 | 1229759.506
160 | 2689441.1885 | 1229754.4226 | 2689445.9967 | 1229759.506
161 | 2689441.1885 | 1229754.4226 | 2689435.0223 | 1229763.9405
162 | 2689435.0223 | 1229763.9405 | 2689429.9028 | 1229771.8429 | 2689427.3338 | 1229776.029
163 | 2689414.6709 | 1229797.0771 | 2689416.7925 | 1229793.2054 | 2689427.3338 | 1229776.029
164 | 2689417.7471 | 1229402.1781 | 2689419.4625 | 1229398.1556 | 2689420.7217 | 1229386.7088
165 | 2689342.9971 | 1229330.5594 | 2689320.9531 | 1229340.6395
166 | 2689301.5403 | 1229349.5165 | 2689320.9531 | 1229340.6395
167 | 2689310.4335 | 1229395.538 | 2689322.8878 | 1229394.579
168 | 2689310.4335 | 1229395.538 | 2689310.4335 | 1229395.538 | 2689311.4019 | 1229409.1568
169 | 2689332.4242 | 1229393.8448 | 2689322.8878 | 1229394.579
170 | 2689311.4019 | 1229409.1568 | 2689312.2948 | 1229421.7143
171 | 2689313.41 | 1229437.3976 | 2689312.2948 | 1229421.7143
172 | 2689378.4243 | 1229426.014 | 2689388.284 | 1229430.1836
173 | 2689367.529 | 1229428.1707 | 2689368.2454 | 1229428.5031
174 | 2689353.6945 | 1229416.3802 | 2689359.2254 | 1229424.4578 | 2689365.7284 | 1229427.3353 | 2689367.529 | 1229428.1707
175 | 2689424.9349 | 1229427.1829 | 2689444.9971 | 1229435.8661
176 | 2689444.9971 | 1229435.8661 | 2689444.9971 | 1229435.8661 | 2689453.5849 | 1229434.6389 | 2689460.2348 | 1229430.2802 | 2689465.5846 | 1229424.1939
177 | 2689465.5846 | 1229424.1939 | 2689482.2815 | 1229405.1986
178 | 2689492.0953 | 1229394.0339 | 2689482.2815 | 1229405.1986
179 | 2689492.0953 | 1229394.0339 | 2689477.5683 | 1229379.583 | 2689476.422 | 1229376.2078 | 2689475.2938 | 1229365.3255
180 | 2689500.7831 | 1229384.1577 | 2689492.0953 | 1229394.0339
181 | 2689475.2938 | 1229365.3255 | 2689474.3842 | 1229356.5522
182 | 2689470.3077 | 1229351.3486 | 2689470.4909 | 1229351.4344 | 2689472.9983 | 1229353.4847 | 2689474.3842 | 1229356.5522 | 2689474.3842 | 1229356.5522
183 | 2689449.8907 | 1229341.7845 | 2689470.3077 | 1229351.3486
184 | 2689505.8608 | 1229430.376 | 2689509.9782 | 1229425.9487
185 | 2689539.5451 | 1229518.5807 | 2689522.8588 | 1229518.1845 | 2689517.5299 | 1229517.3481 | 2689514.4024 | 1229514.2211 | 2689513.4714 | 1229509.626 | 2689514.1424 | 1229503.8098 | 2689519.3118 | 1229498.6395 | 2689529.6649 | 1229493.3916 | 2689539.7057 | 1229489.6063
186 | 2689597.5332 | 1229546.4176 | 2689630.3256 | 1229549.5216
187 | 2689597.5332 | 1229546.4176 | 2689592.6227 | 1229561.054 | 2689577.7339 | 1229595.2873 | 2689574.1389 | 1229606.5967 | 2689573.5048 | 1229614.0379
188 | 2689630.3256 | 1229549.5216 | 2689659.6988 | 1229552.3019
189 | 2689573.5048 | 1229614.0379 | 2689573.3289 | 1229616.1023 | 2689578.4487 | 1229621.7612 | 2689584.7443 | 1229624.2325
190 | 2689601.9552 | 1229618.9348 | 2689596.811 | 1229623.4834 | 2689588.0218 | 1229625.5191 | 2689584.7443 | 1229624.2325
191 | 2689601.9552 | 1229618.9348 | 2689611.1782 | 1229610.7797 | 2689618.2523 | 1229607.4164
192 | 2689618.2523 | 1229607.4164 | 2689619.5878 | 1229606.7814 | 2689625.5186 | 1229606.3927 | 2689633.035 | 1229612.388
193 | 2689659.6988 | 1229552.3019 | 2689663.7645 | 1229552.6867 | 2689695.8291 | 1229560.1977 | 2689710.3188 | 1229567.3644
194 | 2689637.4069 | 1229621.4158 | 2689633.035 | 1229612.388 | 2689633.035 | 1229612.388
195 | 2689633.0213 | 1229633.352 | 2689636.7195 | 1229627.3096 | 2689637.4069 | 1229621.4158 | 2689637.4069 | 1229621.4158
196 | 2689632.8043 | 1229633.7066 | 2689633.0213 | 1229633.352
197 | 2689632.8043 | 1229633.7066 | 2689628.0816 | 1229641.4227 | 2689628.036 | 1229641.4954
198 | 2689620.8698 | 1229652.9111 | 2689628.036 | 1229641.4954

## bus_geodata
| x | y | coords
0 | 2689393.2386 | 1229482.3208
1 | 2689383.4083 | 1229479.0152
2 | 2689408.5669 | 1229492.8586
3 | 2689396.6002 | 1229450.2487
4 | 2689381.9729 | 1229482.1457
5 | 2689435.5109 | 1229514.9348
6 | 2689401.9444 | 1229508.2149
7 | 2689401.2359 | 1229439.7199
8 | 2689373.0965 | 1229501.5041
9 | 2689444.2061 | 1229497.9981
10 | 2689422.7236 | 1229537.7503
11 | 2689385.8095 | 1229524.2705
12 | 2689402.7426 | 1229436.2979
13 | 2689381.4245 | 1229443.888
14 | 2689373.4325 | 1229440.5382
15 | 2689381.7527 | 1229540.745
16 | 2689409.8651 | 1229420.6606
17 | 2689390.8019 | 1229431.2483
18 | 2689360.5327 | 1229452.6495
19 | 2689376.3562 | 1229432.0317
20 | 2689361.443 | 1229526.919
21 | 2689353.9278 | 1229516.4762
22 | 2689372.0356 | 1229539.8399
23 | 2689374.9544 | 1229543.4003
24 | 2689420.8645 | 1229566.9755
25 | 2689421.0481 | 1229566.6278
26 | 2689416.0196 | 1229575.1398
27 | 2689426.8131 | 1229555.7106
28 | 2689401.8383 | 1229597.1644
29 | 2689405.7995 | 1229568.5482
30 | 2689439.3086 | 1229530.9254
31 | 2689411.2834 | 1229610.5677
32 | 2689387.7935 | 1229554.5684
33 | 2689449.3826 | 1229512.2837
34 | 2689451.5252 | 1229536.1906
35 | 2689360.9853 | 1229652.6119
36 | 2689347.7413 | 1229641.0645
37 | 2689401.4553 | 1229690.2498
38 | 2689412.4152 | 1229614.5827
39 | 2689464.4684 | 1229484.3679
40 | 2689479.3616 | 1229548.1878
41 | 2689333.3005 | 1229633.3029
42 | 2689439.3563 | 1229732.1793
43 | 2689415.9339 | 1229626.8973
44 | 2689493.3319 | 1229554.2089
45 | 2689520.9434 | 1229565.8782
46 | 2689524.9597 | 1229566.8393
47 | 2689526.8707 | 1229559.6852
48 | 2689483.4075 | 1229455.144
49 | 2689522.6811 | 1229588.8428
50 | 2689546.2664 | 1229562.2977
51 | 2689551.056 | 1229551.1173
52 | 2689547.19 | 1229522.0423
53 | 2689486.9006 | 1229450.873
54 | 2689337.3185 | 1229494.4252
55 | 2689124.6605 | 1228845.7322
56 | 2689112.9368 | 1228817.7805
57 | 2689134.3918 | 1228907.5428
58 | 2689034.6043 | 1229030.5016
59 | 2689364.0073 | 1229021.1899
60 | 2688992.1774 | 1228984.5566
61 | 2689359.8751 | 1229043.0321
62 | 2689398.8986 | 1229012.9425
63 | 2688976.1961 | 1229007.5118
64 | 2689524.6376 | 1228987.361
65 | 2689423.0195 | 1229068.0209
66 | 2689388.3761 | 1229100.02
67 | 2689360.5187 | 1229124.2872
68 | 2689347.5969 | 1229147.588
69 | 2689346.8797 | 1229149.172
70 | 2689404.3312 | 1229173.231
71 | 2689688.1772 | 1229257.4068
72 | 2689641.639 | 1229255.3768
73 | 2689543.0375 | 1229390.3168
74 | 2689541.7606 | 1229391.7607
75 | 2689523.4742 | 1229411.437
76 | 2689522.7911 | 1229412.1716
77 | 2689338.0384 | 1229168.6968
78 | 2689327.8236 | 1229191.2551
79 | 2689367.5285 | 1229271.3038
80 | 2689302.0314 | 1229159.4677
81 | 2689386.9507 | 1229310.4607
82 | 2689315.5004 | 1229138.7106
83 | 2689399.232 | 1229333.1946
84 | 2689372.8904 | 1229316.8901
85 | 2689320.3586 | 1229124.3155
86 | 2689409.2929 | 1229329.2431
87 | 2689418.1482 | 1229369.171
88 | 2689355.1338 | 1229325.0096
89 | 2689322.0326 | 1229121.8082
90 | 2689173.3273 | 1229436.53
91 | 2689261.492 | 1229465.8493
92 | 2689154.776 | 1229430.3608
93 | 2689306.5004 | 1229480.8168
94 | 2689152.0048 | 1229438.3137
95 | 2689293.7206 | 1229511.699
96 | 2689316.7573 | 1229484.4734
97 | 2689282.4593 | 1229525.7006
98 | 2689330.8863 | 1229489.4729
99 | 2689315.131 | 1229461.6009
100 | 2689314.389 | 1229451.1668
101 | 2689027.6688 | 1229376.697
102 | 2689034.9934 | 1229358.4243
103 | 2689022.8347 | 1229376.5291
104 | 2689040.4833 | 1229347.7239
105 | 2689020.9138 | 1229376.4624
106 | 2689040.8495 | 1229337.8747
107 | 2689008.0573 | 1229363.8578
108 | 2689151.9465 | 1229742.4908
109 | 2689165.4409 | 1229742.196
110 | 2689128.6228 | 1229743.0003
111 | 2689215.7709 | 1229728.5522
112 | 2689268.6725 | 1229667.0458
113 | 2689253.6869 | 1229765.1358
114 | 2689253.525 | 1229627.5807
115 | 2689197.0063 | 1229823.1958
116 | 2689162.1559 | 1229628.1519
117 | 2689187.1131 | 1229833.3297
118 | 2689232.1833 | 1229911.4815
119 | 2689232.837 | 1229912.4501
120 | 2689247.2052 | 1229933.7406
121 | 2689427.9354 | 1229677.4921
122 | 2689439.2089 | 1229740.2104
123 | 2689160.7316 | 1229628.3602
124 | 2689021.9143 | 1229541.3602
125 | 2688893.6412 | 1229373.2234
126 | 2688827.099 | 1229408.0432
127 | 2688791.9022 | 1229426.4381
128 | 2688761.4934 | 1229446.3125
129 | 2688759.3515 | 1229115.4692
130 | 2688771.6295 | 1229455.0366
131 | 2689040.8672 | 1229337.4001
132 | 2689561.7191 | 1230072.7787
133 | 2689572.6167 | 1230075.2952
134 | 2689547.5767 | 1230069.5128
135 | 2689575.4149 | 1230075.9414
136 | 2689454.8814 | 1230082.9606
137 | 2689438.0004 | 1229960.8949
138 | 2689445.5386 | 1229933.7418
139 | 2689411.1922 | 1230074.3198
140 | 2689594.3903 | 1230080.1027
141 | 2689425.6037 | 1230095.3291
142 | 2689596.9811 | 1230080.5876
143 | 2689392.7024 | 1230092.2434
144 | 2689448.7426 | 1229929.5283
145 | 2689348.1066 | 1229886.8189
146 | 2689473.997 | 1229896.317
147 | 2689465.7531 | 1229786.4836
148 | 2689460.2429 | 1229774.5678
149 | 2689445.9967 | 1229759.506
150 | 2689441.1885 | 1229754.4226
151 | 2689435.0223 | 1229763.9405
152 | 2689414.6709 | 1229797.0771
153 | 2689427.3338 | 1229776.029
154 | 2689421.1897 | 1229647.9251
155 | 2689429.4828 | 1229365.1719
156 | 2689420.7217 | 1229386.7088
157 | 2689342.9971 | 1229330.5594
158 | 2689417.7471 | 1229402.1781
159 | 2689320.9531 | 1229340.6395
160 | 2689301.5403 | 1229349.5165
161 | 2689310.4335 | 1229395.538
162 | 2689322.8878 | 1229394.579
163 | 2689311.4019 | 1229409.1568
164 | 2689332.4242 | 1229393.8448
165 | 2689312.2948 | 1229421.7143
166 | 2689313.41 | 1229437.3976
167 | 2689378.4243 | 1229426.014
168 | 2689388.284 | 1229430.1836
169 | 2689368.2454 | 1229428.5031
170 | 2689367.529 | 1229428.1707
171 | 2689353.6945 | 1229416.3802
172 | 2689424.9349 | 1229427.1829
173 | 2689444.9971 | 1229435.8661
174 | 2689465.5846 | 1229424.1939
175 | 2689482.2815 | 1229405.1986
176 | 2689492.0953 | 1229394.0339
177 | 2689475.2938 | 1229365.3255
178 | 2689500.7831 | 1229384.1577
179 | 2689474.3842 | 1229356.5522
180 | 2689470.3077 | 1229351.3486
181 | 2689449.8907 | 1229341.7845
182 | 2689505.8608 | 1229430.376
183 | 2689509.9782 | 1229425.9487
184 | 2689539.5451 | 1229518.5807
185 | 2689539.7057 | 1229489.6063
186 | 2689597.5332 | 1229546.4176
187 | 2689630.3256 | 1229549.5216
188 | 2689573.5048 | 1229614.0379
189 | 2689584.7443 | 1229624.2325
190 | 2689601.9552 | 1229618.9348
191 | 2689618.2523 | 1229607.4164
192 | 2689659.6988 | 1229552.3019
193 | 2689633.035 | 1229612.388
194 | 2689710.3188 | 1229567.3644
195 | 2689637.4069 | 1229621.4158
196 | 2689633.0213 | 1229633.352
197 | 2689632.8043 | 1229633.7065
198 | 2689628.036 | 1229641.4954
199 | 2689620.8698 | 1229652.9111
200 | 2689381.7527 | 1229540.745

## line_std_types
| c_nf_per_km | r_ohm_per_km | x_ohm_per_km | max_i_ka | type | q_mm2 | alpha | voltage_rating
NAYY 4x50 SE | 210 | 0.642 | 0.083 | 0.142 | cs | 50 | 0.00403 | LV
NAYY 4x120 SE | 264 | 0.225 | 0.08 | 0.242 | cs | 120 | 0.00403 | LV
NAYY 4x150 SE | 261 | 0.208 | 0.08 | 0.27 | cs | 150 | 0.00403 | LV
NA2XS2Y 1x95 RM/25 12/20 kV | 216 | 0.313 | 0.132 | 0.252 | cs | 95 | 0.00403 | MV
NA2XS2Y 1x185 RM/25 12/20 kV | 273 | 0.161 | 0.117 | 0.362 | cs | 185 | 0.00403 | MV
NA2XS2Y 1x240 RM/25 12/20 kV | 304 | 0.122 | 0.112 | 0.421 | cs | 240 | 0.00403 | MV
NA2XS2Y 1x95 RM/25 6/10 kV | 315 | 0.313 | 0.123 | 0.249 | cs | 95 | 0.00403 | MV
NA2XS2Y 1x185 RM/25 6/10 kV | 406 | 0.161 | 0.11 | 0.358 | cs | 185 | 0.00403 | MV
NA2XS2Y 1x240 RM/25 6/10 kV | 456 | 0.122 | 0.105 | 0.416 | cs | 240 | 0.00403 | MV
NA2XS2Y 1x150 RM/25 12/20 kV | 250 | 0.206 | 0.116 | 0.319 | cs | 150 | 0.00403 | MV
NA2XS2Y 1x120 RM/25 12/20 kV | 230 | 0.253 | 0.119 | 0.283 | cs | 120 | 0.00403 | MV
NA2XS2Y 1x70 RM/25 12/20 kV | 190 | 0.443 | 0.132 | 0.22 | cs | 70 | 0.00403 | MV
NA2XS2Y 1x150 RM/25 6/10 kV | 360 | 0.206 | 0.11 | 0.315 | cs | 150 | 0.00403 | MV
NA2XS2Y 1x120 RM/25 6/10 kV | 340 | 0.253 | 0.113 | 0.28 | cs | 120 | 0.00403 | MV
NA2XS2Y 1x70 RM/25 6/10 kV | 280 | 0.443 | 0.123 | 0.217 | cs | 70 | 0.00403 | MV
N2XS(FL)2Y 1x120 RM/35 64/110 kV | 112 | 0.153 | 0.166 | 0.366 | cs | 120 | 0.00393 | HV
N2XS(FL)2Y 1x185 RM/35 64/110 kV | 125 | 0.099 | 0.156 | 0.457 | cs | 185 | 0.00393 | HV
N2XS(FL)2Y 1x240 RM/35 64/110 kV | 135 | 0.075 | 0.149 | 0.526 | cs | 240 | 0.00393 | HV
N2XS(FL)2Y 1x300 RM/35 64/110 kV | 144 | 0.06 | 0.144 | 0.588 | cs | 300 | 0.00393 | HV
15-AL1/3-ST1A 0.4 | 11 | 1.8769 | 0.35 | 0.105 | ol | 16 | 0.00403 | LV
24-AL1/4-ST1A 0.4 | 11.25 | 1.2012 | 0.335 | 0.14 | ol | 24 | 0.00403 | LV
48-AL1/8-ST1A 0.4 | 12.2 | 0.5939 | 0.3 | 0.21 | ol | 48 | 0.00403 | LV
94-AL1/15-ST1A 0.4 | 13.2 | 0.306 | 0.29 | 0.35 | ol | 94 | 0.00403 | LV
34-AL1/6-ST1A 10.0 | 9.7 | 0.8342 | 0.36 | 0.17 | ol | 34 | 0.00403 | MV
48-AL1/8-ST1A 10.0 | 10.1 | 0.5939 | 0.35 | 0.21 | ol | 48 | 0.00403 | MV
70-AL1/11-ST1A 10.0 | 10.4 | 0.4132 | 0.339 | 0.29 | ol | 70 | 0.00403 | MV
94-AL1/15-ST1A 10.0 | 10.75 | 0.306 | 0.33 | 0.35 | ol | 94 | 0.00403 | MV
122-AL1/20-ST1A 10.0 | 11.1 | 0.2376 | 0.323 | 0.41 | ol | 122 | 0.00403 | MV
149-AL1/24-ST1A 10.0 | 11.25 | 0.194 | 0.315 | 0.47 | ol | 149 | 0.00403 | MV
34-AL1/6-ST1A 20.0 | 9.15 | 0.8342 | 0.382 | 0.17 | ol | 34 | 0.00403 | MV
48-AL1/8-ST1A 20.0 | 9.5 | 0.5939 | 0.372 | 0.21 | ol | 48 | 0.00403 | MV
70-AL1/11-ST1A 20.0 | 9.7 | 0.4132 | 0.36 | 0.29 | ol | 70 | 0.00403 | MV
94-AL1/15-ST1A 20.0 | 10 | 0.306 | 0.35 | 0.35 | ol | 94 | 0.00403 | MV
122-AL1/20-ST1A 20.0 | 10.3 | 0.2376 | 0.344 | 0.41 | ol | 122 | 0.00403 | MV
149-AL1/24-ST1A 20.0 | 10.5 | 0.194 | 0.337 | 0.47 | ol | 149 | 0.00403 | MV
184-AL1/30-ST1A 20.0 | 10.75 | 0.1571 | 0.33 | 0.535 | ol | 184 | 0.00403 | MV
243-AL1/39-ST1A 20.0 | 11 | 0.1188 | 0.32 | 0.645 | ol | 243 | 0.00403 | MV
48-AL1/8-ST1A 110.0 | 8 | 0.5939 | 0.46 | 0.21 | ol | 48 | 0.00403 | HV
70-AL1/11-ST1A 110.0 | 8.4 | 0.4132 | 0.45 | 0.29 | ol | 70 | 0.00403 | HV
94-AL1/15-ST1A 110.0 | 8.65 | 0.306 | 0.44 | 0.35 | ol | 94 | 0.00403 | HV
122-AL1/20-ST1A 110.0 | 8.5 | 0.2376 | 0.43 | 0.41 | ol | 122 | 0.00403 | HV
149-AL1/24-ST1A 110.0 | 8.75 | 0.194 | 0.41 | 0.47 | ol | 149 | 0.00403 | HV
184-AL1/30-ST1A 110.0 | 8.8 | 0.1571 | 0.4 | 0.535 | ol | 184 | 0.00403 | HV
243-AL1/39-ST1A 110.0 | 9 | 0.1188 | 0.39 | 0.645 | ol | 243 | 0.00403 | HV
305-AL1/39-ST1A 110.0 | 9.2 | 0.0949 | 0.38 | 0.74 | ol | 305 | 0.00403 | HV
490-AL1/64-ST1A 110.0 | 9.75 | 0.059 | 0.37 | 0.96 | ol | 490 | 0.00403 | HV
679-AL1/86-ST1A 110.0 | 9.95 | 0.042 | 0.36 | 1.15 | ol | 679 | 0.00403 | HV
490-AL1/64-ST1A 220.0 | 10 | 0.059 | 0.285 | 0.96 | ol | 490 | 0.00403 | HV
679-AL1/86-ST1A 220.0 | 11.7 | 0.042 | 0.275 | 1.15 | ol | 679 | 0.00403 | HV
490-AL1/64-ST1A 380.0 | 11 | 0.059 | 0.253 | 0.96 | ol | 490 | 0.00403 | HV
679-AL1/86-ST1A 380.0 | 14.6 | 0.042 | 0.25 | 1.15 | ol | 679 | 0.00403 | HV

## trafo_std_types
| i0_percent | pfe_kw | vkr_percent | sn_mva | vn_lv_kv | vn_hv_kv | vk_percent | shift_degree | vector_group | tap_side | tap_neutral | tap_min | tap_max | tap_step_degree | tap_step_percent | tap_phase_shifter
160 MVA 380/110 kV | 0.06 | 60 | 0.25 | 160 | 110 | 380 | 12.2 | 0 | Yy0 | hv | 0 | -9 | 9 | 0 | 1.5 | FALSE
100 MVA 220/110 kV | 0.06 | 55 | 0.26 | 100 | 110 | 220 | 12 | 0 | Yy0 | hv | 0 | -9 | 9 | 0 | 1.5 | FALSE
63 MVA 110/20 kV | 0.04 | 22 | 0.32 | 63 | 20 | 110 | 18 | 150 | YNd5 | hv | 0 | -9 | 9 | 0 | 1.5 | FALSE
40 MVA 110/20 kV | 0.05 | 18 | 0.34 | 40 | 20 | 110 | 16.2 | 150 | YNd5 | hv | 0 | -9 | 9 | 0 | 1.5 | FALSE
25 MVA 110/20 kV | 0.07 | 14 | 0.41 | 25 | 20 | 110 | 12 | 150 | YNd5 | hv | 0 | -9 | 9 | 0 | 1.5 | FALSE
63 MVA 110/10 kV | 0.04 | 22 | 0.32 | 63 | 10 | 110 | 18 | 150 | YNd5 | hv | 0 | -9 | 9 | 0 | 1.5 | FALSE
40 MVA 110/10 kV | 0.05 | 18 | 0.34 | 40 | 10 | 110 | 16.2 | 150 | YNd5 | hv | 0 | -9 | 9 | 0 | 1.5 | FALSE
25 MVA 110/10 kV | 0.07 | 14 | 0.41 | 25 | 10 | 110 | 12 | 150 | YNd5 | hv | 0 | -9 | 9 | 0 | 1.5 | FALSE
0.25 MVA 20/0.4 kV | 0.32 | 0.8 | 1.44 | 0.25 | 0.4 | 20 | 6 | 150 | Yzn5 | hv | 0 | -2 | 2 | 0 | 2.5 | FALSE
0.4 MVA 20/0.4 kV | 0.3375 | 1.35 | 1.425 | 0.4 | 0.4 | 20 | 6 | 150 | Dyn5 | hv | 0 | -2 | 2 | 0 | 2.5 | FALSE
0.63 MVA 20/0.4 kV | 0.2619 | 1.65 | 1.206 | 0.63 | 0.4 | 20 | 6 | 150 | Dyn5 | hv | 0 | -2 | 2 | 0 | 2.5 | FALSE
0.25 MVA 10/0.4 kV | 0.24 | 0.6 | 1.2 | 0.25 | 0.4 | 10 | 4 | 150 | Dyn5 | hv | 0 | -2 | 2 | 0 | 2.5 | FALSE
0.4 MVA 10/0.4 kV | 0.2375 | 0.95 | 1.325 | 0.4 | 0.4 | 10 | 4 | 150 | Dyn5 | hv | 0 | -2 | 2 | 0 | 2.5 | FALSE
0.63 MVA 10/0.4 kV | 0.1873 | 1.18 | 1.0794 | 0.63 | 0.4 | 10 | 4 | 150 | Dyn5 | hv | 0 | -2 | 2 | 0 | 2.5 | FALSE

## trafo3w_std_types
| sn_hv_mva | sn_mv_mva | sn_lv_mva | vn_hv_kv | vn_mv_kv | vn_lv_kv | vk_hv_percent | vk_mv_percent | vk_lv_percent | vkr_hv_percent | vkr_mv_percent | vkr_lv_percent | pfe_kw | i0_percent | shift_mv_degree | shift_lv_degree | vector_group | tap_side | tap_neutral | tap_min | tap_max | tap_step_percent
63/25/38 MVA 110/20/10 kV | 63 | 25 | 38 | 110 | 20 | 10 | 10.4 | 10.4 | 10.4 | 0.28 | 0.32 | 0.35 | 35 | 0.89 | 0 | 0 | YN0yn0yn0 | hv | 0 | -10 | 10 | 1.2
63/25/38 MVA 110/10/10 kV | 63 | 25 | 38 | 110 | 10 | 10 | 10.4 | 10.4 | 10.4 | 0.28 | 0.32 | 0.35 | 35 | 0.89 | 0 | 0 | YN0yn0yn0 | hv | 0 | -10 | 10 | 1.2

## fuse_std_types
| fuse_type | i_rated_a | t_avg | t_min | t_total | x_avg | x_min | x_total
HV 100A | HV 100A | 100 | 0 | [10.0, 3.64, 0.854, 0.281, 0.1, 0.0531, 0.022, 0.01] | [10.0, 4.267, 1.21, 0.403, 0.1, 0.058, 0.022, 0.01] | 0 | [300.0, 350.0, 450.0, 550.0, 700.0, 850.0, 1200.0, 1752.0] | [600.0, 700.0, 900.0, 1150.0, 1665.0, 2000.0, 3000.0, 4313.0]
HV 10A | HV 10A | 10 | 0 | [10.0, 1675.0, 0.344, 0.156, 0.1, 0.0417, 0.0171, 0.01] | [10.0, 1.3, 0.3, 0.155, 0.1, 0.0555, 0.023, 0.01] | 0 | [30.0, 32.0, 35.0, 37.0, 39.0, 50.0, 70.0, 88.0] | [60.0, 70.0, 80.0, 87.0, 94.0, 110.0, 150.0, 216.0]
HV 125A | HV 125A | 125 | 0 | [10.0, 1.82, 0.344, 0.1, 0.0467, 0.0269, 0.01] | [10.0, 2.478, 0.426, 0.1, 0.0427, 0.0211, 0.01] | 0 | [375.0, 500.0, 700.0, 925.0, 1200.0, 1500.0, 2341.0] | [750.0, 1000.0, 1500.0, 2200.0, 3000.0, 4000.0, 5765.0]
HV 160A | HV 160A | 160 | 0 | [10.0, 4.15, 1.03, 0.198, 0.1, 0.051, 0.0172, 0.01] | [10.0, 2.3, 0.734, 0.274, 0.1, 0.046, 0.0177, 0.01] | 0 | [480.0, 550.0, 700.0, 1000.0, 1260.0, 1600.0, 2500.0, 3227.0] | [960.0, 1300.0, 1700.0, 2200.0, 2996.0, 4000.0, 6000.0, 7946.0]
HV 16A | HV 16A | 16 | 0 | [10.0, 0.352, 0.164, 0.1, 0.0649, 0.0342, 0.01] | [10.0, 2.34, 0.722, 0.181, 0.1, 0.055, 0.0296, 0.01] | 0 | [48.0, 60.0, 65.0, 71.0, 80.0, 100.0, 162.0] | [96.0, 110.0, 125.0, 150.0, 168.0, 200.0, 250.0, 398.0]
HV 200A | HV 200A | 200 | 0 | [10.0, 4.267, 1.21, 0.403, 0.1, 0.058, 0.022, 0.01] | [10.0, 3.73, 1.654, 0.328, 0.1, 0.0531, 0.019, 0.01] | 0 | [600.0, 700.0, 900.0, 1150.0, 1665.0, 2000.0, 3000.0, 4313.0] | [1200.0, 1500.0, 1800.0, 2700.0, 3960.0, 5000.0, 7500.0, 10620.0]
HV 20A | HV 20A | 20 | 0 | [10.0, 1.3, 0.3, 0.155, 0.1, 0.0555, 0.023, 0.01] | [10.0, 1.3, 0.161, 0.1, 0.0611, 0.0399, 0.0141, 0.01] | 0 | [60.0, 70.0, 80.0, 87.0, 94.0, 110.0, 150.0, 216.0] | [120.0, 150.0, 200.0, 223.0, 260.0, 300.0, 450.0, 532.0]
HV 25A | HV 25A | 25 | 0 | [10.0, 2.512, 0.833, 0.299, 0.1, 0.0372, 0.0223, 0.01] | [10.0, 3.125, 0.597, 0.198, 0.1, 0.0378, 0.022, 0.01] | 0 | [75.0, 82.0, 90.0, 100.0, 124.0, 170.0, 200.0, 289.0] | [150.0, 170.0, 210.0, 250.0, 294.0, 400.0, 500.0, 711.0]
HV 31.5A | HV 31.5A | 31.5 | 0 | [10.0, 2.34, 0.722, 0.181, 0.1, 0.055, 0.0296, 0.01] | [10.0, 2.84, 0.368, 0.164, 0.1, 0.0621, 0.0378, 0.0195, 0.01] | 0 | [95.0, 110.0, 125.0, 150.0, 165.0, 200.0, 250.0, 390.0] | [189.0, 220.0, 300.0, 350.0, 393.0, 450.0, 530.0, 700.0, 960.0]
HV 40A | HV 40A | 40 | 0 | [10.0, 1.3, 0.161, 0.1, 0.0611, 0.0399, 0.0141, 0.01] | [10.0, 2.05, 0.369, 0.198, 0.1, 0.051, 0.0298, 0.01] | 0 | [120.0, 150.0, 200.0, 223.0, 260.0, 300.0, 450.0, 532.0] | [240.0, 300.0, 400.0, 450.0, 530.0, 650.0, 800.0, 1311.0]
HV 50A | HV 50A | 50 | 0 | [10.0, 3.215, 0.597, 0.198, 0.1, 0.0378, 0.022, 0.01] | [10.0, 3.64, 0.854, 0.281, 0.1, 0.0531, 0.022, 0.01] | 0 | [150.0, 170.0, 210.0, 250.0, 294.0, 400.0, 500.0, 711.0] | [300.0, 350.0, 450.0, 550.0, 700.0, 850.0, 1200.0, 1752.0]
HV 6.3A | HV 6.3A | 6.3 | 0 | [10.0, 1.39, 0.344, 0.168, 0.1, 0.056, 0.0263, 0.01] | [10.0, 1.711, 0.516, 0.198, 0.1, 0.0634, 0.0303, 0.01] | 0 | [19.0, 19.5, 20.4, 20.8, 22.0, 25.0, 32.0, 48.0] | [38.0, 40.0, 43.0, 48.0, 53.0, 60.0, 75.0, 118.0]
HV 63A | HV 63A | 63 | 0 | [10.0, 2.84, 0.368, 0.164, 0.1, 0.0621, 0.0378, 0.0195, 0.01] | [10.0, 1.82, 0.344, 0.1, 0.0467, 0.0269, 0.01] | 0 | [189.0, 220.0, 300.0, 350.0, 393.0, 450.0, 530.0, 700.0, 961.0] | [378.0, 500.0, 700.0, 934.0, 1200.0, 1500.0, 2366.0]
HV 80A | HV 80A | 80 | 0 | [10.0, 2.05, 0.369, 0.198, 0.1, 0.051, 0.0298, 0.01] | [10.0, 4.15, 1.03, 0.198, 0.1, 0.051, 0.0172, 0.01] | 0 | [240.0, 300.0, 400.0, 450.0, 530.0, 650.0, 800.0, 1311.0] | [480.0, 550.0, 700.0, 1000.0, 1260.0, 1600.0, 2500.0, 3227.0]
Siemens NH-1-100 | Siemens NH-1-100 | 100 | [5400.0, 2000.0, 400.0, 20.0, 1.0, 0.2, 0.012, 0.004] | 0 | 0 | [150.0, 190.0, 250.0, 430.0, 900.0, 1250.0, 2700.0, 3600.0] | 0 | 0
Siemens NH-1-125 | Siemens NH-1-125 | 125 | [4800.0, 120.0, 7.0, 0.1, 0.004] | 0 | 0 | [180.0, 400.0, 740.0, 2000.0, 4250.0] | 0 | 0
Siemens NH-1-16 | Siemens NH-1-16 | 16 | [4000.0, 400.0, 2.0, 0.1, 0.04, 0.01] | 0 | 0 | [26.0, 35.0, 75.0, 150.0, 200.0, 300.0] | 0 | 0
Siemens NH-1-160 | Siemens NH-1-160 | 160 | [4800.0, 120.0, 7.0, 0.1, 0.004] | 0 | 0 | [210.0, 500.0, 900.0, 2300.0, 5000.0] | 0 | 0
Siemens NH-1-25 | Siemens NH-1-25 | 25 | [4000.0, 1000.0, 10.0, 0.2, 0.02, 0.01] | 0 | 0 | [40.0, 50.0, 100.0, 210.0, 400.0, 500.0] | 0 | 0
Siemens NH-1-50 | Siemens NH-1-50 | 50 | [4000.0, 40.0, 4.0, 1.0, 0.02, 0.01] | 0 | 0 | [86.0, 200.0, 300.0, 400.0, 1000.0, 1280.0] | 0 | 0
Siemens NH-1-63 | Siemens NH-1-63 | 63 | [4000.0, 100.0, 10.0, 2.0, 0.04, 0.01] | 0 | 0 | [100.0, 200.0, 300.0, 400.0, 1000.0, 1500.0] | 0 | 0
Siemens NH-1-80 | Siemens NH-1-80 | 80 | [4800.0, 120.0, 7.0, 0.1, 0.01] | 0 | 0 | [150.58, 250.0, 450.0, 1150.0, 2470.0] | 0 | 0
Siemens NH-2-1000 | Siemens NH-2-1000 | 1000 | [4800.0, 120.0, 7.0, 0.1, 0.004] | 0 | 0 | [1900.0, 3500.0, 8400.0, 24000.0, 52000.0] | 0 | 0
Siemens NH-2-200 | Siemens NH-2-200 | 200 | [4800.0, 120.0, 7.0, 0.1, 0.004] | 0 | 0 | [280.0, 650.0, 1200.0, 3000.0, 7000.0] | 0 | 0
Siemens NH-2-224 | Siemens NH-2-224 | 224 | [4800.0, 120.0, 7.0, 0.2, 0.04, 0.004] | 0 | 0 | [400.0, 750.0, 1453.0, 3025.0, 4315.0, 7600.0] | 0 | 0
Siemens NH-2-250 | Siemens NH-2-250 | 250 | [4800.0, 120.0, 7.0, 0.1, 0.004] | 0 | 0 | [450.0, 800.0, 1650.0, 4000.0, 8500.0] | 0 | 0
Siemens NH-2-315 | Siemens NH-2-315 | 315 | [4800.0, 120.0, 7.0, 0.1, 0.004] | 0 | 0 | [550.0, 920.0, 1900.0, 5000.0, 11000.0] | 0 | 0
Siemens NH-2-355 | Siemens NH-2-355 | 355 | [4800.0, 120.0, 6.0, 0.1, 0.004] | 0 | 0 | [650.0, 1116.27, 2350.0, 5840.0, 12790.0] | 0 | 0
Siemens NH-2-400 | Siemens NH-2-400 | 400 | [4800.0, 120.0, 7.0, 0.1, 0.004] | 0 | 0 | [720.0, 1350.0, 2800.0, 6500.0, 15000.0] | 0 | 0
Siemens NH-2-425 | Siemens NH-2-425 | 425 | [4800.0, 120.0, 7.0, 0.1, 0.004] | 0 | 0 | [850.0, 1500.0, 3050.0, 7500.0, 16500.0] | 0 | 0
Siemens NH-2-630 | Siemens NH-2-630 | 630 | [4800.0, 120.0, 7.0, 0.1, 0.004] | 0 | 0 | [1200.0, 2000.0, 4800.0, 12000.0, 26000.0] | 0 | 0

## dtypes
| element | column | dtype
0 | bus | name | object
1 | bus | vn_kv | float64
2 | bus | type | object
3 | bus | zone | object
4 | bus | in_service | bool
5 | load | name | object
6 | load | bus | uint32
7 | load | p_mw | float64
8 | load | q_mvar | float64
9 | load | const_z_percent | float64
10 | load | const_i_percent | float64
11 | load | sn_mva | float64
12 | load | scaling | float64
13 | load | in_service | bool
14 | load | type | object
15 | ext_grid | name | object
16 | ext_grid | bus | uint32
17 | ext_grid | vm_pu | float64
18 | ext_grid | va_degree | float64
19 | ext_grid | slack_weight | float64
20 | ext_grid | in_service | bool
21 | line | name | object
22 | line | std_type | object
23 | line | from_bus | uint32
24 | line | to_bus | uint32
25 | line | length_km | float64
26 | line | r_ohm_per_km | float64
27 | line | x_ohm_per_km | float64
28 | line | c_nf_per_km | float64
29 | line | g_us_per_km | float64
30 | line | max_i_ka | float64
31 | line | df | float64
32 | line | parallel | uint32
33 | line | type | object
34 | line | in_service | bool
35 | trafo | name | object
36 | trafo | std_type | object
37 | trafo | hv_bus | uint32
38 | trafo | lv_bus | uint32
39 | trafo | sn_mva | float64
40 | trafo | vn_hv_kv | float64
41 | trafo | vn_lv_kv | float64
42 | trafo | vk_percent | float64
43 | trafo | vkr_percent | float64
44 | trafo | pfe_kw | float64
45 | trafo | i0_percent | float64
46 | trafo | shift_degree | float64
47 | trafo | tap_side | object
48 | trafo | tap_neutral | int32
49 | trafo | tap_min | int32
50 | trafo | tap_max | int32
51 | trafo | tap_step_percent | float64
52 | trafo | tap_step_degree | float64
53 | trafo | tap_pos | int32
54 | trafo | tap_phase_shifter | bool
55 | trafo | parallel | uint32
56 | trafo | df | float64
57 | trafo | in_service | bool
58 | line_geodata | coords | object
59 | bus_geodata | x | float64
60 | bus_geodata | y | float64
61 | bus_geodata | coords | object

## parameters
| version | format_version | converged | OPF_converged | name | f_hz | sn_mva
0 | 2.14.6 | 2.14.0 | FALSE | FALSE |  | 50 | 1