## bus
| name | vn_kv | type | zone | in_service
0 | bus_LV_295-48_0_3_node_0 | 0.4 | n |  | TRUE
1 | bus_LV_295-48_0_3_node_1 | 0.4 | n |  | TRUE
2 | bus_LV_295-48_0_3_node_166 | 0.4 | n |  | TRUE
3 | bus_LV_295-48_0_3_node_2 | 0.4 | n |  | TRUE
4 | bus_LV_295-48_0_3_node_164 | 0.4 | n |  | TRUE
5 | bus_LV_295-48_0_3_node_165 | 0.4 | n |  | TRUE
6 | bus_LV_295-48_0_3_node_6 | 0.4 | n |  | TRUE
7 | bus_LV_295-48_0_3_node_84 | 0.4 | n |  | TRUE
8 | bus_LV_295-48_0_3_node_3 | 0.4 | n |  | TRUE
9 | bus_LV_295-48_0_3_node_4 | 0.4 | n |  | TRUE
10 | bus_LV_295-48_0_3_node_5 | 0.4 | n |  | TRUE
11 | bus_LV_295-48_0_3_node_7 | 0.4 | n |  | TRUE
12 | bus_LV_295-48_0_3_node_8 | 0.4 | n |  | TRUE
13 | bus_LV_295-48_0_3_node_19 | 0.4 | n |  | TRUE
14 | bus_LV_295-48_0_3_node_20 | 0.4 | n |  | TRUE
15 | bus_LV_295-48_0_3_node_21 | 0.4 | n |  | TRUE
16 | bus_LV_295-48_0_3_node_83 | 0.4 | n |  | TRUE
17 | bus_LV_295-48_0_3_node_22 | 0.4 | n |  | TRUE
18 | bus_LV_295-48_0_3_node_23 | 0.4 | n |  | TRUE
19 | bus_LV_295-48_0_3_node_24 | 0.4 | n |  | TRUE
20 | bus_LV_295-48_0_3_node_25 | 0.4 | n |  | TRUE
21 | bus_LV_295-48_0_3_node_9 | 0.4 | n |  | TRUE
22 | bus_LV_295-48_0_3_node_10 | 0.4 | n |  | TRUE
23 | bus_LV_295-48_0_3_node_11 | 0.4 | n |  | TRUE
24 | bus_LV_295-48_0_3_node_12 | 0.4 | n |  | TRUE
25 | bus_LV_295-48_0_3_node_13 | 0.4 | n |  | TRUE
26 | bus_LV_295-48_0_3_node_14 | 0.4 | n |  | TRUE
27 | bus_LV_295-48_0_3_node_17 | 0.4 | n |  | TRUE
28 | bus_LV_295-48_0_3_node_18 | 0.4 | n |  | TRUE
29 | bus_LV_295-48_0_3_node_15 | 0.4 | n |  | TRUE
30 | bus_LV_295-48_0_3_node_49 | 0.4 | n |  | TRUE
31 | bus_LV_295-48_0_3_node_47 | 0.4 | n |  | TRUE
32 | bus_LV_295-48_0_3_node_101 | 0.4 | n |  | TRUE
33 | bus_LV_295-48_0_3_node_167 | 0.4 | n |  | TRUE
34 | bus_LV_295-48_0_3_node_170 | 0.4 | n |  | TRUE
35 | bus_LV_295-48_0_3_node_52 | 0.4 | n |  | TRUE
36 | bus_LV_295-48_0_3_node_53 | 0.4 | n |  | TRUE
37 | bus_LV_295-48_0_3_node_48 | 0.4 | n |  | TRUE
38 | bus_LV_295-48_0_3_node_56 | 0.4 | n |  | TRUE
39 | bus_LV_295-48_0_3_node_72 | 0.4 | n |  | TRUE
40 | bus_LV_295-48_0_3_node_75 | 0.4 | n |  | TRUE
41 | bus_LV_295-48_0_3_node_108 | 0.4 | n |  | TRUE
42 | bus_LV_295-48_0_3_node_121 | 0.4 | n |  | TRUE
43 | bus_LV_295-48_0_3_node_71 | 0.4 | n |  | TRUE
44 | bus_LV_295-48_0_3_node_73 | 0.4 | n |  | TRUE
45 | bus_LV_295-48_0_3_node_179 | 0.4 | n |  | TRUE
46 | bus_LV_295-48_0_3_node_106 | 0.4 | n |  | TRUE
47 | bus_LV_295-48_0_3_node_26 | 0.4 | n |  | TRUE
48 | bus_LV_295-48_0_3_node_27 | 0.4 | n |  | TRUE
49 | bus_LV_295-48_0_3_node_28 | 0.4 | n |  | TRUE
50 | bus_LV_295-48_0_3_node_29 | 0.4 | n |  | TRUE
51 | bus_LV_295-48_0_3_node_30 | 0.4 | n |  | TRUE
52 | bus_LV_295-48_0_3_node_33 | 0.4 | n |  | TRUE
53 | bus_LV_295-48_0_3_node_34 | 0.4 | n |  | TRUE
54 | bus_LV_295-48_0_3_node_102 | 0.4 | n |  | TRUE
55 | bus_LV_295-48_0_3_node_31 | 0.4 | n |  | TRUE
56 | bus_LV_295-48_0_3_node_100 | 0.4 | n |  | TRUE
57 | bus_LV_295-48_0_3_node_187 | 0.4 | n |  | TRUE
58 | bus_LV_295-48_0_3_node_188 | 0.4 | n |  | TRUE
59 | bus_LV_295-48_0_3_node_32 | 0.4 | n |  | TRUE
60 | bus_LV_295-48_0_3_node_135 | 0.4 | n |  | TRUE
61 | bus_LV_295-48_0_3_node_132 | 0.4 | n |  | TRUE
62 | bus_LV_295-48_0_3_node_175 | 0.4 | n |  | TRUE
63 | bus_LV_295-48_0_3_node_35 | 0.4 | n |  | TRUE
64 | bus_LV_295-48_0_3_node_189 | 0.4 | n |  | TRUE
65 | bus_LV_295-48_0_3_node_133 | 0.4 | n |  | TRUE
66 | bus_LV_295-48_0_3_node_134 | 0.4 | n |  | TRUE
67 | bus_LV_295-48_0_3_node_65 | 0.4 | n |  | TRUE
68 | bus_LV_295-48_0_3_node_171 | 0.4 | n |  | TRUE
69 | bus_LV_295-48_0_3_node_136 | 0.4 | n |  | TRUE
70 | bus_LV_295-48_0_3_node_62 | 0.4 | n |  | TRUE
71 | bus_LV_295-48_0_3_node_196 | 0.4 | n |  | TRUE
72 | bus_LV_295-48_0_3_node_197 | 0.4 | n |  | TRUE
73 | bus_LV_295-48_0_3_node_185 | 0.4 | n |  | TRUE
74 | bus_LV_295-48_0_3_node_186 | 0.4 | n |  | TRUE
75 | bus_LV_295-48_0_3_node_194 | 0.4 | n |  | TRUE
76 | bus_LV_295-48_0_3_node_195 | 0.4 | n |  | TRUE
77 | bus_LV_295-48_0_3_node_174 | 0.4 | n |  | TRUE
78 | bus_LV_295-48_0_3_node_81 | 0.4 | n |  | TRUE
79 | bus_LV_295-48_0_3_node_126 | 0.4 | n |  | TRUE
80 | bus_LV_295-48_0_3_node_78 | 0.4 | n |  | TRUE
81 | bus_LV_295-48_0_3_node_107 | 0.4 | n |  | TRUE
82 | bus_LV_295-48_0_3_node_105 | 0.4 | n |  | TRUE
83 | bus_LV_295-48_0_3_node_124 | 0.4 | n |  | TRUE
84 | bus_LV_295-48_0_3_node_36 | 0.4 | n |  | TRUE
85 | bus_LV_295-48_0_3_node_37 | 0.4 | n |  | TRUE
86 | bus_LV_295-48_0_3_node_38 | 0.4 | n |  | TRUE
87 | bus_LV_295-48_0_3_node_39 | 0.4 | n |  | TRUE
88 | bus_LV_295-48_0_3_node_40 | 0.4 | n |  | TRUE
89 | bus_LV_295-48_0_3_node_41 | 0.4 | n |  | TRUE
90 | bus_LV_295-48_0_3_node_42 | 0.4 | n |  | TRUE
91 | bus_LV_295-48_0_3_node_43 | 0.4 | n |  | TRUE
92 | bus_LV_295-48_0_3_node_44 | 0.4 | n |  | TRUE
93 | bus_LV_295-48_0_3_node_45 | 0.4 | n |  | TRUE
94 | bus_LV_295-48_0_3_node_46 | 0.4 | n |  | TRUE
95 | bus_LV_295-48_0_3_node_66 | 0.4 | n |  | TRUE
96 | bus_LV_295-48_0_3_node_67 | 0.4 | n |  | TRUE
97 | bus_LV_295-48_0_3_node_70 | 0.4 | n |  | TRUE
98 | bus_LV_295-48_0_3_node_68 | 0.4 | n |  | TRUE
99 | bus_LV_295-48_0_3_node_69 | 0.4 | n |  | TRUE
100 | bus_LV_295-48_0_3_node_50 | 0.4 | n |  | TRUE
101 | bus_LV_295-48_0_3_node_51 | 0.4 | n |  | TRUE
102 | bus_LV_295-48_0_3_node_54 | 0.4 | n |  | TRUE
103 | bus_LV_295-48_0_3_node_55 | 0.4 | n |  | TRUE
104 | bus_LV_295-48_0_3_node_158 | 0.4 | n |  | TRUE
105 | bus_LV_295-48_0_3_node_130 | 0.4 | n |  | TRUE
106 | bus_LV_295-48_0_3_node_129 | 0.4 | n |  | TRUE
107 | bus_LV_295-48_0_3_node_181 | 0.4 | n |  | TRUE
108 | bus_LV_295-48_0_3_node_127 | 0.4 | n |  | TRUE
109 | bus_LV_295-48_0_3_node_156 | 0.4 | n |  | TRUE
110 | bus_LV_295-48_0_3_node_57 | 0.4 | n |  | TRUE
111 | bus_LV_295-48_0_3_node_58 | 0.4 | n |  | TRUE
112 | bus_LV_295-48_0_3_node_59 | 0.4 | n |  | TRUE
113 | bus_LV_295-48_0_3_node_60 | 0.4 | n |  | TRUE
114 | bus_LV_295-48_0_3_node_61 | 0.4 | n |  | TRUE
115 | bus_LV_295-48_0_3_node_63 | 0.4 | n |  | TRUE
116 | bus_LV_295-48_0_3_node_64 | 0.4 | n |  | TRUE
117 | bus_LV_295-48_0_3_node_118 | 0.4 | n |  | TRUE
118 | bus_LV_295-48_0_3_node_90 | 0.4 | n |  | TRUE
119 | bus_LV_295-48_0_3_node_91 | 0.4 | n |  | TRUE
120 | bus_LV_295-48_0_3_node_119 | 0.4 | n |  | TRUE
121 | bus_LV_295-48_0_3_node_120 | 0.4 | n |  | TRUE
122 | bus_LV_295-48_0_3_node_92 | 0.4 | n |  | TRUE
123 | bus_LV_295-48_0_3_node_172 | 0.4 | n |  | TRUE
124 | bus_LV_295-48_0_3_node_173 | 0.4 | n |  | TRUE
125 | bus_LV_295-48_0_3_node_79 | 0.4 | n |  | TRUE
126 | bus_LV_295-48_0_3_node_80 | 0.4 | n |  | TRUE
127 | bus_LV_295-48_0_3_node_74 | 0.4 | n |  | TRUE
128 | bus_LV_295-48_0_3_node_76 | 0.4 | n |  | TRUE
129 | bus_LV_295-48_0_3_node_77 | 0.4 | n |  | TRUE
130 | bus_LV_295-48_0_3_node_82 | 0.4 | n |  | TRUE
131 | bus_LV_295-48_0_3_node_110 | 0.4 | n |  | TRUE
132 | bus_LV_295-48_0_3_node_93 | 0.4 | n |  | TRUE
133 | bus_LV_295-48_0_3_node_111 | 0.4 | n |  | TRUE
134 | bus_LV_295-48_0_3_node_112 | 0.4 | n |  | TRUE
135 | bus_LV_295-48_0_3_node_85 | 0.4 | n |  | TRUE
136 | bus_LV_295-48_0_3_node_86 | 0.4 | n |  | TRUE
137 | bus_LV_295-48_0_3_node_87 | 0.4 | n |  | TRUE
138 | bus_LV_295-48_0_3_node_88 | 0.4 | n |  | TRUE
139 | bus_LV_295-48_0_3_node_89 | 0.4 | n |  | TRUE
140 | bus_LV_295-48_0_3_node_131 | 0.4 | n |  | TRUE
141 | bus_LV_295-48_0_3_node_96 | 0.4 | n |  | TRUE
142 | bus_LV_295-48_0_3_node_183 | 0.4 | n |  | TRUE
143 | bus_LV_295-48_0_3_node_184 | 0.4 | n |  | TRUE
144 | bus_LV_295-48_0_3_node_99 | 0.4 | n |  | TRUE
145 | bus_LV_295-48_0_3_node_94 | 0.4 | n |  | TRUE
146 | bus_LV_295-48_0_3_node_109 | 0.4 | n |  | TRUE
147 | bus_LV_295-48_0_3_node_95 | 0.4 | n |  | TRUE
148 | bus_LV_295-48_0_3_node_98 | 0.4 | n |  | TRUE
149 | bus_LV_295-48_0_3_node_97 | 0.4 | n |  | TRUE
150 | bus_LV_295-48_0_3_node_177 | 0.4 | n |  | TRUE
151 | bus_LV_295-48_0_3_node_176 | 0.4 | n |  | TRUE
152 | bus_LV_295-48_0_3_node_178 | 0.4 | n |  | TRUE
153 | bus_LV_295-48_0_3_node_103 | 0.4 | n |  | TRUE
154 | bus_LV_295-48_0_3_node_113 | 0.4 | n |  | TRUE
155 | bus_LV_295-48_0_3_node_114 | 0.4 | n |  | TRUE
156 | bus_LV_295-48_0_3_node_115 | 0.4 | n |  | TRUE
157 | bus_LV_295-48_0_3_node_116 | 0.4 | n |  | TRUE
158 | bus_LV_295-48_0_3_node_117 | 0.4 | n |  | TRUE
159 | bus_LV_295-48_0_3_node_180 | 0.4 | n |  | TRUE
160 | bus_LV_295-48_0_3_node_140 | 0.4 | n |  | TRUE
161 | bus_LV_295-48_0_3_node_160 | 0.4 | n |  | TRUE
162 | bus_LV_295-48_0_3_node_137 | 0.4 | n |  | TRUE
163 | bus_LV_295-48_0_3_node_125 | 0.4 | n |  | TRUE
164 | bus_LV_295-48_0_3_node_144 | 0.4 | n |  | TRUE
165 | bus_LV_295-48_0_3_node_151 | 0.4 | n |  | TRUE
166 | bus_LV_295-48_0_3_node_139 | 0.4 | n |  | TRUE
167 | bus_LV_295-48_0_3_node_159 | 0.4 | n |  | TRUE
168 | bus_LV_295-48_0_3_node_123 | 0.4 | n |  | TRUE
169 | bus_LV_295-48_0_3_node_142 | 0.4 | n |  | TRUE
170 | bus_LV_295-48_0_3_node_152 | 0.4 | n |  | TRUE
171 | bus_LV_295-48_0_3_node_150 | 0.4 | n |  | TRUE
172 | bus_LV_295-48_0_3_node_190 | 0.4 | n |  | TRUE
173 | bus_LV_295-48_0_3_node_191 | 0.4 | n |  | TRUE
174 | bus_LV_295-48_0_3_node_192 | 0.4 | n |  | TRUE
175 | bus_LV_295-48_0_3_node_193 | 0.4 | n |  | TRUE
176 | bus_LV_295-48_0_3_node_122 | 0.4 | n |  | TRUE
177 | bus_LV_295-48_0_3_node_128 | 0.4 | n |  | TRUE
178 | bus_LV_295-48_0_3_node_182 | 0.4 | n |  | TRUE
179 | bus_LV_295-48_0_3_node_157 | 0.4 | n |  | TRUE
180 | bus_LV_295-48_0_3_node_155 | 0.4 | n |  | TRUE
181 | bus_LV_295-48_0_3_node_145 | 0.4 | n |  | TRUE
182 | bus_LV_295-48_0_3_node_141 | 0.4 | n |  | TRUE
183 | bus_LV_295-48_0_3_node_163 | 0.4 | n |  | TRUE
184 | bus_LV_295-48_0_3_node_198 | 0.4 | n |  | TRUE
185 | bus_LV_295-48_0_3_node_199 | 0.4 | n |  | TRUE
186 | bus_LV_295-48_0_3_node_138 | 0.4 | n |  | TRUE
187 | bus_LV_295-48_0_3_node_143 | 0.4 | n |  | TRUE
188 | bus_LV_295-48_0_3_node_146 | 0.4 | n |  | TRUE
189 | bus_LV_295-48_0_3_node_147 | 0.4 | n |  | TRUE
190 | bus_LV_295-48_0_3_node_148 | 0.4 | n |  | TRUE
191 | bus_LV_295-48_0_3_node_162 | 0.4 | n |  | TRUE
192 | bus_LV_295-48_0_3_node_149 | 0.4 | n |  | TRUE
193 | bus_LV_295-48_0_3_node_153 | 0.4 | n |  | TRUE
194 | bus_LV_295-48_0_3_node_154 | 0.4 | n |  | TRUE
195 | bus_LV_295-48_0_3_node_161 | 0.4 | n |  | TRUE
196 | bus_MV_417_0_node_171 | 20 | n |  | TRUE

## load
| name | bus | p_mw | q_mvar | const_z_percent | const_i_percent | sn_mva | scaling | in_service | type
0 | LV_295-48_0_3_load_0 | 0 | 0.0005698 | 0.0001428 | 0 | 0 |  | 1 | TRUE | wye
1 | LV_295-48_0_3_load_2 | 3 | 0.00069915 | 0.00017522 | 0 | 0 |  | 1 | TRUE | wye
2 | LV_295-48_0_3_load_164 | 4 | 0.00067112 | 0.0001682 | 0 | 0 |  | 1 | TRUE | wye
3 | LV_295-48_0_3_load_6 | 6 | 0.00052559 | 0.00013173 | 0 | 0 |  | 1 | TRUE | wye
4 | LV_295-48_0_3_load_5 | 10 | 0.0012728 | 0.000319 | 0 | 0 |  | 1 | TRUE | wye
5 | LV_295-48_0_3_load_7 | 11 | 0.00084971 | 0.00021296 | 0 | 0 |  | 1 | TRUE | wye
6 | LV_295-48_0_3_load_20 | 14 | 0.00096052 | 0.00024073 | 0 | 0 |  | 1 | TRUE | wye
7 | LV_295-48_0_3_load_83 | 16 | 0.00077047 | 0.0001931 | 0 | 0 |  | 1 | TRUE | wye
8 | LV_295-48_0_3_load_22 | 17 | 0.0015644 | 0.00039209 | 0 | 0 |  | 1 | TRUE | wye
9 | LV_295-48_0_3_load_23 | 18 | 0.0017156 | 0.00042997 | 0 | 0 |  | 1 | TRUE | wye
10 | LV_295-48_0_3_load_24 | 19 | 0.00063427 | 0.00015896 | 0 | 0 |  | 1 | TRUE | wye
11 | LV_295-48_0_3_load_25 | 20 | 0.0011077 | 0.00027761 | 0 | 0 |  | 1 | TRUE | wye
12 | LV_295-48_0_3_load_9 | 21 | 0.0020202 | 0.0005063 | 0 | 0 |  | 1 | TRUE | wye
13 | LV_295-48_0_3_load_10 | 22 | 0.0018777 | 0.00047059 | 0 | 0 |  | 1 | TRUE | wye
14 | LV_295-48_0_3_load_11 | 23 | 0.00093484 | 0.00023429 | 0 | 0 |  | 1 | TRUE | wye
15 | LV_295-48_0_3_load_13 | 25 | 0.00096851 | 0.00024273 | 0 | 0 |  | 1 | TRUE | wye
16 | LV_295-48_0_3_load_18 | 28 | 0.0043602 | 0.0010928 | 0 | 0 |  | 1 | TRUE | wye
17 | LV_295-48_0_3_load_47 | 31 | 0.0030064 | 0.00075348 | 0 | 0 |  | 1 | TRUE | wye
18 | LV_295-48_0_3_load_167 | 33 | 0.0055367 | 0.0013876 | 0 | 0 |  | 1 | TRUE | wye
19 | LV_295-48_0_3_load_170 | 34 | 0.0041062 | 0.0010291 | 0 | 0 |  | 1 | TRUE | wye
20 | LV_295-48_0_3_load_52 | 35 | 0.0058604 | 0.0014688 | 0 | 0 |  | 1 | TRUE | wye
21 | LV_295-48_0_3_load_56 | 38 | 0.0026496 | 0.00066406 | 0 | 0 |  | 1 | TRUE | wye
22 | LV_295-48_0_3_load_75 | 40 | 0.00082888 | 0.00020774 | 0 | 0 |  | 1 | TRUE | wye
23 | LV_295-48_0_3_load_121 | 42 | 0.0026101 | 0.00065416 | 0 | 0 |  | 1 | TRUE | wye
24 | LV_295-48_0_3_load_71 | 43 | 0.0012017 | 0.00030118 | 0 | 0 |  | 1 | TRUE | wye
25 | LV_295-48_0_3_load_73 | 44 | 0.0032943 | 0.00082562 | 0 | 0 |  | 1 | TRUE | wye
26 | LV_295-48_0_3_load_179 | 45 | 0.00084361 | 0.00021143 | 0 | 0 |  | 1 | TRUE | wye
27 | LV_295-48_0_3_load_26 | 47 | 0.0051285 | 0.0012853 | 0 | 0 |  | 1 | TRUE | wye
28 | LV_295-48_0_3_load_34 | 53 | 0.0034312 | 0.00085994 | 0 | 0 |  | 1 | TRUE | wye
29 | LV_295-48_0_3_load_102 | 54 | 0.0061405 | 0.001539 | 0 | 0 |  | 1 | TRUE | wye
30 | LV_295-48_0_3_load_100 | 56 | 0.0043712 | 0.0010955 | 0 | 0 |  | 1 | TRUE | wye
31 | LV_295-48_0_3_load_187 | 57 | 0.0042044 | 0.0010537 | 0 | 0 |  | 1 | TRUE | wye
32 | LV_295-48_0_3_load_132 | 61 | 0.0048268 | 0.0012097 | 0 | 0 |  | 1 | TRUE | wye
33 | LV_295-48_0_3_load_175 | 62 | 0.0015227 | 0.00038163 | 0 | 0 |  | 1 | TRUE | wye
34 | LV_295-48_0_3_load_189 | 64 | 0.0046643 | 0.001169 | 0 | 0 |  | 1 | TRUE | wye
35 | LV_295-48_0_3_load_62 | 70 | 0.0016527 | 0.00041422 | 0 | 0 |  | 1 | TRUE | wye
36 | LV_295-48_0_3_load_196 | 71 | 0.0021756 | 0.00054526 | 0 | 0 |  | 1 | TRUE | wye
37 | LV_295-48_0_3_load_186 | 74 | 0.0014307 | 0.00035858 | 0 | 0 |  | 1 | TRUE | wye
38 | LV_295-48_0_3_load_194 | 75 | 0.0022128 | 0.00055459 | 0 | 0 |  | 1 | TRUE | wye
39 | LV_295-48_0_3_load_195 | 76 | 0.0023379 | 0.00058592 | 0 | 0 |  | 1 | TRUE | wye
40 | LV_295-48_0_3_load_174 | 77 | 0.001958 | 0.00049073 | 0 | 0 |  | 1 | TRUE | wye
41 | LV_295-48_0_3_load_81 | 78 | 0.0012923 | 0.00032389 | 0 | 0 |  | 1 | TRUE | wye
42 | LV_295-48_0_3_load_126 | 79 | 0.001324 | 0.00033183 | 0 | 0 |  | 1 | TRUE | wye
43 | LV_295-48_0_3_load_105 | 82 | 0.0011599 | 0.00029071 | 0 | 0 |  | 1 | TRUE | wye
44 | LV_295-48_0_3_load_36 | 84 | 0.00069517 | 0.00017423 | 0 | 0 |  | 1 | TRUE | wye
45 | LV_295-48_0_3_load_39 | 87 | 0.0010416 | 0.00026105 | 0 | 0 |  | 1 | TRUE | wye
46 | LV_295-48_0_3_load_40 | 88 | 0.00077453 | 0.00019412 | 0 | 0 |  | 1 | TRUE | wye
47 | LV_295-48_0_3_load_41 | 89 | 0.00069308 | 0.0001737 | 0 | 0 |  | 1 | TRUE | wye
48 | LV_295-48_0_3_load_42 | 90 | 0.00064813 | 0.00016244 | 0 | 0 |  | 1 | TRUE | wye
49 | LV_295-48_0_3_load_44 | 92 | 0.00067138 | 0.00016826 | 0 | 0 |  | 1 | TRUE | wye
50 | LV_295-48_0_3_load_45 | 93 | 0.00088557 | 0.00022194 | 0 | 0 |  | 1 | TRUE | wye
51 | LV_295-48_0_3_load_46 | 94 | 0.0007767 | 0.00019466 | 0 | 0 |  | 1 | TRUE | wye
52 | LV_295-48_0_3_load_66 | 95 | 0.00072249 | 0.00018107 | 0 | 0 |  | 1 | TRUE | wye
53 | LV_295-48_0_3_load_67 | 96 | 0.00049358 | 0.0001237 | 0 | 0 |  | 1 | TRUE | wye
54 | LV_295-48_0_3_load_70 | 97 | 0.0012793 | 0.00032061 | 0 | 0 |  | 1 | TRUE | wye
55 | LV_295-48_0_3_load_68 | 98 | 0.0010812 | 0.00027097 | 0 | 0 |  | 1 | TRUE | wye
56 | LV_295-48_0_3_load_69 | 99 | 0.0005759 | 0.00014433 | 0 | 0 |  | 1 | TRUE | wye
57 | LV_295-48_0_3_load_51 | 101 | 0.0038935 | 0.00097581 | 0 | 0 |  | 1 | TRUE | wye
58 | LV_295-48_0_3_load_54 | 102 | 0.0038219 | 0.00095787 | 0 | 0 |  | 1 | TRUE | wye
59 | LV_295-48_0_3_load_55 | 103 | 0.0046336 | 0.0011613 | 0 | 0 |  | 1 | TRUE | wye
60 | LV_295-48_0_3_load_158 | 104 | 0.0040761 | 0.0010216 | 0 | 0 |  | 1 | TRUE | wye
61 | LV_295-48_0_3_load_181 | 107 | 0.004776 | 0.001197 | 0 | 0 |  | 1 | TRUE | wye
62 | LV_295-48_0_3_load_57 | 110 | 0.0041391 | 0.0010374 | 0 | 0 |  | 1 | TRUE | wye
63 | LV_295-48_0_3_load_58 | 111 | 0.0022185 | 0.000556 | 0 | 0 |  | 1 | TRUE | wye
64 | LV_295-48_0_3_load_60 | 113 | 0.0057943 | 0.0014522 | 0 | 0 |  | 1 | TRUE | wye
65 | LV_295-48_0_3_load_61 | 114 | 0.0045638 | 0.0011438 | 0 | 0 |  | 1 | TRUE | wye
66 | LV_295-48_0_3_load_90 | 118 | 0.011956 | 0.0029966 | 0 | 0 |  | 1 | TRUE | wye
67 | LV_295-48_0_3_load_91 | 119 | 0.0043066 | 0.0010793 | 0 | 0 |  | 1 | TRUE | wye
68 | LV_295-48_0_3_load_120 | 121 | 0.0048865 | 0.0012247 | 0 | 0 |  | 1 | TRUE | wye
69 | LV_295-48_0_3_load_92 | 122 | 0.0044084 | 0.0011049 | 0 | 0 |  | 1 | TRUE | wye
70 | LV_295-48_0_3_load_172 | 123 | 0.002123 | 0.00053207 | 0 | 0 |  | 1 | TRUE | wye
71 | LV_295-48_0_3_load_173 | 124 | 0.0064242 | 0.0016101 | 0 | 0 |  | 1 | TRUE | wye
72 | LV_295-48_0_3_load_74 | 127 | 0.0022026 | 0.00055203 | 0 | 0 |  | 1 | TRUE | wye
73 | LV_295-48_0_3_load_77 | 129 | 0.0036027 | 0.00090292 | 0 | 0 |  | 1 | TRUE | wye
74 | LV_295-48_0_3_load_82 | 130 | 0.0017408 | 0.00043627 | 0 | 0 |  | 1 | TRUE | wye
75 | LV_295-48_0_3_load_93 | 132 | 0.00067682 | 0.00016963 | 0 | 0 |  | 1 | TRUE | wye
76 | LV_295-48_0_3_load_85 | 135 | 0.00059652 | 0.0001495 | 0 | 0 |  | 1 | TRUE | wye
77 | LV_295-48_0_3_load_86 | 136 | 0.00058573 | 0.0001468 | 0 | 0 |  | 1 | TRUE | wye
78 | LV_295-48_0_3_load_88 | 138 | 0.0012693 | 0.00031812 | 0 | 0 |  | 1 | TRUE | wye
79 | LV_295-48_0_3_load_89 | 139 | 0.0012144 | 0.00030436 | 0 | 0 |  | 1 | TRUE | wye
80 | LV_295-48_0_3_load_183 | 142 | 0.00077485 | 0.0001942 | 0 | 0 |  | 1 | TRUE | wye
81 | LV_295-48_0_3_load_184 | 143 | 0.0006655 | 0.00016679 | 0 | 0 |  | 1 | TRUE | wye
82 | LV_295-48_0_3_load_99 | 144 | 0.00096248 | 0.00024122 | 0 | 0 |  | 1 | TRUE | wye
83 | LV_295-48_0_3_load_109 | 146 | 0.0014096 | 0.00035328 | 0 | 0 |  | 1 | TRUE | wye
84 | LV_295-48_0_3_load_98 | 148 | 0.00069598 | 0.00017443 | 0 | 0 |  | 1 | TRUE | wye
85 | LV_295-48_0_3_load_177 | 150 | 0.00084696 | 0.00021227 | 0 | 0 |  | 1 | TRUE | wye
86 | LV_295-48_0_3_load_178 | 152 | 0.00056836 | 0.00014245 | 0 | 0 |  | 1 | TRUE | wye
87 | LV_295-48_0_3_load_103 | 153 | 0.011953 | 0.0029956 | 0 | 0 |  | 1 | TRUE | wye
88 | LV_295-48_0_3_load_114 | 155 | 0.00062143 | 0.00015575 | 0 | 0 |  | 1 | TRUE | wye
89 | LV_295-48_0_3_load_115 | 156 | 0.0016804 | 0.00042114 | 0 | 0 |  | 1 | TRUE | wye
90 | LV_295-48_0_3_load_180 | 159 | 0.0006576 | 0.00016481 | 0 | 0 |  | 1 | TRUE | wye
91 | LV_295-48_0_3_load_160 | 161 | 0.0020085 | 0.00050339 | 0 | 0 |  | 1 | TRUE | wye
92 | LV_295-48_0_3_load_137 | 162 | 0.0047976 | 0.0012024 | 0 | 0 |  | 1 | TRUE | wye
93 | LV_295-48_0_3_load_125 | 163 | 0.0076105 | 0.0019074 | 0 | 0 |  | 1 | TRUE | wye
94 | LV_295-48_0_3_load_144 | 164 | 0.001825 | 0.00045739 | 0 | 0 |  | 1 | TRUE | wye
95 | LV_295-48_0_3_load_139 | 166 | 0.0019963 | 0.00050033 | 0 | 0 |  | 1 | TRUE | wye
96 | LV_295-48_0_3_load_159 | 167 | 0.0021372 | 0.00053564 | 0 | 0 |  | 1 | TRUE | wye
97 | LV_295-48_0_3_load_123 | 168 | 0.0048823 | 0.0012236 | 0 | 0 |  | 1 | TRUE | wye
98 | LV_295-48_0_3_load_152 | 170 | 0.0019154 | 0.00048004 | 0 | 0 |  | 1 | TRUE | wye
99 | LV_295-48_0_3_load_150 | 171 | 0.0017658 | 0.00044256 | 0 | 0 |  | 1 | TRUE | wye
100 | LV_295-48_0_3_load_191 | 173 | 0.0050816 | 0.0012736 | 0 | 0 |  | 1 | TRUE | wye
101 | LV_295-48_0_3_load_192 | 174 | 0.0052506 | 0.0013159 | 0 | 0 |  | 1 | TRUE | wye
102 | LV_295-48_0_3_load_193 | 175 | 0.0052768 | 0.0013225 | 0 | 0 |  | 1 | TRUE | wye
103 | LV_295-48_0_3_load_122 | 176 | 0.0042949 | 0.0010764 | 0 | 0 |  | 1 | TRUE | wye
104 | LV_295-48_0_3_load_182 | 178 | 0.012243 | 0.0030683 | 0 | 0 |  | 1 | TRUE | wye
105 | LV_295-48_0_3_load_157 | 179 | 0.0038464 | 0.00096399 | 0 | 0 |  | 1 | TRUE | wye
106 | LV_295-48_0_3_load_141 | 182 | 0.0051959 | 0.0013022 | 0 | 0 |  | 1 | TRUE | wye
107 | LV_295-48_0_3_load_163 | 183 | 0.0017593 | 0.00044092 | 0 | 0 |  | 1 | TRUE | wye
108 | LV_295-48_0_3_load_198 | 184 | 0.0022967 | 0.0005756 | 0 | 0 |  | 1 | TRUE | wye
109 | LV_295-48_0_3_load_199 | 185 | 0.0046454 | 0.0011642 | 0 | 0 |  | 1 | TRUE | wye
110 | LV_295-48_0_3_load_138 | 186 | 0.00066004 | 0.00016542 | 0 | 0 |  | 1 | TRUE | wye
111 | LV_295-48_0_3_load_147 | 189 | 0.0049929 | 0.0012513 | 0 | 0 |  | 1 | TRUE | wye
112 | LV_295-48_0_3_load_148 | 190 | 0.0030789 | 0.00077164 | 0 | 0 |  | 1 | TRUE | wye
113 | LV_295-48_0_3_load_162 | 191 | 0.0018863 | 0.00047276 | 0 | 0 |  | 1 | TRUE | wye
114 | LV_295-48_0_3_load_149 | 192 | 0.0018811 | 0.00047144 | 0 | 0 |  | 1 | TRUE | wye
115 | LV_295-48_0_3_load_153 | 193 | 0.0034284 | 0.00085925 | 0 | 0 |  | 1 | TRUE | wye
116 | LV_295-48_0_3_load_161 | 195 | 0.0019522 | 0.00048926 | 0 | 0 |  | 1 | TRUE | wye

## ext_grid
| name | bus | vm_pu | va_degree | slack_weight | in_service
0 |  | 64 | 1 | 0 | 1 | TRUE

## line
| name | std_type | from_bus | to_bus | length_km | r_ohm_per_km | x_ohm_per_km | c_nf_per_km | g_us_per_km | max_i_ka | df | parallel | type | in_service
0 | LV_295-48_0_3_line_0 |  | 0 | 1 | 0.080806 | 0.125 | 0.08 | 261 | 0 | 0.364 | 1 | 1 | cs | TRUE
1 | LV_295-48_0_3_line_1 |  | 0 | 2 | 0.27369 | 0.125 | 0.08 | 261 | 0 | 0.364 | 1 | 1 | cs | TRUE
2 | LV_295-48_0_3_line_2 |  | 1 | 3 | 0.01657 | 0.125 | 0.08 | 261 | 0 | 0.364 | 1 | 1 | cs | TRUE
3 | LV_295-48_0_3_line_3 |  | 2 | 5 | 0.13487 | 0.125 | 0.08 | 261 | 0 | 0.364 | 1 | 1 | cs | TRUE
4 | LV_295-48_0_3_line_4 |  | 3 | 6 | 0.0069061 | 0.125 | 0.08 | 261 | 0 | 0.364 | 1 | 1 | cs | TRUE
5 | LV_295-48_0_3_line_5 |  | 4 | 5 | 0.024796 | 0.125 | 0.08 | 261 | 0 | 0.364 | 1 | 1 | cs | TRUE
6 | LV_295-48_0_3_line_6 |  | 6 | 7 | 0.010595 | 0.125 | 0.08 | 261 | 0 | 0.364 | 1 | 1 | cs | TRUE
7 | LV_295-48_0_3_line_7 |  | 7 | 16 | 0.016162 | 0.125 | 0.08 | 261 | 0 | 0.364 | 1 | 1 | cs | TRUE
8 | LV_295-48_0_3_line_8 |  | 8 | 9 | 0.002007 | 0.125 | 0.08 | 261 | 0 | 0.364 | 1 | 1 | cs | TRUE
9 | LV_295-48_0_3_line_9 |  | 8 | 10 | 0.0045049 | 0.125 | 0.08 | 261 | 0 | 0.364 | 1 | 1 | cs | TRUE
10 | LV_295-48_0_3_line_10 |  | 9 | 11 | 0.015188 | 0.125 | 0.08 | 261 | 0 | 0.364 | 1 | 1 | cs | TRUE
11 | LV_295-48_0_3_line_11 |  | 10 | 12 | 0.018022 | 0.125 | 0.08 | 261 | 0 | 0.364 | 1 | 1 | cs | TRUE
12 | LV_295-48_0_3_line_12 |  | 12 | 13 | 0.053411 | 0.125 | 0.08 | 261 | 0 | 0.364 | 1 | 1 | cs | TRUE
13 | LV_295-48_0_3_line_13 |  | 12 | 14 | 0.023225 | 0.125 | 0.08 | 261 | 0 | 0.364 | 1 | 1 | cs | TRUE
14 | LV_295-48_0_3_line_14 |  | 12 | 15 | 0.062827 | 0.125 | 0.08 | 261 | 0 | 0.364 | 1 | 1 | cs | TRUE
15 | LV_295-48_0_3_line_15 |  | 13 | 17 | 0.009511 | 0.125 | 0.08 | 261 | 0 | 0.364 | 1 | 1 | cs | TRUE
16 | LV_295-48_0_3_line_16 |  | 13 | 18 | 0.013293 | 0.125 | 0.08 | 261 | 0 | 0.364 | 1 | 1 | cs | TRUE
17 | LV_295-48_0_3_line_17 |  | 15 | 19 | 0.0099103 | 0.125 | 0.08 | 261 | 0 | 0.364 | 1 | 1 | cs | TRUE
18 | LV_295-48_0_3_line_18 |  | 15 | 20 | 0.027721 | 0.125 | 0.08 | 261 | 0 | 0.364 | 1 | 1 | cs | TRUE
19 | LV_295-48_0_3_line_19 |  | 16 | 99 | 0.0091016 | 0.125 | 0.08 | 261 | 0 | 0.364 | 1 | 1 | cs | TRUE
20 | LV_295-48_0_3_line_20 |  | 18 | 39 | 0.024776 | 0.125 | 0.08 | 261 | 0 | 0.364 | 1 | 1 | cs | TRUE
21 | LV_295-48_0_3_line_21 |  | 19 | 40 | 0.00033809 | 0.125 | 0.08 | 261 | 0 | 0.364 | 1 | 1 | cs | TRUE
22 | LV_295-48_0_3_line_22 |  | 20 | 41 | 0.017845 | 0.125 | 0.08 | 261 | 0 | 0.364 | 1 | 1 | cs | TRUE
23 | LV_295-48_0_3_line_23 |  | 21 | 22 | 0.0030086 | 0.125 | 0.08 | 261 | 0 | 0.364 | 1 | 1 | cs | TRUE
24 | LV_295-48_0_3_line_24 |  | 21 | 23 | 0.0024499 | 0.125 | 0.08 | 261 | 0 | 0.364 | 1 | 1 | cs | TRUE
25 | LV_295-48_0_3_line_25 |  | 22 | 24 | 0.029112 | 0.125 | 0.08 | 261 | 0 | 0.364 | 1 | 1 | cs | TRUE
26 | LV_295-48_0_3_line_26 |  | 23 | 25 | 0.037905 | 0.125 | 0.08 | 261 | 0 | 0.364 | 1 | 1 | cs | TRUE
27 | LV_295-48_0_3_line_27 |  | 24 | 26 | 0.024412 | 0.125 | 0.08 | 261 | 0 | 0.364 | 1 | 1 | cs | TRUE
28 | LV_295-48_0_3_line_28 |  | 26 | 27 | 0.032698 | 0.125 | 0.08 | 261 | 0 | 0.364 | 1 | 1 | cs | TRUE
29 | LV_295-48_0_3_line_29 |  | 26 | 28 | 0.021737 | 0.125 | 0.08 | 261 | 0 | 0.364 | 1 | 1 | cs | TRUE
30 | LV_295-48_0_3_line_30 |  | 27 | 32 | 0.028911 | 0.125 | 0.08 | 261 | 0 | 0.364 | 1 | 1 | cs | TRUE
31 | LV_295-48_0_3_line_31 |  | 27 | 33 | 0.020577 | 0.125 | 0.08 | 261 | 0 | 0.364 | 1 | 1 | cs | TRUE
32 | LV_295-48_0_3_line_32 |  | 28 | 34 | 0.014846 | 0.125 | 0.08 | 261 | 0 | 0.364 | 1 | 1 | cs | TRUE
33 | LV_295-48_0_3_line_33 |  | 29 | 30 | 0.001043 | 0.125 | 0.08 | 261 | 0 | 0.364 | 1 | 1 | cs | TRUE
34 | LV_295-48_0_3_line_34 |  | 29 | 31 | 0.01637 | 0.125 | 0.08 | 261 | 0 | 0.364 | 1 | 1 | cs | TRUE
35 | LV_295-48_0_3_line_35 |  | 30 | 35 | 0.013263 | 0.125 | 0.08 | 261 | 0 | 0.364 | 1 | 1 | cs | TRUE
36 | LV_295-48_0_3_line_36 |  | 30 | 36 | 0.005233 | 0.125 | 0.08 | 261 | 0 | 0.364 | 1 | 1 | cs | TRUE
37 | LV_295-48_0_3_line_37 |  | 31 | 37 | 0.018224 | 0.125 | 0.08 | 261 | 0 | 0.364 | 1 | 1 | cs | TRUE
38 | LV_295-48_0_3_line_38 |  | 32 | 38 | 0.0069441 | 0.125 | 0.08 | 261 | 0 | 0.364 | 1 | 1 | cs | TRUE
39 | LV_295-48_0_3_line_39 |  | 36 | 104 | 0.012774 | 0.125 | 0.08 | 261 | 0 | 0.364 | 1 | 1 | cs | TRUE
40 | LV_295-48_0_3_line_40 |  | 37 | 100 | 0.01033 | 0.125 | 0.08 | 261 | 0 | 0.364 | 1 | 1 | cs | TRUE
41 | LV_295-48_0_3_line_41 |  | 37 | 101 | 0.021013 | 0.125 | 0.08 | 261 | 0 | 0.364 | 1 | 1 | cs | TRUE
42 | LV_295-48_0_3_line_42 |  | 38 | 101 | 0.01548 | 0.125 | 0.08 | 261 | 0 | 0.364 | 1 | 1 | cs | TRUE
43 | LV_295-48_0_3_line_43 |  | 39 | 42 | 0.038891 | 0.125 | 0.08 | 261 | 0 | 0.364 | 1 | 1 | cs | TRUE
44 | LV_295-48_0_3_line_44 |  | 39 | 43 | 0.035302 | 0.125 | 0.08 | 261 | 0 | 0.364 | 1 | 1 | cs | TRUE
45 | LV_295-48_0_3_line_45 |  | 40 | 44 | 0.014265 | 0.125 | 0.08 | 261 | 0 | 0.364 | 1 | 1 | cs | TRUE
46 | LV_295-48_0_3_line_46 |  | 41 | 45 | 0.034041 | 0.125 | 0.08 | 261 | 0 | 0.364 | 1 | 1 | cs | TRUE
47 | LV_295-48_0_3_line_47 |  | 41 | 46 | 0.012926 | 0.125 | 0.08 | 261 | 0 | 0.364 | 1 | 1 | cs | TRUE
48 | LV_295-48_0_3_line_48 |  | 43 | 93 | 0.021391 | 0.125 | 0.08 | 261 | 0 | 0.364 | 1 | 1 | cs | TRUE
49 | LV_295-48_0_3_line_49 |  | 44 | 127 | 0.026202 | 0.125 | 0.08 | 261 | 0 | 0.364 | 1 | 1 | cs | TRUE
50 | LV_295-48_0_3_line_50 |  | 46 | 81 | 0.011022 | 0.125 | 0.08 | 261 | 0 | 0.364 | 1 | 1 | cs | TRUE
51 | LV_295-48_0_3_line_51 |  | 46 | 82 | 0.027688 | 0.125 | 0.08 | 261 | 0 | 0.364 | 1 | 1 | cs | TRUE
52 | LV_295-48_0_3_line_52 |  | 47 | 48 | 0.017683 | 0.125 | 0.08 | 261 | 0 | 0.364 | 1 | 1 | cs | TRUE
53 | LV_295-48_0_3_line_53 |  | 47 | 49 | 0.0085253 | 0.125 | 0.08 | 261 | 0 | 0.364 | 1 | 1 | cs | TRUE
54 | LV_295-48_0_3_line_54 |  | 48 | 50 | 0.017638 | 0.125 | 0.08 | 261 | 0 | 0.364 | 1 | 1 | cs | TRUE
55 | LV_295-48_0_3_line_55 |  | 48 | 51 | 0.036571 | 0.125 | 0.08 | 261 | 0 | 0.364 | 1 | 2 | cs | TRUE
56 | LV_295-48_0_3_line_56 |  | 48 | 52 | 0.0082767 | 0.125 | 0.08 | 261 | 0 | 0.364 | 1 | 1 | cs | TRUE
57 | LV_295-48_0_3_line_57 |  | 49 | 53 | 0.0087477 | 0.125 | 0.08 | 261 | 0 | 0.364 | 1 | 1 | cs | TRUE
58 | LV_295-48_0_3_line_58 |  | 50 | 54 | 0.0097381 | 0.125 | 0.08 | 261 | 0 | 0.364 | 1 | 1 | cs | TRUE
59 | LV_295-48_0_3_line_59 |  | 51 | 55 | 0.049711 | 0.125 | 0.08 | 261 | 0 | 0.364 | 1 | 3 | cs | TRUE
60 | LV_295-48_0_3_line_60 |  | 51 | 56 | 0.046926 | 0.125 | 0.08 | 261 | 0 | 0.364 | 1 | 1 | cs | TRUE
61 | LV_295-48_0_3_line_61 |  | 52 | 62 | 0.0096584 | 0.125 | 0.08 | 261 | 0 | 0.364 | 1 | 1 | cs | TRUE
62 | LV_295-48_0_3_line_62 |  | 53 | 63 | 0.027447 | 0.125 | 0.08 | 261 | 0 | 0.364 | 1 | 1 | cs | TRUE
63 | LV_295-48_0_3_line_63 |  | 55 | 57 | 0.002833 | 0.125 | 0.08 | 261 | 0 | 0.364 | 1 | 1 | cs | TRUE
64 | LV_295-48_0_3_line_64 |  | 55 | 58 | 0.005694 | 0.125 | 0.08 | 261 | 0 | 0.364 | 1 | 3 | cs | TRUE
65 | LV_295-48_0_3_line_65 |  | 55 | 59 | 0.048479 | 0.125 | 0.08 | 261 | 0 | 0.364 | 1 | 1 | cs | TRUE
66 | LV_295-48_0_3_line_66 |  | 58 | 64 | 0.020059 | 0.125 | 0.08 | 261 | 0 | 0.364 | 1 | 3 | cs | TRUE
67 | LV_295-48_0_3_line_67 |  | 59 | 60 | 0.019608 | 0.125 | 0.08 | 261 | 0 | 0.364 | 1 | 1 | cs | TRUE
68 | LV_295-48_0_3_line_68 |  | 59 | 61 | 0.023642 | 0.125 | 0.08 | 261 | 0 | 0.364 | 1 | 1 | cs | TRUE
69 | LV_295-48_0_3_line_69 |  | 60 | 73 | 0.004162 | 0.125 | 0.08 | 261 | 0 | 0.364 | 1 | 1 | cs | TRUE
70 | LV_295-48_0_3_line_70 |  | 60 | 74 | 0.002812 | 0.125 | 0.08 | 261 | 0 | 0.364 | 1 | 1 | cs | TRUE
71 | LV_295-48_0_3_line_71 |  | 61 | 65 | 0.0040868 | 0.125 | 0.08 | 261 | 0 | 0.364 | 1 | 1 | cs | TRUE
72 | LV_295-48_0_3_line_72 |  | 62 | 77 | 0.014173 | 0.125 | 0.08 | 261 | 0 | 0.364 | 1 | 1 | cs | TRUE
73 | LV_295-48_0_3_line_73 |  | 63 | 78 | 0.0081898 | 0.125 | 0.08 | 261 | 0 | 0.364 | 1 | 1 | cs | TRUE
74 | LV_295-48_0_3_line_74 |  | 63 | 79 | 0.011572 | 0.125 | 0.08 | 261 | 0 | 0.364 | 1 | 1 | cs | TRUE
75 | LV_295-48_0_3_line_75 |  | 65 | 66 | 0.020977 | 0.125 | 0.08 | 261 | 0 | 0.364 | 1 | 1 | cs | TRUE
76 | LV_295-48_0_3_line_76 |  | 65 | 67 | 0.030304 | 0.125 | 0.08 | 261 | 0 | 0.364 | 1 | 1 | cs | TRUE
77 | LV_295-48_0_3_line_77 |  | 66 | 71 | 0.002467 | 0.125 | 0.08 | 261 | 0 | 0.364 | 1 | 1 | cs | TRUE
78 | LV_295-48_0_3_line_78 |  | 66 | 72 | 0.002685 | 0.125 | 0.08 | 261 | 0 | 0.364 | 1 | 1 | cs | TRUE
79 | LV_295-48_0_3_line_79 |  | 67 | 68 | 0.01565 | 0.125 | 0.08 | 261 | 0 | 0.364 | 1 | 1 | cs | TRUE
80 | LV_295-48_0_3_line_80 |  | 67 | 69 | 0.032112 | 0.125 | 0.08 | 261 | 0 | 0.364 | 1 | 1 | cs | TRUE
81 | LV_295-48_0_3_line_81 |  | 67 | 70 | 0.025851 | 0.125 | 0.08 | 261 | 0 | 0.364 | 1 | 1 | cs | TRUE
82 | LV_295-48_0_3_line_82 |  | 68 | 123 | 0.006876 | 0.125 | 0.08 | 261 | 0 | 0.364 | 1 | 1 | cs | TRUE
83 | LV_295-48_0_3_line_83 |  | 68 | 124 | 0.016138 | 0.125 | 0.08 | 261 | 0 | 0.364 | 1 | 1 | cs | TRUE
84 | LV_295-48_0_3_line_84 |  | 69 | 75 | 0.002349 | 0.125 | 0.08 | 261 | 0 | 0.364 | 1 | 1 | cs | TRUE
85 | LV_295-48_0_3_line_85 |  | 69 | 76 | 0.022364 | 0.125 | 0.08 | 261 | 0 | 0.364 | 1 | 1 | cs | TRUE
86 | LV_295-48_0_3_line_86 |  | 70 | 112 | 0.016689 | 0.125 | 0.08 | 261 | 0 | 0.364 | 1 | 1 | cs | TRUE
87 | LV_295-48_0_3_line_87 |  | 72 | 184 | 0.019191 | 0.125 | 0.08 | 261 | 0 | 0.364 | 1 | 1 | cs | TRUE
88 | LV_295-48_0_3_line_88 |  | 73 | 185 | 0.020114 | 0.125 | 0.08 | 261 | 0 | 0.364 | 1 | 1 | cs | TRUE
89 | LV_295-48_0_3_line_89 |  | 77 | 105 | 0.0037978 | 0.125 | 0.08 | 261 | 0 | 0.364 | 1 | 1 | cs | TRUE
90 | LV_295-48_0_3_line_90 |  | 78 | 80 | 0.019854 | 0.125 | 0.08 | 261 | 0 | 0.364 | 1 | 1 | cs | TRUE
91 | LV_295-48_0_3_line_91 |  | 79 | 83 | 0.016646 | 0.125 | 0.08 | 261 | 0 | 0.364 | 1 | 1 | cs | TRUE
92 | LV_295-48_0_3_line_92 |  | 80 | 128 | 0.009474 | 0.125 | 0.08 | 261 | 0 | 0.364 | 1 | 1 | cs | TRUE
93 | LV_295-48_0_3_line_93 |  | 81 | 146 | 0.006122 | 0.125 | 0.08 | 261 | 0 | 0.364 | 1 | 1 | cs | TRUE
94 | LV_295-48_0_3_line_94 |  | 81 | 139 | 0.010329 | 0.125 | 0.08 | 261 | 0 | 0.364 | 1 | 1 | cs | TRUE
95 | LV_295-48_0_3_line_95 |  | 83 | 176 | 0.023239 | 0.125 | 0.08 | 261 | 0 | 0.364 | 1 | 1 | cs | TRUE
96 | LV_295-48_0_3_line_96 |  | 84 | 85 | 0.0070293 | 0.125 | 0.08 | 261 | 0 | 0.364 | 1 | 1 | cs | TRUE
97 | LV_295-48_0_3_line_97 |  | 84 | 86 | 0.014701 | 0.125 | 0.08 | 261 | 0 | 0.364 | 1 | 1 | cs | TRUE
98 | LV_295-48_0_3_line_98 |  | 85 | 87 | 0.022392 | 0.125 | 0.08 | 261 | 0 | 0.364 | 1 | 1 | cs | TRUE
99 | LV_295-48_0_3_line_99 |  | 85 | 88 | 0.0183 | 0.125 | 0.08 | 261 | 0 | 0.364 | 1 | 1 | cs | TRUE
100 | LV_295-48_0_3_line_100 |  | 86 | 89 | 0.0083807 | 0.125 | 0.08 | 261 | 0 | 0.364 | 1 | 1 | cs | TRUE
101 | LV_295-48_0_3_line_101 |  | 86 | 90 | 0.013487 | 0.125 | 0.08 | 261 | 0 | 0.364 | 1 | 1 | cs | TRUE
102 | LV_295-48_0_3_line_102 |  | 87 | 91 | 0.011077 | 0.125 | 0.08 | 261 | 0 | 0.364 | 1 | 1 | cs | TRUE
103 | LV_295-48_0_3_line_103 |  | 88 | 92 | 0.008136 | 0.125 | 0.08 | 261 | 0 | 0.364 | 1 | 1 | cs | TRUE
104 | LV_295-48_0_3_line_104 |  | 89 | 93 | 0.019808 | 0.125 | 0.08 | 261 | 0 | 0.364 | 1 | 1 | cs | TRUE
105 | LV_295-48_0_3_line_105 |  | 90 | 94 | 0.020809 | 0.125 | 0.08 | 261 | 0 | 0.364 | 1 | 1 | cs | TRUE
106 | LV_295-48_0_3_line_106 |  | 91 | 95 | 0.015153 | 0.125 | 0.08 | 261 | 0 | 0.364 | 1 | 1 | cs | TRUE
107 | LV_295-48_0_3_line_107 |  | 91 | 96 | 0.013552 | 0.125 | 0.08 | 261 | 0 | 0.364 | 1 | 1 | cs | TRUE
108 | LV_295-48_0_3_line_108 |  | 93 | 97 | 0.013376 | 0.125 | 0.08 | 261 | 0 | 0.364 | 1 | 1 | cs | TRUE
109 | LV_295-48_0_3_line_109 |  | 95 | 98 | 0.0089601 | 0.125 | 0.08 | 261 | 0 | 0.364 | 1 | 1 | cs | TRUE
110 | LV_295-48_0_3_line_110 |  | 96 | 99 | 0.0010235 | 0.125 | 0.08 | 261 | 0 | 0.364 | 1 | 1 | cs | TRUE
111 | LV_295-48_0_3_line_111 |  | 98 | 125 | 0.024444 | 0.125 | 0.08 | 261 | 0 | 0.364 | 1 | 1 | cs | TRUE
112 | LV_295-48_0_3_line_112 |  | 100 | 102 | 0.003019 | 0.125 | 0.08 | 261 | 0 | 0.364 | 1 | 1 | cs | TRUE
113 | LV_295-48_0_3_line_113 |  | 100 | 103 | 0.01457 | 0.125 | 0.08 | 261 | 0 | 0.364 | 1 | 1 | cs | TRUE
114 | LV_295-48_0_3_line_114 |  | 103 | 105 | 0.02135 | 0.125 | 0.08 | 261 | 0 | 0.364 | 1 | 1 | cs | TRUE
115 | LV_295-48_0_3_line_115 |  | 104 | 109 | 0.018837 | 0.125 | 0.08 | 261 | 0 | 0.364 | 1 | 1 | cs | TRUE
116 | LV_295-48_0_3_line_116 |  | 105 | 106 | 0.032732 | 0.125 | 0.08 | 261 | 0 | 0.364 | 1 | 1 | cs | TRUE
117 | LV_295-48_0_3_line_117 |  | 106 | 107 | 0.017026 | 0.125 | 0.08 | 261 | 0 | 0.364 | 1 | 1 | cs | TRUE
118 | LV_295-48_0_3_line_118 |  | 106 | 108 | 0.006222 | 0.125 | 0.08 | 261 | 0 | 0.364 | 1 | 1 | cs | TRUE
119 | LV_295-48_0_3_line_119 |  | 108 | 177 | 0.031574 | 0.125 | 0.08 | 261 | 0 | 0.364 | 1 | 1 | cs | TRUE
120 | LV_295-48_0_3_line_120 |  | 109 | 194 | 0.006765 | 0.125 | 0.08 | 261 | 0 | 0.364 | 1 | 1 | cs | TRUE
121 | LV_295-48_0_3_line_121 |  | 110 | 111 | 0.0024243 | 0.125 | 0.08 | 261 | 0 | 0.364 | 1 | 1 | cs | TRUE
122 | LV_295-48_0_3_line_122 |  | 110 | 112 | 0.015582 | 0.125 | 0.08 | 261 | 0 | 0.364 | 1 | 1 | cs | TRUE
123 | LV_295-48_0_3_line_123 |  | 111 | 113 | 0.01863 | 0.125 | 0.08 | 261 | 0 | 0.364 | 1 | 1 | cs | TRUE
124 | LV_295-48_0_3_line_124 |  | 112 | 114 | 0.026283 | 0.125 | 0.08 | 261 | 0 | 0.364 | 1 | 1 | cs | TRUE
125 | LV_295-48_0_3_line_125 |  | 113 | 115 | 0.024966 | 0.125 | 0.08 | 261 | 0 | 0.364 | 1 | 1 | cs | TRUE
126 | LV_295-48_0_3_line_126 |  | 114 | 116 | 0.0034146 | 0.125 | 0.08 | 261 | 0 | 0.364 | 1 | 1 | cs | TRUE
127 | LV_295-48_0_3_line_127 |  | 115 | 117 | 0.020973 | 0.125 | 0.08 | 261 | 0 | 0.364 | 1 | 1 | cs | TRUE
128 | LV_295-48_0_3_line_128 |  | 116 | 118 | 0.028663 | 0.125 | 0.08 | 261 | 0 | 0.364 | 1 | 1 | cs | TRUE
129 | LV_295-48_0_3_line_129 |  | 116 | 119 | 0.029571 | 0.125 | 0.08 | 261 | 0 | 0.364 | 1 | 1 | cs | TRUE
130 | LV_295-48_0_3_line_130 |  | 117 | 120 | 0.007839 | 0.125 | 0.08 | 261 | 0 | 0.364 | 1 | 1 | cs | TRUE
131 | LV_295-48_0_3_line_131 |  | 117 | 121 | 0.003625 | 0.125 | 0.08 | 261 | 0 | 0.364 | 1 | 1 | cs | TRUE
132 | LV_295-48_0_3_line_132 |  | 118 | 122 | 0.01143 | 0.125 | 0.08 | 261 | 0 | 0.364 | 1 | 1 | cs | TRUE
133 | LV_295-48_0_3_line_133 |  | 120 | 172 | 0.018245 | 0.125 | 0.08 | 261 | 0 | 0.364 | 1 | 1 | cs | TRUE
134 | LV_295-48_0_3_line_134 |  | 120 | 173 | 0.010269 | 0.125 | 0.08 | 261 | 0 | 0.364 | 1 | 1 | cs | TRUE
135 | LV_295-48_0_3_line_135 |  | 124 | 153 | 0.040655 | 0.125 | 0.08 | 261 | 0 | 0.364 | 1 | 1 | cs | TRUE
136 | LV_295-48_0_3_line_136 |  | 125 | 126 | 0.014788 | 0.125 | 0.08 | 261 | 0 | 0.364 | 1 | 1 | cs | TRUE
137 | LV_295-48_0_3_line_137 |  | 126 | 132 | 0.030427 | 0.125 | 0.08 | 261 | 0 | 0.364 | 1 | 1 | cs | TRUE
138 | LV_295-48_0_3_line_138 |  | 127 | 128 | 0.0064229 | 0.125 | 0.08 | 261 | 0 | 0.364 | 1 | 1 | cs | TRUE
139 | LV_295-48_0_3_line_139 |  | 128 | 129 | 0.02647 | 0.125 | 0.08 | 261 | 0 | 0.364 | 1 | 1 | cs | TRUE
140 | LV_295-48_0_3_line_140 |  | 130 | 131 | 0.027516 | 0.125 | 0.08 | 261 | 0 | 0.364 | 1 | 1 | cs | TRUE
141 | LV_295-48_0_3_line_141 |  | 131 | 133 | 0.01239 | 0.125 | 0.08 | 261 | 0 | 0.364 | 1 | 1 | cs | TRUE
142 | LV_295-48_0_3_line_142 |  | 131 | 134 | 0.013375 | 0.125 | 0.08 | 261 | 0 | 0.364 | 1 | 1 | cs | TRUE
143 | LV_295-48_0_3_line_143 |  | 133 | 154 | 0.006552 | 0.125 | 0.08 | 261 | 0 | 0.364 | 1 | 1 | cs | TRUE
144 | LV_295-48_0_3_line_144 |  | 133 | 155 | 0.000983 | 0.125 | 0.08 | 261 | 0 | 0.364 | 1 | 1 | cs | TRUE
145 | LV_295-48_0_3_line_145 |  | 134 | 156 | 0.012652 | 0.125 | 0.08 | 261 | 0 | 0.364 | 1 | 1 | cs | TRUE
146 | LV_295-48_0_3_line_146 |  | 134 | 157 | 0.023108 | 0.125 | 0.08 | 261 | 0 | 0.364 | 1 | 1 | cs | TRUE
147 | LV_295-48_0_3_line_147 |  | 134 | 158 | 0.022813 | 0.125 | 0.08 | 261 | 0 | 0.364 | 1 | 1 | cs | TRUE
148 | LV_295-48_0_3_line_148 |  | 135 | 136 | 0.00934 | 0.125 | 0.08 | 261 | 0 | 0.364 | 1 | 1 | cs | TRUE
149 | LV_295-48_0_3_line_149 |  | 136 | 137 | 0.012928 | 0.125 | 0.08 | 261 | 0 | 0.364 | 1 | 1 | cs | TRUE
150 | LV_295-48_0_3_line_150 |  | 137 | 138 | 0.025327 | 0.125 | 0.08 | 261 | 0 | 0.364 | 1 | 1 | cs | TRUE
151 | LV_295-48_0_3_line_151 |  | 137 | 139 | 0.0047071 | 0.125 | 0.08 | 261 | 0 | 0.364 | 1 | 1 | cs | TRUE
152 | LV_295-48_0_3_line_152 |  | 138 | 140 | 0.006454 | 0.125 | 0.08 | 261 | 0 | 0.364 | 1 | 1 | cs | TRUE
153 | LV_295-48_0_3_line_153 |  | 138 | 141 | 0.027722 | 0.125 | 0.08 | 261 | 0 | 0.364 | 1 | 1 | cs | TRUE
154 | LV_295-48_0_3_line_154 |  | 140 | 142 | 0.019591 | 0.125 | 0.08 | 261 | 0 | 0.364 | 1 | 1 | cs | TRUE
155 | LV_295-48_0_3_line_155 |  | 140 | 143 | 0.005065 | 0.125 | 0.08 | 261 | 0 | 0.364 | 1 | 1 | cs | TRUE
156 | LV_295-48_0_3_line_156 |  | 141 | 144 | 0.011219 | 0.125 | 0.08 | 261 | 0 | 0.364 | 1 | 1 | cs | TRUE
157 | LV_295-48_0_3_line_157 |  | 141 | 145 | 0.00648 | 0.125 | 0.08 | 261 | 0 | 0.364 | 1 | 1 | cs | TRUE
158 | LV_295-48_0_3_line_158 |  | 144 | 152 | 0.016614 | 0.125 | 0.08 | 261 | 0 | 0.364 | 1 | 1 | cs | TRUE
159 | LV_295-48_0_3_line_159 |  | 145 | 147 | 0.021842 | 0.125 | 0.08 | 261 | 0 | 0.364 | 1 | 1 | cs | TRUE
160 | LV_295-48_0_3_line_160 |  | 147 | 148 | 0.0095961 | 0.125 | 0.08 | 261 | 0 | 0.364 | 1 | 1 | cs | TRUE
161 | LV_295-48_0_3_line_161 |  | 148 | 151 | 0.0067682 | 0.125 | 0.08 | 261 | 0 | 0.364 | 1 | 1 | cs | TRUE
162 | LV_295-48_0_3_line_162 |  | 149 | 150 | 0.003163 | 0.125 | 0.08 | 261 | 0 | 0.364 | 1 | 1 | cs | TRUE
163 | LV_295-48_0_3_line_163 |  | 149 | 151 | 0.012933 | 0.125 | 0.08 | 261 | 0 | 0.364 | 1 | 1 | cs | TRUE
164 | LV_295-48_0_3_line_164 |  | 154 | 159 | 0.001035 | 0.125 | 0.08 | 261 | 0 | 0.364 | 1 | 1 | cs | TRUE
165 | LV_295-48_0_3_line_165 |  | 154 | 160 | 0.006377 | 0.125 | 0.08 | 261 | 0 | 0.364 | 1 | 1 | cs | TRUE
166 | LV_295-48_0_3_line_166 |  | 156 | 161 | 0.006614 | 0.125 | 0.08 | 261 | 0 | 0.364 | 1 | 1 | cs | TRUE
167 | LV_295-48_0_3_line_167 |  | 157 | 162 | 0.012331 | 0.125 | 0.08 | 261 | 0 | 0.364 | 1 | 1 | cs | TRUE
168 | LV_295-48_0_3_line_168 |  | 157 | 163 | 0.021737 | 0.125 | 0.08 | 261 | 0 | 0.364 | 1 | 1 | cs | TRUE
169 | LV_295-48_0_3_line_169 |  | 158 | 164 | 0.031017 | 0.125 | 0.08 | 261 | 0 | 0.364 | 1 | 1 | cs | TRUE
170 | LV_295-48_0_3_line_170 |  | 158 | 165 | 0.012647 | 0.125 | 0.08 | 261 | 0 | 0.364 | 1 | 1 | cs | TRUE
171 | LV_295-48_0_3_line_171 |  | 160 | 166 | 0.0034332 | 0.125 | 0.08 | 261 | 0 | 0.364 | 1 | 1 | cs | TRUE
172 | LV_295-48_0_3_line_172 |  | 161 | 167 | 0.0074472 | 0.125 | 0.08 | 261 | 0 | 0.364 | 1 | 1 | cs | TRUE
173 | LV_295-48_0_3_line_173 |  | 163 | 168 | 0.0023394 | 0.125 | 0.08 | 261 | 0 | 0.364 | 1 | 1 | cs | TRUE
174 | LV_295-48_0_3_line_174 |  | 164 | 169 | 0.0016864 | 0.125 | 0.08 | 261 | 0 | 0.364 | 1 | 1 | cs | TRUE
175 | LV_295-48_0_3_line_175 |  | 165 | 170 | 0.001216 | 0.125 | 0.08 | 261 | 0 | 0.364 | 1 | 1 | cs | TRUE
176 | LV_295-48_0_3_line_176 |  | 165 | 171 | 0.0053375 | 0.125 | 0.08 | 261 | 0 | 0.364 | 1 | 1 | cs | TRUE
177 | LV_295-48_0_3_line_177 |  | 166 | 186 | 0.0095253 | 0.125 | 0.08 | 261 | 0 | 0.364 | 1 | 1 | cs | TRUE
178 | LV_295-48_0_3_line_178 |  | 168 | 176 | 0.014823 | 0.125 | 0.08 | 261 | 0 | 0.364 | 1 | 1 | cs | TRUE
179 | LV_295-48_0_3_line_179 |  | 169 | 181 | 0.02653 | 0.125 | 0.08 | 261 | 0 | 0.364 | 1 | 1 | cs | TRUE
180 | LV_295-48_0_3_line_180 |  | 169 | 182 | 0.022567 | 0.125 | 0.08 | 261 | 0 | 0.364 | 1 | 1 | cs | TRUE
181 | LV_295-48_0_3_line_181 |  | 171 | 192 | 0.0064709 | 0.125 | 0.08 | 261 | 0 | 0.364 | 1 | 1 | cs | TRUE
182 | LV_295-48_0_3_line_182 |  | 172 | 174 | 0.007267 | 0.125 | 0.08 | 261 | 0 | 0.364 | 1 | 1 | cs | TRUE
183 | LV_295-48_0_3_line_183 |  | 172 | 175 | 0.022711 | 0.125 | 0.08 | 261 | 0 | 0.364 | 1 | 1 | cs | TRUE
184 | LV_295-48_0_3_line_184 |  | 177 | 178 | 0.029312 | 0.125 | 0.08 | 261 | 0 | 0.364 | 1 | 1 | cs | TRUE
185 | LV_295-48_0_3_line_185 |  | 179 | 180 | 0.013284 | 0.125 | 0.08 | 261 | 0 | 0.364 | 1 | 1 | cs | TRUE
186 | LV_295-48_0_3_line_186 |  | 180 | 193 | 0.0070123 | 0.125 | 0.08 | 261 | 0 | 0.364 | 1 | 1 | cs | TRUE
187 | LV_295-48_0_3_line_187 |  | 181 | 183 | 0.007066 | 0.125 | 0.08 | 261 | 0 | 0.364 | 1 | 1 | cs | TRUE
188 | LV_295-48_0_3_line_188 |  | 182 | 187 | 0.0037823 | 0.125 | 0.08 | 261 | 0 | 0.364 | 1 | 1 | cs | TRUE
189 | LV_295-48_0_3_line_189 |  | 183 | 191 | 0.0056644 | 0.125 | 0.08 | 261 | 0 | 0.364 | 1 | 1 | cs | TRUE
190 | LV_295-48_0_3_line_190 |  | 187 | 188 | 0.004847 | 0.125 | 0.08 | 261 | 0 | 0.364 | 1 | 1 | cs | TRUE
191 | LV_295-48_0_3_line_191 |  | 187 | 189 | 0.015885 | 0.125 | 0.08 | 261 | 0 | 0.364 | 1 | 1 | cs | TRUE
192 | LV_295-48_0_3_line_192 |  | 188 | 190 | 0.016062 | 0.125 | 0.08 | 261 | 0 | 0.364 | 1 | 1 | cs | TRUE
193 | LV_295-48_0_3_line_193 |  | 191 | 195 | 0.0066795 | 0.125 | 0.08 | 261 | 0 | 0.364 | 1 | 1 | cs | TRUE
194 | LV_295-48_0_3_line_194 |  | 193 | 194 | 0.0058799 | 0.125 | 0.08 | 261 | 0 | 0.364 | 1 | 1 | cs | TRUE

## trafo
| name | std_type | hv_bus | lv_bus | sn_mva | vn_hv_kv | vn_lv_kv | vk_percent | vkr_percent | pfe_kw | i0_percent | shift_degree | tap_side | tap_neutral | tap_min | tap_max | tap_step_percent | tap_step_degree | tap_pos | tap_phase_shifter | parallel | df | in_service
0 | LV_295-48_0_3_trafo_189 | 0.63 MVA 20/0.4 kV | 196 | 64 | 0.63 | 20 | 0.4 | 6 | 1.206 | 1.65 | 0.2619 | 150 | hv | 0 | -2 | 2 | 2.5 | 0 | 0 | FALSE | 1 | 1 | TRUE

## line_geodata
| x0 | y0 | x1 | y1 | x2 | y2 | x3 | y3 | x4 | y4 | x5 | y5 | x6 | y6 | x7 | y7 | x8 | y8 | x9 | y9 | x10 | y10
0 | 2686293.4342 | 1235808.2487 | 2686296.4102 | 1235795.6385 | 2686304.5194 | 1235739.1716 | 2686310.3399 | 1235730.0705
1 | 2686310.3399 | 1235730.0705 | 2686039.5374 | 1235690.4164
2 | 2686293.4342 | 1235808.2487 | 2686309.5794 | 1235811.9767
3 | 2686039.5374 | 1235690.4164 | 2686042.0071 | 1235675.6305 | 2686044.1171 | 1235644.9281 | 2686047.114 | 1235633.9859 | 2686070.1245 | 1235594.7134 | 2686088.6953 | 1235568.2969
4 | 2686309.5794 | 1235811.9767 | 2686316.3085 | 1235813.5305
5 | 2686088.6953 | 1235568.2969 | 2686097.9887 | 1235554.2772 | 2686101.7893 | 1235547.2653
6 | 2686326.6318 | 1235815.9142 | 2686316.3085 | 1235813.5305
7 | 2686326.6318 | 1235815.9142 | 2686332.5124 | 1235805.5144 | 2686334.5975 | 1235801.8512
8 | 2686482.1079 | 1235576.6266 | 2686481.1512 | 1235578.3917
9 | 2686481.1512 | 1235578.3917 | 2686479.54 | 1235582.5986
10 | 2686482.1079 | 1235576.6266 | 2686484.6075 | 1235576.4962 | 2686488.7978 | 1235574.6114 | 2686493.0308 | 1235572.3937 | 2686495.3051 | 1235569.9865
11 | 2686476.5661 | 1235600.1071 | 2686476.7766 | 1235589.814 | 2686479.54 | 1235582.5986
12 | 2686455.7007 | 1235648.8494 | 2686459.0657 | 1235642.8274 | 2686464.3265 | 1235628.238 | 2686470.3922 | 1235610.8694 | 2686472.5472 | 1235604.7742 | 2686476.5661 | 1235600.1071
13 | 2686476.5661 | 1235600.1071 | 2686475.313 | 1235594.685 | 2686471.8691 | 1235594.1679 | 2686469.1453 | 1235594.106 | 2686465.8788 | 1235594.4031 | 2686463.7111 | 1235595.1276 | 2686460.2045 | 1235599.8572
14 | 2686522.3839 | 1235638.2791 | 2686521.4045 | 1235633.8172 | 2686519.699 | 1235629.834 | 2686513.0086 | 1235623.0539 | 2686488.7412 | 1235602.9197 | 2686482.9738 | 1235599.8002 | 2686476.5661 | 1235600.1071
15 | 2686455.7007 | 1235648.8494 | 2686454.8638 | 1235644.99 | 2686454.9529 | 1235643.5458 | 2686454.6009 | 1235642.2509 | 2686454.1083 | 1235641.2541 | 2686452.8373 | 1235640.1793
16 | 2686455.7007 | 1235648.8494 | 2686449.2215 | 1235660.4568
17 | 2686522.3839 | 1235638.2791 | 2686526.6426 | 1235636.8957 | 2686529.5945 | 1235632.335
18 | 2686522.3839 | 1235638.2791 | 2686521.5546 | 1235643.7709 | 2686514.1276 | 1235653.781 | 2686509.1397 | 1235662.1032
19 | 2686334.5975 | 1235801.8512 | 2686339.0998 | 1235793.9412
20 | 2686436.6336 | 1235681.7065 | 2686438.3083 | 1235680.0074 | 2686449.2215 | 1235660.4568
21 | 2686529.7782 | 1235632.0512 | 2686529.5945 | 1235632.335
22 | 2686506.6221 | 1235679.579 | 2686506.4118 | 1235675.8289 | 2686506.6802 | 1235670.3956 | 2686509.1397 | 1235662.1032
23 | 2686791.3752 | 1235637.2457 | 2686789.9462 | 1235639.8933
24 | 2686791.3752 | 1235637.2457 | 2686792.5388 | 1235635.0898
25 | 2686763.3525 | 1235645.9092 | 2686772.3565 | 1235647.653 | 2686778.8381 | 1235646.9472 | 2686785.3011 | 1235644.4064 | 2686789.9462 | 1235639.8933
26 | 2686792.5388 | 1235635.0898 | 2686795.3529 | 1235629.8762 | 2686800.8128 | 1235618.2921 | 2686818.2872 | 1235626.1849
27 | 2686763.3525 | 1235645.9092 | 2686758.428 | 1235657.6346 | 2686753.6775 | 1235668.3284
28 | 2686740.4043 | 1235698.2226 | 2686753.6775 | 1235668.3284
29 | 2686753.6775 | 1235668.3284 | 2686759.2334 | 1235670.8891 | 2686763.4337 | 1235672.9853 | 2686767.0557 | 1235673.2161 | 2686771.2538 | 1235673.3886 | 2686774.2362 | 1235672.854 | 2686774.2964 | 1235672.8773
30 | 2686715.8556 | 1235691.2037 | 2686738.9329 | 1235701.5368 | 2686740.4043 | 1235698.2226
31 | 2686740.4043 | 1235698.2226 | 2686758.8044 | 1235707.4333
32 | 2686774.2964 | 1235672.8773 | 2686788.1446 | 1235678.2276
33 | 2686737.4235 | 1235626.628 | 2686738.3786 | 1235627.0534
34 | 2686738.3786 | 1235627.0534 | 2686730.7056 | 1235641.5141
35 | 2686742.7177 | 1235614.4633 | 2686737.4235 | 1235626.628
36 | 2686732.6335 | 1235624.4899 | 2686737.4235 | 1235626.628
37 | 2686720.9067 | 1235656.8085 | 2686726.4939 | 1235649.4514 | 2686730.7056 | 1235641.5141
38 | 2686715.8556 | 1235691.2037 | 2686718.8835 | 1235684.9546
39 | 2686732.6335 | 1235624.4899 | 2686738.789 | 1235613.2964
40 | 2686720.9067 | 1235656.8085 | 2686711.4154 | 1235652.667
41 | 2686720.9067 | 1235656.8085 | 2686712.3449 | 1235675.998
42 | 2686712.3449 | 1235675.998 | 2686709.9597 | 1235681.344 | 2686718.8835 | 1235684.9546 | 2686718.8835 | 1235684.9546
43 | 2686413.4701 | 1235672.5742 | 2686412.1262 | 1235674.4227 | 2686414.337 | 1235675.9337 | 2686414.9543 | 1235675.1198 | 2686418.5883 | 1235677.6523 | 2686417.793 | 1235678.7304 | 2686424.4663 | 1235683.0527 | 2686425.5807 | 1235683.447 | 2686428.7758 | 1235678.6901 | 2686431.3661 | 1235675.4477 | 2686436.6336 | 1235681.7065
44 | 2686436.6336 | 1235681.7065 | 2686428.9289 | 1235689.4889 | 2686407.064 | 1235700.2079
45 | 2686537.5294 | 1235620.0755 | 2686537.5294 | 1235620.0755 | 2686529.7782 | 1235632.0512
46 | 2686506.6221 | 1235679.579 | 2686535.2077 | 1235660.9709
47 | 2686504.963 | 1235689.5509 | 2686508.4966 | 1235688.5794 | 2686506.812 | 1235683.1621 | 2686506.6221 | 1235679.579
48 | 2686391.8029 | 1235715.0895 | 2686405.8006 | 1235700.8273 | 2686407.064 | 1235700.2079
49 | 2686537.5294 | 1235620.0755 | 2686561.596 | 1235630.4369
50 | 2686504.963 | 1235689.5509 | 2686496.4032 | 1235695.2415 | 2686496.0227 | 1235695.9031
51 | 2686504.963 | 1235689.5509 | 2686498.6345 | 1235681.831 | 2686483.0803 | 1235673.3722
52 | 2686660.0417 | 1235670.6193 | 2686643.6277 | 1235664.0404
53 | 2686635.7143 | 1235660.8687 | 2686643.6277 | 1235664.0404
54 | 2686673.9114 | 1235672.4339 | 2686668.8282 | 1235670.1582 | 2686661.4739 | 1235666.8708 | 2686660.0417 | 1235670.6193
55 | 2686660.0417 | 1235670.6193 | 2686658.6278 | 1235673.1115 | 2686661.7147 | 1235686.6773 | 2686666.1029 | 1235705.9773
56 | 2686663.7367 | 1235663.2568 | 2686661.4739 | 1235666.8708 | 2686660.0417 | 1235670.6193
57 | 2686635.7143 | 1235660.8687 | 2686627.5181 | 1235657.8119
58 | 2686673.9114 | 1235672.4339 | 2686682.8001 | 1235676.4116
59 | 2686625.8264 | 1235688.0661 | 2686642.059 | 1235699.1107 | 2686640.2154 | 1235702.0081 | 2686663.4152 | 1235703.9589 | 2686666.1029 | 1235705.9773
60 | 2686666.1029 | 1235705.9773 | 2686686.2717 | 1235721.1268 | 2686674.5907 | 1235739.4166
61 | 2686663.7367 | 1235663.2568 | 2686668.8647 | 1235655.0721
62 | 2686601.8017 | 1235648.2209 | 2686627.5181 | 1235657.8119
63 | 2686625.8264 | 1235688.0661 | 2686627.4197 | 1235685.721
64 | 2686625.8264 | 1235688.0661 | 2686624.7517 | 1235689.6182 | 2686621.5114 | 1235687.6029
65 | 2686626.8817 | 1235723.6402 | 2686640.2154 | 1235702.0081 | 2686642.059 | 1235699.1107 | 2686625.8264 | 1235688.0661
66 | 2686611.9244 | 1235674.9764 | 2686610.0925 | 1235678.1075 | 2686615.5921 | 1235681.9348 | 2686614.6485 | 1235683.322 | 2686621.5114 | 1235687.6029
67 | 2686610.4162 | 1235712.9926 | 2686618.199 | 1235718.0319 | 2686626.8817 | 1235723.6402
68 | 2686626.8817 | 1235723.6402 | 2686614.4755 | 1235743.766
69 | 2686610.4162 | 1235712.9926 | 2686609.7839 | 1235713.7951 | 2686607.0905 | 1235712.1658
70 | 2686610.4162 | 1235712.9926 | 2686612.0542 | 1235710.7038
71 | 2686612.331 | 1235747.245 | 2686614.4755 | 1235743.766
72 | 2686676.3897 | 1235643.0613 | 2686668.8647 | 1235655.0721
73 | 2686601.8017 | 1235648.2209 | 2686594.3311 | 1235644.8648
74 | 2686601.8017 | 1235648.2209 | 2686611.564 | 1235642.0069
75 | 2686612.331 | 1235747.245 | 2686602.0245 | 1235742.9584 | 2686593.8076 | 1235737.5903
76 | 2686596.4315 | 1235773.0428 | 2686599.6951 | 1235767.7532 | 2686612.331 | 1235747.245
77 | 2686593.8076 | 1235737.5903 | 2686595.2521 | 1235735.5877
78 | 2686591.4966 | 1235736.2112 | 2686593.8076 | 1235737.5903
79 | 2686596.4315 | 1235773.0428 | 2686610.335 | 1235780.3061
80 | 2686577.1731 | 1235763.4553 | 2686586.4379 | 1235769.1054 | 2686595.5585 | 1235764.9242 | 2686599.6951 | 1235767.7532 | 2686596.4315 | 1235773.0428
81 | 2686596.4315 | 1235773.0428 | 2686582.8647 | 1235795.048
82 | 2686610.335 | 1235780.3061 | 2686611.476 | 1235781.9906 | 2686609.8353 | 1235786.5478
83 | 2686610.335 | 1235780.3061 | 2686614.2331 | 1235782.3644 | 2686615.3814 | 1235783.5487 | 2686616.7334 | 1235788.4052 | 2686620.8301 | 1235791.3781
84 | 2686577.1731 | 1235763.4553 | 2686578.3606 | 1235761.4267
85 | 2686563.1391 | 1235750.5972 | 2686562.0551 | 1235752.2715 | 2686567.4778 | 1235755.664 | 2686566.5802 | 1235757.0075 | 2686577.1731 | 1235763.4553
86 | 2686574.1061 | 1235809.2544 | 2686582.8647 | 1235795.048
87 | 2686580.0255 | 1235724.5913 | 2686578.7031 | 1235726.5179 | 2686584.5938 | 1235730.5177 | 2686584.1139 | 1235731.2445 | 2686591.4966 | 1235736.2112
88 | 2686597.119 | 1235699.9562 | 2686594.981 | 1235703.3163 | 2686600.5618 | 1235706.7668 | 2686599.9332 | 1235707.8362 | 2686607.0905 | 1235712.1658
89 | 2686678.4061 | 1235639.8429 | 2686676.3897 | 1235643.0613
90 | 2686576.2204 | 1235636.7288 | 2686594.3311 | 1235644.8648
91 | 2686625.6069 | 1235633.0681 | 2686611.564 | 1235642.0069
92 | 2686567.4953 | 1235632.9768 | 2686576.2204 | 1235636.7288
93 | 2686490.8793 | 1235692.5591 | 2686494.3807 | 1235694.8339 | 2686496.0227 | 1235695.9031
94 | 2686496.0227 | 1235695.9031 | 2686490.8183 | 1235704.8251
95 | 2686625.6069 | 1235633.0681 | 2686621.0688 | 1235624.5515 | 2686619.4711 | 1235619.4134 | 2686619.7951 | 1235611.2123 | 2686619.7951 | 1235611.2123
96 | 2686365.7262 | 1235757.4295 | 2686369.0602 | 1235751.2411
97 | 2686376.0329 | 1235738.299 | 2686369.0602 | 1235751.2411
98 | 2686365.7262 | 1235757.4295 | 2686355.1096 | 1235777.1447
99 | 2686365.7262 | 1235757.4295 | 2686369.228 | 1235759.1594 | 2686368.626 | 1235762.5642 | 2686368.6595 | 1235765.9782 | 2686370.0055 | 1235768.1438 | 2686372.2185 | 1235770.0217 | 2686373.9443 | 1235771.1643
100 | 2686376.0329 | 1235738.299 | 2686380.384 | 1235731.1364
101 | 2686376.0329 | 1235738.299 | 2686387.032 | 1235746.1048
102 | 2686349.8577 | 1235786.8976 | 2686355.1096 | 1235777.1447
103 | 2686373.9443 | 1235771.1643 | 2686380.7283 | 1235775.6556
104 | 2686391.8029 | 1235715.0895 | 2686387.4084 | 1235719.5732 | 2686380.384 | 1235731.1364
105 | 2686387.032 | 1235746.1048 | 2686396.7312 | 1235752.9881 | 2686399.8668 | 1235751.277 | 2686402.9054 | 1235746.8816
106 | 2686349.8577 | 1235786.8976 | 2686350.409 | 1235791.142 | 2686359.6572 | 1235796.8597
107 | 2686349.8577 | 1235786.8976 | 2686342.8191 | 1235787.4068 | 2686339.6061 | 1235793.0517
108 | 2686391.8029 | 1235715.0895 | 2686396.4513 | 1235718.6485 | 2686398.3156 | 1235720.0433 | 2686399.8208 | 1235720.6322 | 2686401.4085 | 1235720.7443 | 2686403.3963 | 1235720.4174
109 | 2686359.6572 | 1235796.8597 | 2686366.9115 | 1235801.3447 | 2686367.2537 | 1235801.6072
110 | 2686339.0998 | 1235793.9412 | 2686339.6061 | 1235793.0517
111 | 2686377.0578 | 1235820.8061 | 2686377.8321 | 1235809.7205 | 2686367.2537 | 1235801.6072
112 | 2686712.6365 | 1235649.9051 | 2686711.4154 | 1235652.667
113 | 2686711.4154 | 1235652.667 | 2686706.369 | 1235650.4585 | 2686698.0321 | 1235646.9079
114 | 2686678.4061 | 1235639.8429 | 2686687.2581 | 1235645.2648 | 2686696.3122 | 1235646.1753 | 2686698.0321 | 1235646.9079
115 | 2686743.2649 | 1235595.6578 | 2686743.4489 | 1235604.8226 | 2686738.789 | 1235613.2964
116 | 2686678.4061 | 1235639.8429 | 2686683.8693 | 1235631.1275 | 2686685.6207 | 1235628.3288 | 2686698.154 | 1235613.8569
117 | 2686710.6902 | 1235602.2983 | 2686698.154 | 1235613.8569
118 | 2686691.9219 | 1235613.5436 | 2686698.154 | 1235613.8569
119 | 2686678.242 | 1235604.9379 | 2686673.0224 | 1235614.0793 | 2686673.9165 | 1235616.6053 | 2686681.8057 | 1235614.3521 | 2686690.4471 | 1235613.4664 | 2686691.9219 | 1235613.5436
120 | 2686743.1291 | 1235588.8955 | 2686743.2649 | 1235595.6578
121 | 2686564.6595 | 1235824.5841 | 2686565.9313 | 1235822.5202
122 | 2686574.1061 | 1235809.2544 | 2686565.9313 | 1235822.5202
123 | 2686564.6595 | 1235824.5841 | 2686554.886 | 1235840.4443
124 | 2686574.1061 | 1235809.2544 | 2686552.5969 | 1235794.1505
125 | 2686541.7885 | 1235861.6988 | 2686554.886 | 1235840.4443
126 | 2686549.8025 | 1235792.1882 | 2686552.5969 | 1235794.1505
127 | 2686541.7885 | 1235861.6988 | 2686523.9139 | 1235850.6417
128 | 2686549.8025 | 1235792.1882 | 2686527.6417 | 1235810.3673
129 | 2686539.1689 | 1235769.8396 | 2686543.6566 | 1235772.4735 | 2686540.9414 | 1235785.3209 | 2686542.2507 | 1235786.8855 | 2686549.8025 | 1235792.1882
130 | 2686523.9139 | 1235850.6417 | 2686522.2712 | 1235849.6282 | 2686516.4607 | 1235848.4428
131 | 2686525.9107 | 1235847.6131 | 2686523.9139 | 1235850.6417
132 | 2686517.9283 | 1235804.3438 | 2686527.6417 | 1235810.3673
133 | 2686516.4607 | 1235848.4428 | 2686499.8818 | 1235845.0768 | 2686498.704 | 1235844.3591
134 | 2686514.5208 | 1235840.2976 | 2686512.363 | 1235843.4684 | 2686516.4607 | 1235848.4428
135 | 2686620.8301 | 1235791.3781 | 2686615.9702 | 1235831.7419
136 | 2686377.0578 | 1235820.8061 | 2686380.2421 | 1235822.5091 | 2686388.2402 | 1235826.7951 | 2686390.1252 | 1235827.801
137 | 2686390.1252 | 1235827.801 | 2686393.0989 | 1235823.1743 | 2686399.0404 | 1235817.9569 | 2686408.7509 | 1235809.6255 | 2686412.9466 | 1235809.1298
138 | 2686567.4953 | 1235632.9768 | 2686561.596 | 1235630.4369
139 | 2686567.4953 | 1235632.9768 | 2686561.6409 | 1235644.6554 | 2686553.0065 | 1235654.9369
140 | 2686609.1376 | 1235576.4877 | 2686608.6274 | 1235577.2141 | 2686595.8934 | 1235600.5999
141 | 2686609.1376 | 1235576.4877 | 2686598.6674 | 1235578.2141 | 2686597.1143 | 1235577.2797
142 | 2686609.1376 | 1235576.4877 | 2686613.0721 | 1235570.8633 | 2686617.2252 | 1235565.8313
143 | 2686597.1143 | 1235577.2797 | 2686591.487 | 1235573.8953
144 | 2686597.6111 | 1235576.4308 | 2686597.1143 | 1235577.2797
145 | 2686617.2252 | 1235565.8313 | 2686614.0584 | 1235562.405 | 2686610.6604 | 1235558.7417 | 2686608.6292 | 1235556.548
146 | 2686617.2252 | 1235565.8313 | 2686620.4323 | 1235561.8197 | 2686628.1612 | 1235567.9701 | 2686632.4281 | 1235574.8483
147 | 2686617.2252 | 1235565.8313 | 2686620.4323 | 1235561.8197 | 2686633.6895 | 1235550.1268
148 | 2686469.4666 | 1235697.246 | 2686477.4276 | 1235702.1304
149 | 2686488.4465 | 1235708.8909 | 2686477.4276 | 1235702.1304
150 | 2686488.4465 | 1235708.8909 | 2686475.7673 | 1235730.8332
151 | 2686488.4465 | 1235708.8909 | 2686490.8183 | 1235704.8251
152 | 2686470.1214 | 1235727.6932 | 2686472.1834 | 1235729.0242 | 2686475.7673 | 1235730.8332
153 | 2686466.0721 | 1235756.8106 | 2686475.7673 | 1235730.8332
154 | 2686453.0862 | 1235722.8975 | 2686454.4765 | 1235721.4945 | 2686456.3485 | 1235720.799 | 2686459.0857 | 1235720.9834 | 2686465.7877 | 1235724.8837 | 2686470.1214 | 1235727.6932
155 | 2686467.1181 | 1235731.7524 | 2686468.8188 | 1235729.8313 | 2686470.1214 | 1235727.6932
156 | 2686466.0721 | 1235756.8106 | 2686456.6616 | 1235750.7031
157 | 2686466.0721 | 1235756.8106 | 2686463.5405 | 1235762.778
158 | 2686441.8103 | 1235746.7171 | 2686444.9027 | 1235745.3722 | 2686449.0372 | 1235745.7549 | 2686456.6616 | 1235750.7031
159 | 2686450.0711 | 1235778.193 | 2686451.1225 | 1235776.6739 | 2686452.3892 | 1235777.5263 | 2686463.5405 | 1235762.778
160 | 2686450.0711 | 1235778.193 | 2686444.6411 | 1235786.1051
161 | 2686440.7701 | 1235791.6562 | 2686441.5267 | 1235790.6332 | 2686442.4854 | 1235789.2461 | 2686444.6411 | 1235786.1051
162 | 2686429.6349 | 1235785.0228 | 2686431.3238 | 1235782.3455
163 | 2686440.7701 | 1235791.6562 | 2686429.6349 | 1235785.0228
164 | 2686591.9471 | 1235572.968 | 2686591.487 | 1235573.8953
165 | 2686591.487 | 1235573.8953 | 2686586.0098 | 1235570.602
166 | 2686604.1355 | 1235551.695 | 2686608.6292 | 1235556.548
167 | 2686640.5385 | 1235566.783 | 2686635.1314 | 1235574.7654 | 2686632.4281 | 1235574.8483
168 | 2686632.4281 | 1235574.8483 | 2686632.0568 | 1235582.6596 | 2686628.7877 | 1235590.9178 | 2686626.748 | 1235595.5209
169 | 2686633.6895 | 1235550.1268 | 2686658.8635 | 1235532.0076
170 | 2686626.5226 | 1235539.6927 | 2686633.6895 | 1235550.1268
171 | 2686586.0098 | 1235570.602 | 2686583.0691 | 1235568.8304
172 | 2686604.1355 | 1235551.695 | 2686599.0758 | 1235546.2305
173 | 2686625.8003 | 1235597.6597 | 2686626.748 | 1235595.5209
174 | 2686660.2322 | 1235531.0225 | 2686658.8635 | 1235532.0076
175 | 2686627.4425 | 1235538.8944 | 2686626.5226 | 1235539.6927
176 | 2686626.5226 | 1235539.6927 | 2686623.4986 | 1235535.2944
177 | 2686583.0691 | 1235568.8304 | 2686580.1275 | 1235567.0582 | 2686583.1526 | 1235561.7713
178 | 2686625.8003 | 1235597.6597 | 2686619.7951 | 1235611.2123
179 | 2686660.2322 | 1235531.0225 | 2686671.647 | 1235522.1493 | 2686669.9305 | 1235520.4786 | 2686670.963 | 1235516.6354 | 2686668.2858 | 1235516.4851 | 2686666.4818 | 1235514.0682
180 | 2686660.2322 | 1235531.0225 | 2686663.1926 | 1235535.6245 | 2686665.3208 | 1235536.0558 | 2686667.4526 | 1235536.2315 | 2686668.9024 | 1235536.9865 | 2686670.1039 | 1235538.1604 | 2686675.3298 | 1235546.0576
181 | 2686623.4986 | 1235535.2944 | 2686619.8326 | 1235529.9621
182 | 2686496.8966 | 1235838.0283 | 2686496.0121 | 1235839.5165 | 2686498.704 | 1235844.3591
183 | 2686485.4133 | 1235830.8782 | 2686483.1978 | 1235834.8933 | 2686498.704 | 1235844.3591
184 | 2686678.242 | 1235604.9379 | 2686678.8088 | 1235593.071 | 2686675.2787 | 1235592.7637 | 2686671.0961 | 1235591.5241 | 2686665.1491 | 1235588.2683 | 2686664.5226 | 1235585.5573
185 | 2686733.2002 | 1235581.5453 | 2686728.7688 | 1235579.2012 | 2686729.2697 | 1235578.0744 | 2686723.1743 | 1235574.5558
186 | 2686733.2002 | 1235581.5453 | 2686739.3913 | 1235584.838
187 | 2686666.4818 | 1235514.0682 | 2686662.3935 | 1235508.3051
188 | 2686676.1004 | 1235548.9111 | 2686676.9021 | 1235548.4336 | 2686675.3298 | 1235546.0576
189 | 2686659.2137 | 1235503.6189 | 2686660.7193 | 1235505.945 | 2686662.3935 | 1235508.3051
190 | 2686676.1004 | 1235548.9111 | 2686672.1165 | 1235551.6883
191 | 2686676.1004 | 1235548.9111 | 2686684.9079 | 1235562.1312
192 | 2686658.6346 | 1235555.4388 | 2686659.7776 | 1235556.9899 | 2686663.8582 | 1235557.4386 | 2686672.1165 | 1235551.6883
193 | 2686659.2137 | 1235503.6189 | 2686655.5843 | 1235498.0115
194 | 2686743.1291 | 1235588.8955 | 2686742.1001 | 1235586.2786 | 2686739.3913 | 1235584.838

## bus_geodata
| x | y | coords
0 | 2686310.3399 | 1235730.0705
1 | 2686293.4342 | 1235808.2487
2 | 2686039.5374 | 1235690.4164
3 | 2686309.5794 | 1235811.9767
4 | 2686101.7893 | 1235547.2653
5 | 2686088.6953 | 1235568.2969
6 | 2686316.3085 | 1235813.5305
7 | 2686326.6318 | 1235815.9142
8 | 2686481.1512 | 1235578.3917
9 | 2686482.1079 | 1235576.6266
10 | 2686479.54 | 1235582.5986
11 | 2686495.3051 | 1235569.9865
12 | 2686476.5661 | 1235600.1071
13 | 2686455.7007 | 1235648.8494
14 | 2686460.2045 | 1235599.8572
15 | 2686522.3839 | 1235638.2791
16 | 2686334.5975 | 1235801.8512
17 | 2686452.8373 | 1235640.1793
18 | 2686449.2215 | 1235660.4568
19 | 2686529.5945 | 1235632.335
20 | 2686509.1397 | 1235662.1032
21 | 2686791.3752 | 1235637.2457
22 | 2686789.9462 | 1235639.8933
23 | 2686792.5388 | 1235635.0898
24 | 2686763.3525 | 1235645.9092
25 | 2686818.2872 | 1235626.1849
26 | 2686753.6775 | 1235668.3284
27 | 2686740.4043 | 1235698.2226
28 | 2686774.2964 | 1235672.8773
29 | 2686738.3786 | 1235627.0534
30 | 2686737.4235 | 1235626.628
31 | 2686730.7056 | 1235641.5141
32 | 2686715.8556 | 1235691.2037
33 | 2686758.8044 | 1235707.4333
34 | 2686788.1446 | 1235678.2276
35 | 2686742.7177 | 1235614.4633
36 | 2686732.6335 | 1235624.4899
37 | 2686720.9067 | 1235656.8085
38 | 2686718.8835 | 1235684.9546
39 | 2686436.6336 | 1235681.7065
40 | 2686529.7782 | 1235632.0512
41 | 2686506.6221 | 1235679.579
42 | 2686413.4701 | 1235672.5742
43 | 2686407.064 | 1235700.2079
44 | 2686537.5294 | 1235620.0755
45 | 2686535.2077 | 1235660.9709
46 | 2686504.963 | 1235689.5509
47 | 2686643.6277 | 1235664.0404
48 | 2686660.0417 | 1235670.6193
49 | 2686635.7143 | 1235660.8687
50 | 2686673.9114 | 1235672.434
51 | 2686666.1029 | 1235705.9773
52 | 2686663.7367 | 1235663.2568
53 | 2686627.5181 | 1235657.8119
54 | 2686682.8001 | 1235676.4116
55 | 2686625.8264 | 1235688.0661
56 | 2686674.5907 | 1235739.4166
57 | 2686627.4197 | 1235685.721
58 | 2686621.5114 | 1235687.6029
59 | 2686626.8817 | 1235723.6402
60 | 2686610.4162 | 1235712.9926
61 | 2686614.4755 | 1235743.766
62 | 2686668.8647 | 1235655.0721
63 | 2686601.8017 | 1235648.2209
64 | 2686611.9244 | 1235674.9764
65 | 2686612.331 | 1235747.245
66 | 2686593.8076 | 1235737.5903
67 | 2686596.4315 | 1235773.0428
68 | 2686610.335 | 1235780.3061
69 | 2686577.1731 | 1235763.4553
70 | 2686582.8647 | 1235795.048
71 | 2686595.2521 | 1235735.5877
72 | 2686591.4966 | 1235736.2112
73 | 2686607.0905 | 1235712.1658
74 | 2686612.0542 | 1235710.7038
75 | 2686578.3606 | 1235761.4267
76 | 2686563.1391 | 1235750.5972
77 | 2686676.3897 | 1235643.0613
78 | 2686594.3311 | 1235644.8648
79 | 2686611.564 | 1235642.0069
80 | 2686576.2204 | 1235636.7288
81 | 2686496.0227 | 1235695.9031
82 | 2686483.0803 | 1235673.3722
83 | 2686625.6069 | 1235633.0681
84 | 2686369.0602 | 1235751.2411
85 | 2686365.7262 | 1235757.4295
86 | 2686376.0329 | 1235738.299
87 | 2686355.1096 | 1235777.1447
88 | 2686373.9443 | 1235771.1643
89 | 2686380.384 | 1235731.1364
90 | 2686387.032 | 1235746.1048
91 | 2686349.8577 | 1235786.8976
92 | 2686380.7283 | 1235775.6556
93 | 2686391.8029 | 1235715.0895
94 | 2686402.9054 | 1235746.8816
95 | 2686359.6572 | 1235796.8597
96 | 2686339.6061 | 1235793.0517
97 | 2686403.3963 | 1235720.4174
98 | 2686367.2537 | 1235801.6072
99 | 2686339.0998 | 1235793.9412
100 | 2686711.4154 | 1235652.667
101 | 2686712.3449 | 1235675.998
102 | 2686712.6365 | 1235649.9051
103 | 2686698.0321 | 1235646.9079
104 | 2686738.789 | 1235613.2964
105 | 2686678.4061 | 1235639.8429
106 | 2686698.154 | 1235613.8569
107 | 2686710.6902 | 1235602.2983
108 | 2686691.9219 | 1235613.5436
109 | 2686743.2649 | 1235595.6578
110 | 2686565.9313 | 1235822.5202
111 | 2686564.6595 | 1235824.5841
112 | 2686574.1061 | 1235809.2544
113 | 2686554.886 | 1235840.4443
114 | 2686552.5969 | 1235794.1505
115 | 2686541.7885 | 1235861.6988
116 | 2686549.8025 | 1235792.1882
117 | 2686523.9139 | 1235850.6417
118 | 2686527.6417 | 1235810.3673
119 | 2686539.1689 | 1235769.8396
120 | 2686516.4607 | 1235848.4428
121 | 2686525.9107 | 1235847.6131
122 | 2686517.9283 | 1235804.3438
123 | 2686609.8353 | 1235786.5478
124 | 2686620.8301 | 1235791.3781
125 | 2686377.0578 | 1235820.806
126 | 2686390.1252 | 1235827.801
127 | 2686561.596 | 1235630.4369
128 | 2686567.4953 | 1235632.9768
129 | 2686553.0065 | 1235654.9369
130 | 2686595.8934 | 1235600.5999
131 | 2686609.1376 | 1235576.4877
132 | 2686412.9466 | 1235809.1298
133 | 2686597.1143 | 1235577.2797
134 | 2686617.2252 | 1235565.8313
135 | 2686469.4666 | 1235697.246
136 | 2686477.4276 | 1235702.1304
137 | 2686488.4465 | 1235708.8909
138 | 2686475.7673 | 1235730.8332
139 | 2686490.8183 | 1235704.8251
140 | 2686470.1214 | 1235727.6932
141 | 2686466.0721 | 1235756.8106
142 | 2686453.0862 | 1235722.8975
143 | 2686467.1181 | 1235731.7524
144 | 2686456.6616 | 1235750.7031
145 | 2686463.5405 | 1235762.778
146 | 2686490.8793 | 1235692.5591
147 | 2686450.0711 | 1235778.193
148 | 2686444.6411 | 1235786.1051
149 | 2686429.6349 | 1235785.0228
150 | 2686431.3238 | 1235782.3455
151 | 2686440.7701 | 1235791.6562
152 | 2686441.8103 | 1235746.7171
153 | 2686615.9702 | 1235831.7419
154 | 2686591.487 | 1235573.8953
155 | 2686597.6111 | 1235576.4308
156 | 2686608.6292 | 1235556.548
157 | 2686632.4281 | 1235574.8483
158 | 2686633.6895 | 1235550.1268
159 | 2686591.9471 | 1235572.968
160 | 2686586.0098 | 1235570.602
161 | 2686604.1355 | 1235551.695
162 | 2686640.5385 | 1235566.783
163 | 2686626.748 | 1235595.5209
164 | 2686658.8635 | 1235532.0076
165 | 2686626.5226 | 1235539.6927
166 | 2686583.0691 | 1235568.8304
167 | 2686599.0758 | 1235546.2305
168 | 2686625.8003 | 1235597.6597
169 | 2686660.2322 | 1235531.0225
170 | 2686627.4425 | 1235538.8944
171 | 2686623.4986 | 1235535.2944
172 | 2686498.704 | 1235844.3591
173 | 2686514.5208 | 1235840.2976
174 | 2686496.8966 | 1235838.0283
175 | 2686485.4133 | 1235830.8782
176 | 2686619.7951 | 1235611.2123
177 | 2686678.242 | 1235604.9379
178 | 2686664.5226 | 1235585.5573
179 | 2686723.1743 | 1235574.5558
180 | 2686733.2002 | 1235581.5453
181 | 2686666.4818 | 1235514.0682
182 | 2686675.3298 | 1235546.0576
183 | 2686662.3935 | 1235508.3051
184 | 2686580.0255 | 1235724.5913
185 | 2686597.119 | 1235699.9562
186 | 2686583.1526 | 1235561.7713
187 | 2686676.1004 | 1235548.9111
188 | 2686672.1165 | 1235551.6883
189 | 2686684.9079 | 1235562.1312
190 | 2686658.6346 | 1235555.4388
191 | 2686659.2137 | 1235503.6189
192 | 2686619.8326 | 1235529.9621
193 | 2686739.3913 | 1235584.838
194 | 2686743.1291 | 1235588.8955
195 | 2686655.5843 | 1235498.0115
196 | 2686621.5114 | 1235687.6029

## line_std_types
| c_nf_per_km | r_ohm_per_km | x_ohm_per_km | max_i_ka | type | q_mm2 | alpha | voltage_rating
NAYY 4x50 SE | 210 | 0.642 | 0.083 | 0.142 | cs | 50 | 0.00403 | LV
NAYY 4x120 SE | 264 | 0.225 | 0.08 | 0.242 | cs | 120 | 0.00403 | LV
NAYY 4x150 SE | 261 | 0.208 | 0.08 | 0.27 | cs | 150 | 0.00403 | LV
NA2XS2Y 1x95 RM/25 12/20 kV | 216 | 0.313 | 0.132 | 0.252 | cs | 95 | 0.00403 | MV
NA2XS2Y 1x185 RM/25 12/20 kV | 273 | 0.161 | 0.117 | 0.362 | cs | 185 | 0.00403 | MV
NA2XS2Y 1x240 RM/25 12/20 kV | 304 | 0.122 | 0.112 | 0.421 | cs | 240 | 0.00403 | MV
NA2XS2Y 1x95 RM/25 6/10 kV | 315 | 0.313 | 0.123 | 0.249 | cs | 95 | 0.00403 | MV
NA2XS2Y 1x185 RM/25 6/10 kV | 406 | 0.161 | 0.11 | 0.358 | cs | 185 | 0.00403 | MV
NA2XS2Y 1x240 RM/25 6/10 kV | 456 | 0.122 | 0.105 | 0.416 | cs | 240 | 0.00403 | MV
NA2XS2Y 1x150 RM/25 12/20 kV | 250 | 0.206 | 0.116 | 0.319 | cs | 150 | 0.00403 | MV
NA2XS2Y 1x120 RM/25 12/20 kV | 230 | 0.253 | 0.119 | 0.283 | cs | 120 | 0.00403 | MV
NA2XS2Y 1x70 RM/25 12/20 kV | 190 | 0.443 | 0.132 | 0.22 | cs | 70 | 0.00403 | MV
NA2XS2Y 1x150 RM/25 6/10 kV | 360 | 0.206 | 0.11 | 0.315 | cs | 150 | 0.00403 | MV
NA2XS2Y 1x120 RM/25 6/10 kV | 340 | 0.253 | 0.113 | 0.28 | cs | 120 | 0.00403 | MV
NA2XS2Y 1x70 RM/25 6/10 kV | 280 | 0.443 | 0.123 | 0.217 | cs | 70 | 0.00403 | MV
N2XS(FL)2Y 1x120 RM/35 64/110 kV | 112 | 0.153 | 0.166 | 0.366 | cs | 120 | 0.00393 | HV
N2XS(FL)2Y 1x185 RM/35 64/110 kV | 125 | 0.099 | 0.156 | 0.457 | cs | 185 | 0.00393 | HV
N2XS(FL)2Y 1x240 RM/35 64/110 kV | 135 | 0.075 | 0.149 | 0.526 | cs | 240 | 0.00393 | HV
N2XS(FL)2Y 1x300 RM/35 64/110 kV | 144 | 0.06 | 0.144 | 0.588 | cs | 300 | 0.00393 | HV
15-AL1/3-ST1A 0.4 | 11 | 1.8769 | 0.35 | 0.105 | ol | 16 | 0.00403 | LV
24-AL1/4-ST1A 0.4 | 11.25 | 1.2012 | 0.335 | 0.14 | ol | 24 | 0.00403 | LV
48-AL1/8-ST1A 0.4 | 12.2 | 0.5939 | 0.3 | 0.21 | ol | 48 | 0.00403 | LV
94-AL1/15-ST1A 0.4 | 13.2 | 0.306 | 0.29 | 0.35 | ol | 94 | 0.00403 | LV
34-AL1/6-ST1A 10.0 | 9.7 | 0.8342 | 0.36 | 0.17 | ol | 34 | 0.00403 | MV
48-AL1/8-ST1A 10.0 | 10.1 | 0.5939 | 0.35 | 0.21 | ol | 48 | 0.00403 | MV
70-AL1/11-ST1A 10.0 | 10.4 | 0.4132 | 0.339 | 0.29 | ol | 70 | 0.00403 | MV
94-AL1/15-ST1A 10.0 | 10.75 | 0.306 | 0.33 | 0.35 | ol | 94 | 0.00403 | MV
122-AL1/20-ST1A 10.0 | 11.1 | 0.2376 | 0.323 | 0.41 | ol | 122 | 0.00403 | MV
149-AL1/24-ST1A 10.0 | 11.25 | 0.194 | 0.315 | 0.47 | ol | 149 | 0.00403 | MV
34-AL1/6-ST1A 20.0 | 9.15 | 0.8342 | 0.382 | 0.17 | ol | 34 | 0.00403 | MV
48-AL1/8-ST1A 20.0 | 9.5 | 0.5939 | 0.372 | 0.21 | ol | 48 | 0.00403 | MV
70-AL1/11-ST1A 20.0 | 9.7 | 0.4132 | 0.36 | 0.29 | ol | 70 | 0.00403 | MV
94-AL1/15-ST1A 20.0 | 10 | 0.306 | 0.35 | 0.35 | ol | 94 | 0.00403 | MV
122-AL1/20-ST1A 20.0 | 10.3 | 0.2376 | 0.344 | 0.41 | ol | 122 | 0.00403 | MV
149-AL1/24-ST1A 20.0 | 10.5 | 0.194 | 0.337 | 0.47 | ol | 149 | 0.00403 | MV
184-AL1/30-ST1A 20.0 | 10.75 | 0.1571 | 0.33 | 0.535 | ol | 184 | 0.00403 | MV
243-AL1/39-ST1A 20.0 | 11 | 0.1188 | 0.32 | 0.645 | ol | 243 | 0.00403 | MV
48-AL1/8-ST1A 110.0 | 8 | 0.5939 | 0.46 | 0.21 | ol | 48 | 0.00403 | HV
70-AL1/11-ST1A 110.0 | 8.4 | 0.4132 | 0.45 | 0.29 | ol | 70 | 0.00403 | HV
94-AL1/15-ST1A 110.0 | 8.65 | 0.306 | 0.44 | 0.35 | ol | 94 | 0.00403 | HV
122-AL1/20-ST1A 110.0 | 8.5 | 0.2376 | 0.43 | 0.41 | ol | 122 | 0.00403 | HV
149-AL1/24-ST1A 110.0 | 8.75 | 0.194 | 0.41 | 0.47 | ol | 149 | 0.00403 | HV
184-AL1/30-ST1A 110.0 | 8.8 | 0.1571 | 0.4 | 0.535 | ol | 184 | 0.00403 | HV
243-AL1/39-ST1A 110.0 | 9 | 0.1188 | 0.39 | 0.645 | ol | 243 | 0.00403 | HV
305-AL1/39-ST1A 110.0 | 9.2 | 0.0949 | 0.38 | 0.74 | ol | 305 | 0.00403 | HV
490-AL1/64-ST1A 110.0 | 9.75 | 0.059 | 0.37 | 0.96 | ol | 490 | 0.00403 | HV
679-AL1/86-ST1A 110.0 | 9.95 | 0.042 | 0.36 | 1.15 | ol | 679 | 0.00403 | HV
490-AL1/64-ST1A 220.0 | 10 | 0.059 | 0.285 | 0.96 | ol | 490 | 0.00403 | HV
679-AL1/86-ST1A 220.0 | 11.7 | 0.042 | 0.275 | 1.15 | ol | 679 | 0.00403 | HV
490-AL1/64-ST1A 380.0 | 11 | 0.059 | 0.253 | 0.96 | ol | 490 | 0.00403 | HV
679-AL1/86-ST1A 380.0 | 14.6 | 0.042 | 0.25 | 1.15 | ol | 679 | 0.00403 | HV

## trafo_std_types
| i0_percent | pfe_kw | vkr_percent | sn_mva | vn_lv_kv | vn_hv_kv | vk_percent | shift_degree | vector_group | tap_side | tap_neutral | tap_min | tap_max | tap_step_degree | tap_step_percent | tap_phase_shifter
160 MVA 380/110 kV | 0.06 | 60 | 0.25 | 160 | 110 | 380 | 12.2 | 0 | Yy0 | hv | 0 | -9 | 9 | 0 | 1.5 | FALSE
100 MVA 220/110 kV | 0.06 | 55 | 0.26 | 100 | 110 | 220 | 12 | 0 | Yy0 | hv | 0 | -9 | 9 | 0 | 1.5 | FALSE
63 MVA 110/20 kV | 0.04 | 22 | 0.32 | 63 | 20 | 110 | 18 | 150 | YNd5 | hv | 0 | -9 | 9 | 0 | 1.5 | FALSE
40 MVA 110/20 kV | 0.05 | 18 | 0.34 | 40 | 20 | 110 | 16.2 | 150 | YNd5 | hv | 0 | -9 | 9 | 0 | 1.5 | FALSE
25 MVA 110/20 kV | 0.07 | 14 | 0.41 | 25 | 20 | 110 | 12 | 150 | YNd5 | hv | 0 | -9 | 9 | 0 | 1.5 | FALSE
63 MVA 110/10 kV | 0.04 | 22 | 0.32 | 63 | 10 | 110 | 18 | 150 | YNd5 | hv | 0 | -9 | 9 | 0 | 1.5 | FALSE
40 MVA 110/10 kV | 0.05 | 18 | 0.34 | 40 | 10 | 110 | 16.2 | 150 | YNd5 | hv | 0 | -9 | 9 | 0 | 1.5 | FALSE
25 MVA 110/10 kV | 0.07 | 14 | 0.41 | 25 | 10 | 110 | 12 | 150 | YNd5 | hv | 0 | -9 | 9 | 0 | 1.5 | FALSE
0.25 MVA 20/0.4 kV | 0.32 | 0.8 | 1.44 | 0.25 | 0.4 | 20 | 6 | 150 | Yzn5 | hv | 0 | -2 | 2 | 0 | 2.5 | FALSE
0.4 MVA 20/0.4 kV | 0.3375 | 1.35 | 1.425 | 0.4 | 0.4 | 20 | 6 | 150 | Dyn5 | hv | 0 | -2 | 2 | 0 | 2.5 | FALSE
0.63 MVA 20/0.4 kV | 0.2619 | 1.65 | 1.206 | 0.63 | 0.4 | 20 | 6 | 150 | Dyn5 | hv | 0 | -2 | 2 | 0 | 2.5 | FALSE
0.25 MVA 10/0.4 kV | 0.24 | 0.6 | 1.2 | 0.25 | 0.4 | 10 | 4 | 150 | Dyn5 | hv | 0 | -2 | 2 | 0 | 2.5 | FALSE
0.4 MVA 10/0.4 kV | 0.2375 | 0.95 | 1.325 | 0.4 | 0.4 | 10 | 4 | 150 | Dyn5 | hv | 0 | -2 | 2 | 0 | 2.5 | FALSE
0.63 MVA 10/0.4 kV | 0.1873 | 1.18 | 1.0794 | 0.63 | 0.4 | 10 | 4 | 150 | Dyn5 | hv | 0 | -2 | 2 | 0 | 2.5 | FALSE

## trafo3w_std_types
| sn_hv_mva | sn_mv_mva | sn_lv_mva | vn_hv_kv | vn_mv_kv | vn_lv_kv | vk_hv_percent | vk_mv_percent | vk_lv_percent | vkr_hv_percent | vkr_mv_percent | vkr_lv_percent | pfe_kw | i0_percent | shift_mv_degree | shift_lv_degree | vector_group | tap_side | tap_neutral | tap_min | tap_max | tap_step_percent
63/25/38 MVA 110/20/10 kV | 63 | 25 | 38 | 110 | 20 | 10 | 10.4 | 10.4 | 10.4 | 0.28 | 0.32 | 0.35 | 35 | 0.89 | 0 | 0 | YN0yn0yn0 | hv | 0 | -10 | 10 | 1.2
63/25/38 MVA 110/10/10 kV | 63 | 25 | 38 | 110 | 10 | 10 | 10.4 | 10.4 | 10.4 | 0.28 | 0.32 | 0.35 | 35 | 0.89 | 0 | 0 | YN0yn0yn0 | hv | 0 | -10 | 10 | 1.2

## fuse_std_types
| fuse_type | i_rated_a | t_avg | t_min | t_total | x_avg | x_min | x_total
HV 100A | HV 100A | 100 | 0 | [10.0, 3.64, 0.854, 0.281, 0.1, 0.0531, 0.022, 0.01] | [10.0, 4.267, 1.21, 0.403, 0.1, 0.058, 0.022, 0.01] | 0 | [300.0, 350.0, 450.0, 550.0, 700.0, 850.0, 1200.0, 1752.0] | [600.0, 700.0, 900.0, 1150.0, 1665.0, 2000.0, 3000.0, 4313.0]
HV 10A | HV 10A | 10 | 0 | [10.0, 1675.0, 0.344, 0.156, 0.1, 0.0417, 0.0171, 0.01] | [10.0, 1.3, 0.3, 0.155, 0.1, 0.0555, 0.023, 0.01] | 0 | [30.0, 32.0, 35.0, 37.0, 39.0, 50.0, 70.0, 88.0] | [60.0, 70.0, 80.0, 87.0, 94.0, 110.0, 150.0, 216.0]
HV 125A | HV 125A | 125 | 0 | [10.0, 1.82, 0.344, 0.1, 0.0467, 0.0269, 0.01] | [10.0, 2.478, 0.426, 0.1, 0.0427, 0.0211, 0.01] | 0 | [375.0, 500.0, 700.0, 925.0, 1200.0, 1500.0, 2341.0] | [750.0, 1000.0, 1500.0, 2200.0, 3000.0, 4000.0, 5765.0]
HV 160A | HV 160A | 160 | 0 | [10.0, 4.15, 1.03, 0.198, 0.1, 0.051, 0.0172, 0.01] | [10.0, 2.3, 0.734, 0.274, 0.1, 0.046, 0.0177, 0.01] | 0 | [480.0, 550.0, 700.0, 1000.0, 1260.0, 1600.0, 2500.0, 3227.0] | [960.0, 1300.0, 1700.0, 2200.0, 2996.0, 4000.0, 6000.0, 7946.0]
HV 16A | HV 16A | 16 | 0 | [10.0, 0.352, 0.164, 0.1, 0.0649, 0.0342, 0.01] | [10.0, 2.34, 0.722, 0.181, 0.1, 0.055, 0.0296, 0.01] | 0 | [48.0, 60.0, 65.0, 71.0, 80.0, 100.0, 162.0] | [96.0, 110.0, 125.0, 150.0, 168.0, 200.0, 250.0, 398.0]
HV 200A | HV 200A | 200 | 0 | [10.0, 4.267, 1.21, 0.403, 0.1, 0.058, 0.022, 0.01] | [10.0, 3.73, 1.654, 0.328, 0.1, 0.0531, 0.019, 0.01] | 0 | [600.0, 700.0, 900.0, 1150.0, 1665.0, 2000.0, 3000.0, 4313.0] | [1200.0, 1500.0, 1800.0, 2700.0, 3960.0, 5000.0, 7500.0, 10620.0]
HV 20A | HV 20A | 20 | 0 | [10.0, 1.3, 0.3, 0.155, 0.1, 0.0555, 0.023, 0.01] | [10.0, 1.3, 0.161, 0.1, 0.0611, 0.0399, 0.0141, 0.01] | 0 | [60.0, 70.0, 80.0, 87.0, 94.0, 110.0, 150.0, 216.0] | [120.0, 150.0, 200.0, 223.0, 260.0, 300.0, 450.0, 532.0]
HV 25A | HV 25A | 25 | 0 | [10.0, 2.512, 0.833, 0.299, 0.1, 0.0372, 0.0223, 0.01] | [10.0, 3.125, 0.597, 0.198, 0.1, 0.0378, 0.022, 0.01] | 0 | [75.0, 82.0, 90.0, 100.0, 124.0, 170.0, 200.0, 289.0] | [150.0, 170.0, 210.0, 250.0, 294.0, 400.0, 500.0, 711.0]
HV 31.5A | HV 31.5A | 31.5 | 0 | [10.0, 2.34, 0.722, 0.181, 0.1, 0.055, 0.0296, 0.01] | [10.0, 2.84, 0.368, 0.164, 0.1, 0.0621, 0.0378, 0.0195, 0.01] | 0 | [95.0, 110.0, 125.0, 150.0, 165.0, 200.0, 250.0, 390.0] | [189.0, 220.0, 300.0, 350.0, 393.0, 450.0, 530.0, 700.0, 960.0]
HV 40A | HV 40A | 40 | 0 | [10.0, 1.3, 0.161, 0.1, 0.0611, 0.0399, 0.0141, 0.01] | [10.0, 2.05, 0.369, 0.198, 0.1, 0.051, 0.0298, 0.01] | 0 | [120.0, 150.0, 200.0, 223.0, 260.0, 300.0, 450.0, 532.0] | [240.0, 300.0, 400.0, 450.0, 530.0, 650.0, 800.0, 1311.0]
HV 50A | HV 50A | 50 | 0 | [10.0, 3.215, 0.597, 0.198, 0.1, 0.0378, 0.022, 0.01] | [10.0, 3.64, 0.854, 0.281, 0.1, 0.0531, 0.022, 0.01] | 0 | [150.0, 170.0, 210.0, 250.0, 294.0, 400.0, 500.0, 711.0] | [300.0, 350.0, 450.0, 550.0, 700.0, 850.0, 1200.0, 1752.0]
HV 6.3A | HV 6.3A | 6.3 | 0 | [10.0, 1.39, 0.344, 0.168, 0.1, 0.056, 0.0263, 0.01] | [10.0, 1.711, 0.516, 0.198, 0.1, 0.0634, 0.0303, 0.01] | 0 | [19.0, 19.5, 20.4, 20.8, 22.0, 25.0, 32.0, 48.0] | [38.0, 40.0, 43.0, 48.0, 53.0, 60.0, 75.0, 118.0]
HV 63A | HV 63A | 63 | 0 | [10.0, 2.84, 0.368, 0.164, 0.1, 0.0621, 0.0378, 0.0195, 0.01] | [10.0, 1.82, 0.344, 0.1, 0.0467, 0.0269, 0.01] | 0 | [189.0, 220.0, 300.0, 350.0, 393.0, 450.0, 530.0, 700.0, 961.0] | [378.0, 500.0, 700.0, 934.0, 1200.0, 1500.0, 2366.0]
HV 80A | HV 80A | 80 | 0 | [10.0, 2.05, 0.369, 0.198, 0.1, 0.051, 0.0298, 0.01] | [10.0, 4.15, 1.03, 0.198, 0.1, 0.051, 0.0172, 0.01] | 0 | [240.0, 300.0, 400.0, 450.0, 530.0, 650.0, 800.0, 1311.0] | [480.0, 550.0, 700.0, 1000.0, 1260.0, 1600.0, 2500.0, 3227.0]
Siemens NH-1-100 | Siemens NH-1-100 | 100 | [5400.0, 2000.0, 400.0, 20.0, 1.0, 0.2, 0.012, 0.004] | 0 | 0 | [150.0, 190.0, 250.0, 430.0, 900.0, 1250.0, 2700.0, 3600.0] | 0 | 0
Siemens NH-1-125 | Siemens NH-1-125 | 125 | [4800.0, 120.0, 7.0, 0.1, 0.004] | 0 | 0 | [180.0, 400.0, 740.0, 2000.0, 4250.0] | 0 | 0
Siemens NH-1-16 | Siemens NH-1-16 | 16 | [4000.0, 400.0, 2.0, 0.1, 0.04, 0.01] | 0 | 0 | [26.0, 35.0, 75.0, 150.0, 200.0, 300.0] | 0 | 0
Siemens NH-1-160 | Siemens NH-1-160 | 160 | [4800.0, 120.0, 7.0, 0.1, 0.004] | 0 | 0 | [210.0, 500.0, 900.0, 2300.0, 5000.0] | 0 | 0
Siemens NH-1-25 | Siemens NH-1-25 | 25 | [4000.0, 1000.0, 10.0, 0.2, 0.02, 0.01] | 0 | 0 | [40.0, 50.0, 100.0, 210.0, 400.0, 500.0] | 0 | 0
Siemens NH-1-50 | Siemens NH-1-50 | 50 | [4000.0, 40.0, 4.0, 1.0, 0.02, 0.01] | 0 | 0 | [86.0, 200.0, 300.0, 400.0, 1000.0, 1280.0] | 0 | 0
Siemens NH-1-63 | Siemens NH-1-63 | 63 | [4000.0, 100.0, 10.0, 2.0, 0.04, 0.01] | 0 | 0 | [100.0, 200.0, 300.0, 400.0, 1000.0, 1500.0] | 0 | 0
Siemens NH-1-80 | Siemens NH-1-80 | 80 | [4800.0, 120.0, 7.0, 0.1, 0.01] | 0 | 0 | [150.58, 250.0, 450.0, 1150.0, 2470.0] | 0 | 0
Siemens NH-2-1000 | Siemens NH-2-1000 | 1000 | [4800.0, 120.0, 7.0, 0.1, 0.004] | 0 | 0 | [1900.0, 3500.0, 8400.0, 24000.0, 52000.0] | 0 | 0
Siemens NH-2-200 | Siemens NH-2-200 | 200 | [4800.0, 120.0, 7.0, 0.1, 0.004] | 0 | 0 | [280.0, 650.0, 1200.0, 3000.0, 7000.0] | 0 | 0
Siemens NH-2-224 | Siemens NH-2-224 | 224 | [4800.0, 120.0, 7.0, 0.2, 0.04, 0.004] | 0 | 0 | [400.0, 750.0, 1453.0, 3025.0, 4315.0, 7600.0] | 0 | 0
Siemens NH-2-250 | Siemens NH-2-250 | 250 | [4800.0, 120.0, 7.0, 0.1, 0.004] | 0 | 0 | [450.0, 800.0, 1650.0, 4000.0, 8500.0] | 0 | 0
Siemens NH-2-315 | Siemens NH-2-315 | 315 | [4800.0, 120.0, 7.0, 0.1, 0.004] | 0 | 0 | [550.0, 920.0, 1900.0, 5000.0, 11000.0] | 0 | 0
Siemens NH-2-355 | Siemens NH-2-355 | 355 | [4800.0, 120.0, 6.0, 0.1, 0.004] | 0 | 0 | [650.0, 1116.27, 2350.0, 5840.0, 12790.0] | 0 | 0
Siemens NH-2-400 | Siemens NH-2-400 | 400 | [4800.0, 120.0, 7.0, 0.1, 0.004] | 0 | 0 | [720.0, 1350.0, 2800.0, 6500.0, 15000.0] | 0 | 0
Siemens NH-2-425 | Siemens NH-2-425 | 425 | [4800.0, 120.0, 7.0, 0.1, 0.004] | 0 | 0 | [850.0, 1500.0, 3050.0, 7500.0, 16500.0] | 0 | 0
Siemens NH-2-630 | Siemens NH-2-630 | 630 | [4800.0, 120.0, 7.0, 0.1, 0.004] | 0 | 0 | [1200.0, 2000.0, 4800.0, 12000.0, 26000.0] | 0 | 0

## dtypes
| element | column | dtype
0 | bus | name | object
1 | bus | vn_kv | float64
2 | bus | type | object
3 | bus | zone | object
4 | bus | in_service | bool
5 | load | name | object
6 | load | bus | uint32
7 | load | p_mw | float64
8 | load | q_mvar | float64
9 | load | const_z_percent | float64
10 | load | const_i_percent | float64
11 | load | sn_mva | float64
12 | load | scaling | float64
13 | load | in_service | bool
14 | load | type | object
15 | ext_grid | name | object
16 | ext_grid | bus | uint32
17 | ext_grid | vm_pu | float64
18 | ext_grid | va_degree | float64
19 | ext_grid | slack_weight | float64
20 | ext_grid | in_service | bool
21 | line | name | object
22 | line | std_type | object
23 | line | from_bus | uint32
24 | line | to_bus | uint32
25 | line | length_km | float64
26 | line | r_ohm_per_km | float64
27 | line | x_ohm_per_km | float64
28 | line | c_nf_per_km | float64
29 | line | g_us_per_km | float64
30 | line | max_i_ka | float64
31 | line | df | float64
32 | line | parallel | uint32
33 | line | type | object
34 | line | in_service | bool
35 | trafo | name | object
36 | trafo | std_type | object
37 | trafo | hv_bus | uint32
38 | trafo | lv_bus | uint32
39 | trafo | sn_mva | float64
40 | trafo | vn_hv_kv | float64
41 | trafo | vn_lv_kv | float64
42 | trafo | vk_percent | float64
43 | trafo | vkr_percent | float64
44 | trafo | pfe_kw | float64
45 | trafo | i0_percent | float64
46 | trafo | shift_degree | float64
47 | trafo | tap_side | object
48 | trafo | tap_neutral | int32
49 | trafo | tap_min | int32
50 | trafo | tap_max | int32
51 | trafo | tap_step_percent | float64
52 | trafo | tap_step_degree | float64
53 | trafo | tap_pos | int32
54 | trafo | tap_phase_shifter | bool
55 | trafo | parallel | uint32
56 | trafo | df | float64
57 | trafo | in_service | bool
58 | line_geodata | coords | object
59 | bus_geodata | x | float64
60 | bus_geodata | y | float64
61 | bus_geodata | coords | object

## parameters
| version | format_version | converged | OPF_converged | name | f_hz | sn_mva
0 | 2.14.6 | 2.14.0 | FALSE | FALSE |  | 50 | 1