## bus
| name | vn_kv | type | zone | in_service
0 | bus_LV_296-12_0_7_node_0 | 0.4 | n |  | TRUE
1 | bus_LV_296-12_0_7_node_1 | 0.4 | n |  | TRUE
2 | bus_LV_296-12_0_7_node_2 | 0.4 | n |  | TRUE
3 | bus_LV_296-12_0_7_node_106 | 0.4 | n |  | TRUE
4 | bus_LV_296-12_0_7_node_7 | 0.4 | n |  | TRUE
5 | bus_LV_296-12_0_7_node_54 | 0.4 | n |  | TRUE
6 | bus_LV_296-12_0_7_node_3 | 0.4 | n |  | TRUE
7 | bus_LV_296-12_0_7_node_135 | 0.4 | n |  | TRUE
8 | bus_LV_296-12_0_7_node_6 | 0.4 | n |  | TRUE
9 | bus_LV_296-12_0_7_node_8 | 0.4 | n |  | TRUE
10 | bus_LV_296-12_0_7_node_118 | 0.4 | n |  | TRUE
11 | bus_LV_296-12_0_7_node_76 | 0.4 | n |  | TRUE
12 | bus_LV_296-12_0_7_node_57 | 0.4 | n |  | TRUE
13 | bus_LV_296-12_0_7_node_58 | 0.4 | n |  | TRUE
14 | bus_LV_296-12_0_7_node_52 | 0.4 | n |  | TRUE
15 | bus_LV_296-12_0_7_node_147 | 0.4 | n |  | TRUE
16 | bus_LV_296-12_0_7_node_148 | 0.4 | n |  | TRUE
17 | bus_LV_296-12_0_7_node_173 | 0.4 | n |  | TRUE
18 | bus_LV_296-12_0_7_node_172 | 0.4 | n |  | TRUE
19 | bus_LV_296-12_0_7_node_75 | 0.4 | n |  | TRUE
20 | bus_LV_296-12_0_7_node_73 | 0.4 | n |  | TRUE
21 | bus_LV_296-12_0_7_node_114 | 0.4 | n |  | TRUE
22 | bus_LV_296-12_0_7_node_127 | 0.4 | n |  | TRUE
23 | bus_LV_296-12_0_7_node_9 | 0.4 | n |  | TRUE
24 | bus_LV_296-12_0_7_node_10 | 0.4 | n |  | TRUE
25 | bus_LV_296-12_0_7_node_11 | 0.4 | n |  | TRUE
26 | bus_LV_296-12_0_7_node_12 | 0.4 | n |  | TRUE
27 | bus_LV_296-12_0_7_node_13 | 0.4 | n |  | TRUE
28 | bus_LV_296-12_0_7_node_16 | 0.4 | n |  | TRUE
29 | bus_LV_296-12_0_7_node_17 | 0.4 | n |  | TRUE
30 | bus_LV_296-12_0_7_node_18 | 0.4 | n |  | TRUE
31 | bus_LV_296-12_0_7_node_14 | 0.4 | n |  | TRUE
32 | bus_LV_296-12_0_7_node_15 | 0.4 | n |  | TRUE
33 | bus_LV_296-12_0_7_node_39 | 0.4 | n |  | TRUE
34 | bus_LV_296-12_0_7_node_19 | 0.4 | n |  | TRUE
35 | bus_LV_296-12_0_7_node_184 | 0.4 | n |  | TRUE
36 | bus_LV_296-12_0_7_node_193 | 0.4 | n |  | TRUE
37 | bus_LV_296-12_0_7_node_192 | 0.4 | n |  | TRUE
38 | bus_LV_296-12_0_7_node_37 | 0.4 | n |  | TRUE
39 | bus_LV_296-12_0_7_node_20 | 0.4 | n |  | TRUE
40 | bus_LV_296-12_0_7_node_21 | 0.4 | n |  | TRUE
41 | bus_LV_296-12_0_7_node_185 | 0.4 | n |  | TRUE
42 | bus_LV_296-12_0_7_node_22 | 0.4 | n |  | TRUE
43 | bus_LV_296-12_0_7_node_26 | 0.4 | n |  | TRUE
44 | bus_LV_296-12_0_7_node_183 | 0.4 | n |  | TRUE
45 | bus_LV_296-12_0_7_node_28 | 0.4 | n |  | TRUE
46 | bus_LV_296-12_0_7_node_23 | 0.4 | n |  | TRUE
47 | bus_LV_296-12_0_7_node_24 | 0.4 | n |  | TRUE
48 | bus_LV_296-12_0_7_node_25 | 0.4 | n |  | TRUE
49 | bus_LV_296-12_0_7_node_27 | 0.4 | n |  | TRUE
50 | bus_LV_296-12_0_7_node_29 | 0.4 | n |  | TRUE
51 | bus_LV_296-12_0_7_node_30 | 0.4 | n |  | TRUE
52 | bus_LV_296-12_0_7_node_42 | 0.4 | n |  | TRUE
53 | bus_LV_296-12_0_7_node_43 | 0.4 | n |  | TRUE
54 | bus_LV_296-12_0_7_node_31 | 0.4 | n |  | TRUE
55 | bus_LV_296-12_0_7_node_32 | 0.4 | n |  | TRUE
56 | bus_LV_296-12_0_7_node_33 | 0.4 | n |  | TRUE
57 | bus_LV_296-12_0_7_node_34 | 0.4 | n |  | TRUE
58 | bus_LV_296-12_0_7_node_35 | 0.4 | n |  | TRUE
59 | bus_LV_296-12_0_7_node_36 | 0.4 | n |  | TRUE
60 | bus_LV_296-12_0_7_node_169 | 0.4 | n |  | TRUE
61 | bus_LV_296-12_0_7_node_38 | 0.4 | n |  | TRUE
62 | bus_LV_296-12_0_7_node_170 | 0.4 | n |  | TRUE
63 | bus_LV_296-12_0_7_node_40 | 0.4 | n |  | TRUE
64 | bus_LV_296-12_0_7_node_41 | 0.4 | n |  | TRUE
65 | bus_LV_296-12_0_7_node_66 | 0.4 | n |  | TRUE
66 | bus_LV_296-12_0_7_node_60 | 0.4 | n |  | TRUE
67 | bus_LV_296-12_0_7_node_68 | 0.4 | n |  | TRUE
68 | bus_LV_296-12_0_7_node_64 | 0.4 | n |  | TRUE
69 | bus_LV_296-12_0_7_node_56 | 0.4 | n |  | TRUE
70 | bus_LV_296-12_0_7_node_44 | 0.4 | n |  | TRUE
71 | bus_LV_296-12_0_7_node_70 | 0.4 | n |  | TRUE
72 | bus_LV_296-12_0_7_node_45 | 0.4 | n |  | TRUE
73 | bus_LV_296-12_0_7_node_46 | 0.4 | n |  | TRUE
74 | bus_LV_296-12_0_7_node_47 | 0.4 | n |  | TRUE
75 | bus_LV_296-12_0_7_node_48 | 0.4 | n |  | TRUE
76 | bus_LV_296-12_0_7_node_50 | 0.4 | n |  | TRUE
77 | bus_LV_296-12_0_7_node_100 | 0.4 | n |  | TRUE
78 | bus_LV_296-12_0_7_node_51 | 0.4 | n |  | TRUE
79 | bus_LV_296-12_0_7_node_53 | 0.4 | n |  | TRUE
80 | bus_LV_296-12_0_7_node_55 | 0.4 | n |  | TRUE
81 | bus_LV_296-12_0_7_node_59 | 0.4 | n |  | TRUE
82 | bus_LV_296-12_0_7_node_107 | 0.4 | n |  | TRUE
83 | bus_LV_296-12_0_7_node_105 | 0.4 | n |  | TRUE
84 | bus_LV_296-12_0_7_node_61 | 0.4 | n |  | TRUE
85 | bus_LV_296-12_0_7_node_115 | 0.4 | n |  | TRUE
86 | bus_LV_296-12_0_7_node_104 | 0.4 | n |  | TRUE
87 | bus_LV_296-12_0_7_node_62 | 0.4 | n |  | TRUE
88 | bus_LV_296-12_0_7_node_63 | 0.4 | n |  | TRUE
89 | bus_LV_296-12_0_7_node_90 | 0.4 | n |  | TRUE
90 | bus_LV_296-12_0_7_node_91 | 0.4 | n |  | TRUE
91 | bus_LV_296-12_0_7_node_92 | 0.4 | n |  | TRUE
92 | bus_LV_296-12_0_7_node_89 | 0.4 | n |  | TRUE
93 | bus_LV_296-12_0_7_node_93 | 0.4 | n |  | TRUE
94 | bus_LV_296-12_0_7_node_94 | 0.4 | n |  | TRUE
95 | bus_LV_296-12_0_7_node_95 | 0.4 | n |  | TRUE
96 | bus_LV_296-12_0_7_node_65 | 0.4 | n |  | TRUE
97 | bus_LV_296-12_0_7_node_67 | 0.4 | n |  | TRUE
98 | bus_LV_296-12_0_7_node_69 | 0.4 | n |  | TRUE
99 | bus_LV_296-12_0_7_node_86 | 0.4 | n |  | TRUE
100 | bus_LV_296-12_0_7_node_87 | 0.4 | n |  | TRUE
101 | bus_LV_296-12_0_7_node_71 | 0.4 | n |  | TRUE
102 | bus_LV_296-12_0_7_node_72 | 0.4 | n |  | TRUE
103 | bus_LV_296-12_0_7_node_74 | 0.4 | n |  | TRUE
104 | bus_LV_296-12_0_7_node_77 | 0.4 | n |  | TRUE
105 | bus_LV_296-12_0_7_node_78 | 0.4 | n |  | TRUE
106 | bus_LV_296-12_0_7_node_128 | 0.4 | n |  | TRUE
107 | bus_LV_296-12_0_7_node_125 | 0.4 | n |  | TRUE
108 | bus_LV_296-12_0_7_node_131 | 0.4 | n |  | TRUE
109 | bus_LV_296-12_0_7_node_126 | 0.4 | n |  | TRUE
110 | bus_LV_296-12_0_7_node_79 | 0.4 | n |  | TRUE
111 | bus_LV_296-12_0_7_node_80 | 0.4 | n |  | TRUE
112 | bus_LV_296-12_0_7_node_81 | 0.4 | n |  | TRUE
113 | bus_LV_296-12_0_7_node_83 | 0.4 | n |  | TRUE
114 | bus_LV_296-12_0_7_node_84 | 0.4 | n |  | TRUE
115 | bus_LV_296-12_0_7_node_85 | 0.4 | n |  | TRUE
116 | bus_LV_296-12_0_7_node_152 | 0.4 | n |  | TRUE
117 | bus_LV_296-12_0_7_node_153 | 0.4 | n |  | TRUE
118 | bus_LV_296-12_0_7_node_154 | 0.4 | n |  | TRUE
119 | bus_LV_296-12_0_7_node_88 | 0.4 | n |  | TRUE
120 | bus_LV_296-12_0_7_node_97 | 0.4 | n |  | TRUE
121 | bus_LV_296-12_0_7_node_96 | 0.4 | n |  | TRUE
122 | bus_LV_296-12_0_7_node_99 | 0.4 | n |  | TRUE
123 | bus_LV_296-12_0_7_node_98 | 0.4 | n |  | TRUE
124 | bus_LV_296-12_0_7_node_187 | 0.4 | n |  | TRUE
125 | bus_LV_296-12_0_7_node_101 | 0.4 | n |  | TRUE
126 | bus_LV_296-12_0_7_node_188 | 0.4 | n |  | TRUE
127 | bus_LV_296-12_0_7_node_102 | 0.4 | n |  | TRUE
128 | bus_LV_296-12_0_7_node_103 | 0.4 | n |  | TRUE
129 | bus_LV_296-12_0_7_node_116 | 0.4 | n |  | TRUE
130 | bus_LV_296-12_0_7_node_108 | 0.4 | n |  | TRUE
131 | bus_LV_296-12_0_7_node_109 | 0.4 | n |  | TRUE
132 | bus_LV_296-12_0_7_node_111 | 0.4 | n |  | TRUE
133 | bus_LV_296-12_0_7_node_113 | 0.4 | n |  | TRUE
134 | bus_LV_296-12_0_7_node_124 | 0.4 | n |  | TRUE
135 | bus_LV_296-12_0_7_node_122 | 0.4 | n |  | TRUE
136 | bus_LV_296-12_0_7_node_117 | 0.4 | n |  | TRUE
137 | bus_LV_296-12_0_7_node_120 | 0.4 | n |  | TRUE
138 | bus_LV_296-12_0_7_node_119 | 0.4 | n |  | TRUE
139 | bus_LV_296-12_0_7_node_121 | 0.4 | n |  | TRUE
140 | bus_LV_296-12_0_7_node_129 | 0.4 | n |  | TRUE
141 | bus_LV_296-12_0_7_node_130 | 0.4 | n |  | TRUE
142 | bus_LV_296-12_0_7_node_146 | 0.4 | n |  | TRUE
143 | bus_LV_296-12_0_7_node_145 | 0.4 | n |  | TRUE
144 | bus_LV_296-12_0_7_node_165 | 0.4 | n |  | TRUE
145 | bus_LV_296-12_0_7_node_144 | 0.4 | n |  | TRUE
146 | bus_LV_296-12_0_7_node_162 | 0.4 | n |  | TRUE
147 | bus_LV_296-12_0_7_node_136 | 0.4 | n |  | TRUE
148 | bus_LV_296-12_0_7_node_138 | 0.4 | n |  | TRUE
149 | bus_LV_296-12_0_7_node_139 | 0.4 | n |  | TRUE
150 | bus_LV_296-12_0_7_node_142 | 0.4 | n |  | TRUE
151 | bus_LV_296-12_0_7_node_174 | 0.4 | n |  | TRUE
152 | bus_LV_296-12_0_7_node_143 | 0.4 | n |  | TRUE
153 | bus_LV_296-12_0_7_node_155 | 0.4 | n |  | TRUE
154 | bus_LV_296-12_0_7_node_156 | 0.4 | n |  | TRUE
155 | bus_LV_296-12_0_7_node_164 | 0.4 | n |  | TRUE
156 | bus_LV_296-12_0_7_node_151 | 0.4 | n |  | TRUE
157 | bus_LV_296-12_0_7_node_175 | 0.4 | n |  | TRUE
158 | bus_LV_296-12_0_7_node_168 | 0.4 | n |  | TRUE
159 | bus_LV_296-12_0_7_node_167 | 0.4 | n |  | TRUE
160 | bus_LV_296-12_0_7_node_182 | 0.4 | n |  | TRUE
161 | bus_LV_296-12_0_7_node_181 | 0.4 | n |  | TRUE
162 | bus_LV_296-12_0_7_node_158 | 0.4 | n |  | TRUE
163 | bus_LV_296-12_0_7_node_166 | 0.4 | n |  | TRUE
164 | bus_LV_296-12_0_7_node_161 | 0.4 | n |  | TRUE
165 | bus_LV_296-12_0_7_node_149 | 0.4 | n |  | TRUE
166 | bus_LV_296-12_0_7_node_186 | 0.4 | n |  | TRUE
167 | bus_LV_296-12_0_7_node_163 | 0.4 | n |  | TRUE
168 | bus_LV_296-12_0_7_node_194 | 0.4 | n |  | TRUE
169 | bus_LV_296-12_0_7_node_191 | 0.4 | n |  | TRUE
170 | bus_LV_296-12_0_7_node_160 | 0.4 | n |  | TRUE
171 | bus_LV_296-12_0_7_node_159 | 0.4 | n |  | TRUE
172 | bus_LV_296-12_0_7_node_171 | 0.4 | n |  | TRUE
173 | bus_LV_296-12_0_7_node_176 | 0.4 | n |  | TRUE
174 | bus_LV_296-12_0_7_node_178 | 0.4 | n |  | TRUE
175 | bus_LV_296-12_0_7_node_179 | 0.4 | n |  | TRUE
176 | bus_LV_296-12_0_7_node_180 | 0.4 | n |  | TRUE
177 | bus_LV_296-12_0_7_node_189 | 0.4 | n |  | TRUE
178 | bus_MV_363_0_node_103 | 20 | n |  | TRUE

## load
| name | bus | p_mw | q_mvar | const_z_percent | const_i_percent | sn_mva | scaling | in_service | type
0 | LV_296-12_0_7_load_0 | 0 | 0.020916 | 0.0052419 | 0 | 0 |  | 1 | TRUE | wye
1 | LV_296-12_0_7_load_106 | 3 | 0.0049642 | 0.0012441 | 0 | 0 |  | 1 | TRUE | wye
2 | LV_296-12_0_7_load_135 | 7 | 0.0017435 | 0.00043697 | 0 | 0 |  | 1 | TRUE | wye
3 | LV_296-12_0_7_load_118 | 10 | 0.0077688 | 0.001947 | 0 | 0 |  | 1 | TRUE | wye
4 | LV_296-12_0_7_load_76 | 11 | 0.0026813 | 0.000672 | 0 | 0 |  | 1 | TRUE | wye
5 | LV_296-12_0_7_load_57 | 12 | 0.003535 | 0.00088596 | 0 | 0 |  | 1 | TRUE | wye
6 | LV_296-12_0_7_load_58 | 13 | 0.0011093 | 0.00027801 | 0 | 0 |  | 1 | TRUE | wye
7 | LV_296-12_0_7_load_52 | 14 | 0.002292 | 0.00057442 | 0 | 0 |  | 1 | TRUE | wye
8 | LV_296-12_0_7_load_147 | 15 | 0.012289 | 0.0030798 | 0 | 0 |  | 1 | TRUE | wye
9 | LV_296-12_0_7_load_148 | 16 | 0.0052165 | 0.0013074 | 0 | 0 |  | 1 | TRUE | wye
10 | LV_296-12_0_7_load_173 | 17 | 0.0037071 | 0.00092909 | 0 | 0 |  | 1 | TRUE | wye
11 | LV_296-12_0_7_load_172 | 18 | 0.0042592 | 0.0010675 | 0 | 0 |  | 1 | TRUE | wye
12 | LV_296-12_0_7_load_75 | 19 | 0.0067773 | 0.0016985 | 0 | 0 |  | 1 | TRUE | wye
13 | LV_296-12_0_7_load_114 | 21 | 0.0025314 | 0.00063442 | 0 | 0 |  | 1 | TRUE | wye
14 | LV_296-12_0_7_load_127 | 22 | 0.0013426 | 0.00033648 | 0 | 0 |  | 1 | TRUE | wye
15 | LV_296-12_0_7_load_9 | 23 | 0.0059953 | 0.0015026 | 0 | 0 |  | 1 | TRUE | wye
16 | LV_296-12_0_7_load_10 | 24 | 0.0013413 | 0.00033615 | 0 | 0 |  | 1 | TRUE | wye
17 | LV_296-12_0_7_load_12 | 26 | 0.0017285 | 0.0004332 | 0 | 0 |  | 1 | TRUE | wye
18 | LV_296-12_0_7_load_16 | 28 | 0.001184 | 0.00029673 | 0 | 0 |  | 1 | TRUE | wye
19 | LV_296-12_0_7_load_17 | 29 | 0.0072602 | 0.0018196 | 0 | 0 |  | 1 | TRUE | wye
20 | LV_296-12_0_7_load_18 | 30 | 0.00075027 | 0.00018804 | 0 | 0 |  | 1 | TRUE | wye
21 | LV_296-12_0_7_load_39 | 33 | 0.0025291 | 0.00063384 | 0 | 0 |  | 1 | TRUE | wye
22 | LV_296-12_0_7_load_193 | 36 | 0.00058543 | 0.00014672 | 0 | 0 |  | 1 | TRUE | wye
23 | LV_296-12_0_7_load_192 | 37 | 0.00047943 | 0.00012016 | 0 | 0 |  | 1 | TRUE | wye
24 | LV_296-12_0_7_load_20 | 39 | 0.00080816 | 0.00020254 | 0 | 0 |  | 1 | TRUE | wye
25 | LV_296-12_0_7_load_185 | 41 | 0.00047943 | 0.00012016 | 0 | 0 |  | 1 | TRUE | wye
26 | LV_296-12_0_7_load_26 | 43 | 0.0014192 | 0.00035568 | 0 | 0 |  | 1 | TRUE | wye
27 | LV_296-12_0_7_load_183 | 44 | 0.0012487 | 0.00031296 | 0 | 0 |  | 1 | TRUE | wye
28 | LV_296-12_0_7_load_28 | 45 | 0.00080838 | 0.0002026 | 0 | 0 |  | 1 | TRUE | wye
29 | LV_296-12_0_7_load_23 | 46 | 0.0011783 | 0.00029531 | 0 | 0 |  | 1 | TRUE | wye
30 | LV_296-12_0_7_load_24 | 47 | 0.00089349 | 0.00022393 | 0 | 0 |  | 1 | TRUE | wye
31 | LV_296-12_0_7_load_25 | 48 | 0.00098315 | 0.0002464 | 0 | 0 |  | 1 | TRUE | wye
32 | LV_296-12_0_7_load_27 | 49 | 0.0033348 | 0.00083577 | 0 | 0 |  | 1 | TRUE | wye
33 | LV_296-12_0_7_load_29 | 50 | 0.0030036 | 0.00075277 | 0 | 0 |  | 1 | TRUE | wye
34 | LV_296-12_0_7_load_30 | 51 | 0.0024072 | 0.00060329 | 0 | 0 |  | 1 | TRUE | wye
35 | LV_296-12_0_7_load_42 | 52 | 0.0022124 | 0.00055449 | 0 | 0 |  | 1 | TRUE | wye
36 | LV_296-12_0_7_load_43 | 53 | 0.0035661 | 0.00089374 | 0 | 0 |  | 1 | TRUE | wye
37 | LV_296-12_0_7_load_31 | 54 | 0.0063545 | 0.0015926 | 0 | 0 |  | 1 | TRUE | wye
38 | LV_296-12_0_7_load_32 | 55 | 0.0067241 | 0.0016852 | 0 | 0 |  | 1 | TRUE | wye
39 | LV_296-12_0_7_load_33 | 56 | 0.0027824 | 0.00069733 | 0 | 0 |  | 1 | TRUE | wye
40 | LV_296-12_0_7_load_34 | 57 | 0.002337 | 0.00058572 | 0 | 0 |  | 1 | TRUE | wye
41 | LV_296-12_0_7_load_35 | 58 | 0.0035049 | 0.0008784 | 0 | 0 |  | 1 | TRUE | wye
42 | LV_296-12_0_7_load_36 | 59 | 0.0069207 | 0.0017345 | 0 | 0 |  | 1 | TRUE | wye
43 | LV_296-12_0_7_load_169 | 60 | 0.0023395 | 0.00058633 | 0 | 0 |  | 1 | TRUE | wye
44 | LV_296-12_0_7_load_170 | 62 | 0.002337 | 0.00058572 | 0 | 0 |  | 1 | TRUE | wye
45 | LV_296-12_0_7_load_40 | 63 | 0.0027839 | 0.00069772 | 0 | 0 |  | 1 | TRUE | wye
46 | LV_296-12_0_7_load_41 | 64 | 0.0054021 | 0.0013539 | 0 | 0 |  | 1 | TRUE | wye
47 | LV_296-12_0_7_load_60 | 66 | 0.0041902 | 0.0010502 | 0 | 0 |  | 1 | TRUE | wye
48 | LV_296-12_0_7_load_64 | 68 | 0.0032311 | 0.00080979 | 0 | 0 |  | 1 | TRUE | wye
49 | LV_296-12_0_7_load_56 | 69 | 0.0039007 | 0.0009776 | 0 | 0 |  | 1 | TRUE | wye
50 | LV_296-12_0_7_load_44 | 70 | 0.0035661 | 0.00089374 | 0 | 0 |  | 1 | TRUE | wye
51 | LV_296-12_0_7_load_70 | 71 | 0.0024279 | 0.00060849 | 0 | 0 |  | 1 | TRUE | wye
52 | LV_296-12_0_7_load_45 | 72 | 0.0018369 | 0.00046037 | 0 | 0 |  | 1 | TRUE | wye
53 | LV_296-12_0_7_load_46 | 73 | 0.0019275 | 0.00048308 | 0 | 0 |  | 1 | TRUE | wye
54 | LV_296-12_0_7_load_47 | 74 | 0.0027323 | 0.00068477 | 0 | 0 |  | 1 | TRUE | wye
55 | LV_296-12_0_7_load_50 | 76 | 0.0019743 | 0.0004948 | 0 | 0 |  | 1 | TRUE | wye
56 | LV_296-12_0_7_load_51 | 78 | 0.003581 | 0.00089749 | 0 | 0 |  | 1 | TRUE | wye
57 | LV_296-12_0_7_load_55 | 80 | 0.0033635 | 0.00084297 | 0 | 0 |  | 1 | TRUE | wye
58 | LV_296-12_0_7_load_59 | 81 | 0.0049086 | 0.0012302 | 0 | 0 |  | 1 | TRUE | wye
59 | LV_296-12_0_7_load_107 | 82 | 0.0045714 | 0.0011457 | 0 | 0 |  | 1 | TRUE | wye
60 | LV_296-12_0_7_load_105 | 83 | 0.0035161 | 0.00088121 | 0 | 0 |  | 1 | TRUE | wye
61 | LV_296-12_0_7_load_61 | 84 | 0.0017828 | 0.00044681 | 0 | 0 |  | 1 | TRUE | wye
62 | LV_296-12_0_7_load_115 | 85 | 0.0079627 | 0.0019956 | 0 | 0 |  | 1 | TRUE | wye
63 | LV_296-12_0_7_load_104 | 86 | 0.0014332 | 0.0003592 | 0 | 0 |  | 1 | TRUE | wye
64 | LV_296-12_0_7_load_62 | 87 | 0.0035192 | 0.000882 | 0 | 0 |  | 1 | TRUE | wye
65 | LV_296-12_0_7_load_90 | 89 | 0.0021412 | 0.00053664 | 0 | 0 |  | 1 | TRUE | wye
66 | LV_296-12_0_7_load_92 | 91 | 0.0015584 | 0.00039057 | 0 | 0 |  | 1 | TRUE | wye
67 | LV_296-12_0_7_load_93 | 93 | 0.002916 | 0.00073082 | 0 | 0 |  | 1 | TRUE | wye
68 | LV_296-12_0_7_load_94 | 94 | 0.0024533 | 0.00061486 | 0 | 0 |  | 1 | TRUE | wye
69 | LV_296-12_0_7_load_95 | 95 | 0.0015584 | 0.00039057 | 0 | 0 |  | 1 | TRUE | wye
70 | LV_296-12_0_7_load_65 | 96 | 0.0029505 | 0.00073945 | 0 | 0 |  | 1 | TRUE | wye
71 | LV_296-12_0_7_load_67 | 97 | 0.0014169 | 0.0003551 | 0 | 0 |  | 1 | TRUE | wye
72 | LV_296-12_0_7_load_69 | 98 | 0.0011142 | 0.00027923 | 0 | 0 |  | 1 | TRUE | wye
73 | LV_296-12_0_7_load_86 | 99 | 0.0014853 | 0.00037225 | 0 | 0 |  | 1 | TRUE | wye
74 | LV_296-12_0_7_load_87 | 100 | 0.0016597 | 0.00041597 | 0 | 0 |  | 1 | TRUE | wye
75 | LV_296-12_0_7_load_71 | 101 | 0.0073933 | 0.0018529 | 0 | 0 |  | 1 | TRUE | wye
76 | LV_296-12_0_7_load_72 | 102 | 0.0031976 | 0.0008014 | 0 | 0 |  | 1 | TRUE | wye
77 | LV_296-12_0_7_load_78 | 105 | 0.0044304 | 0.0011104 | 0 | 0 |  | 1 | TRUE | wye
78 | LV_296-12_0_7_load_128 | 106 | 0.0074075 | 0.0018565 | 0 | 0 |  | 1 | TRUE | wye
79 | LV_296-12_0_7_load_131 | 108 | 0.0045555 | 0.0011417 | 0 | 0 |  | 1 | TRUE | wye
80 | LV_296-12_0_7_load_79 | 110 | 0.011468 | 0.0028741 | 0 | 0 |  | 1 | TRUE | wye
81 | LV_296-12_0_7_load_83 | 113 | 0.0019857 | 0.00049767 | 0 | 0 |  | 1 | TRUE | wye
82 | LV_296-12_0_7_load_84 | 114 | 0.0022557 | 0.00056533 | 0 | 0 |  | 1 | TRUE | wye
83 | LV_296-12_0_7_load_152 | 116 | 0.0014632 | 0.00036672 | 0 | 0 |  | 1 | TRUE | wye
84 | LV_296-12_0_7_load_154 | 118 | 0.00066438 | 0.00016651 | 0 | 0 |  | 1 | TRUE | wye
85 | LV_296-12_0_7_load_88 | 119 | 0.0025125 | 0.0006297 | 0 | 0 |  | 1 | TRUE | wye
86 | LV_296-12_0_7_load_97 | 120 | 0.0014627 | 0.00036658 | 0 | 0 |  | 1 | TRUE | wye
87 | LV_296-12_0_7_load_96 | 121 | 0.0047949 | 0.0012017 | 0 | 0 |  | 1 | TRUE | wye
88 | LV_296-12_0_7_load_99 | 122 | 0.0050427 | 0.0012638 | 0 | 0 |  | 1 | TRUE | wye
89 | LV_296-12_0_7_load_98 | 123 | 0.0014326 | 0.00035903 | 0 | 0 |  | 1 | TRUE | wye
90 | LV_296-12_0_7_load_187 | 124 | 0.0015579 | 0.00039045 | 0 | 0 |  | 1 | TRUE | wye
91 | LV_296-12_0_7_load_101 | 125 | 0.0036942 | 0.00092585 | 0 | 0 |  | 1 | TRUE | wye
92 | LV_296-12_0_7_load_102 | 127 | 0.0031077 | 0.00077886 | 0 | 0 |  | 1 | TRUE | wye
93 | LV_296-12_0_7_load_103 | 128 | 0.0018558 | 0.0004651 | 0 | 0 |  | 1 | TRUE | wye
94 | LV_296-12_0_7_load_116 | 129 | 0.012228 | 0.0030645 | 0 | 0 |  | 1 | TRUE | wye
95 | LV_296-12_0_7_load_108 | 130 | 0.0069264 | 0.0017359 | 0 | 0 |  | 1 | TRUE | wye
96 | LV_296-12_0_7_load_109 | 131 | 0.0072178 | 0.001809 | 0 | 0 |  | 1 | TRUE | wye
97 | LV_296-12_0_7_load_111 | 132 | 0.0072558 | 0.0018185 | 0 | 0 |  | 1 | TRUE | wye
98 | LV_296-12_0_7_load_113 | 133 | 0.0061652 | 0.0015451 | 0 | 0 |  | 1 | TRUE | wye
99 | LV_296-12_0_7_load_124 | 134 | 0.0061652 | 0.0015451 | 0 | 0 |  | 1 | TRUE | wye
100 | LV_296-12_0_7_load_117 | 136 | 0.0052175 | 0.0013076 | 0 | 0 |  | 1 | TRUE | wye
101 | LV_296-12_0_7_load_120 | 137 | 0.0044835 | 0.0011237 | 0 | 0 |  | 1 | TRUE | wye
102 | LV_296-12_0_7_load_119 | 138 | 0.0035365 | 0.00088634 | 0 | 0 |  | 1 | TRUE | wye
103 | LV_296-12_0_7_load_121 | 139 | 0.0016675 | 0.0004179 | 0 | 0 |  | 1 | TRUE | wye
104 | LV_296-12_0_7_load_130 | 141 | 0.0011298 | 0.00028315 | 0 | 0 |  | 1 | TRUE | wye
105 | LV_296-12_0_7_load_146 | 142 | 0.0036782 | 0.00092185 | 0 | 0 |  | 1 | TRUE | wye
106 | LV_296-12_0_7_load_145 | 143 | 0.0029519 | 0.00073982 | 0 | 0 |  | 1 | TRUE | wye
107 | LV_296-12_0_7_load_165 | 144 | 0.0066496 | 0.0016665 | 0 | 0 |  | 1 | TRUE | wye
108 | LV_296-12_0_7_load_144 | 145 | 0.0022557 | 0.00056533 | 0 | 0 |  | 1 | TRUE | wye
109 | LV_296-12_0_7_load_162 | 146 | 0.0069426 | 0.00174 | 0 | 0 |  | 1 | TRUE | wye
110 | LV_296-12_0_7_load_136 | 147 | 0.00348 | 0.00087216 | 0 | 0 |  | 1 | TRUE | wye
111 | LV_296-12_0_7_load_174 | 151 | 0.0079926 | 0.0020031 | 0 | 0 |  | 1 | TRUE | wye
112 | LV_296-12_0_7_load_155 | 153 | 0.0095145 | 0.0023846 | 0 | 0 |  | 1 | TRUE | wye
113 | LV_296-12_0_7_load_164 | 155 | 0.010452 | 0.0026195 | 0 | 0 |  | 1 | TRUE | wye
114 | LV_296-12_0_7_load_168 | 158 | 0.0036028 | 0.00090294 | 0 | 0 |  | 1 | TRUE | wye
115 | LV_296-12_0_7_load_182 | 160 | 0.0017891 | 0.00044838 | 0 | 0 |  | 1 | TRUE | wye
116 | LV_296-12_0_7_load_181 | 161 | 0.001024 | 0.00025665 | 0 | 0 |  | 1 | TRUE | wye
117 | LV_296-12_0_7_load_161 | 164 | 0.007082 | 0.0017749 | 0 | 0 |  | 1 | TRUE | wye
118 | LV_296-12_0_7_load_149 | 165 | 0.0044923 | 0.0011259 | 0 | 0 |  | 1 | TRUE | wye
119 | LV_296-12_0_7_load_163 | 167 | 0.0061037 | 0.0015297 | 0 | 0 |  | 1 | TRUE | wye
120 | LV_296-12_0_7_load_194 | 168 | 0.0013073 | 0.00032765 | 0 | 0 |  | 1 | TRUE | wye
121 | LV_296-12_0_7_load_160 | 170 | 0.0080387 | 0.0020147 | 0 | 0 |  | 1 | TRUE | wye
122 | LV_296-12_0_7_load_159 | 171 | 0.006149 | 0.0015411 | 0 | 0 |  | 1 | TRUE | wye
123 | LV_296-12_0_7_load_171 | 172 | 0.0021648 | 0.00054256 | 0 | 0 |  | 1 | TRUE | wye
124 | LV_296-12_0_7_load_176 | 173 | 0.014204 | 0.0035598 | 0 | 0 |  | 1 | TRUE | wye
125 | LV_296-12_0_7_load_179 | 175 | 0.00075493 | 0.0001892 | 0 | 0 |  | 1 | TRUE | wye
126 | LV_296-12_0_7_load_180 | 176 | 0.0012788 | 0.00032051 | 0 | 0 |  | 1 | TRUE | wye
127 | LV_296-12_0_7_load_189 | 177 | 0.0015265 | 0.00038258 | 0 | 0 |  | 1 | TRUE | wye

## ext_grid
| name | bus | vm_pu | va_degree | slack_weight | in_service
0 |  | 4 | 1 | 0 | 1 | TRUE

## line
| name | std_type | from_bus | to_bus | length_km | r_ohm_per_km | x_ohm_per_km | c_nf_per_km | g_us_per_km | max_i_ka | df | parallel | type | in_service
0 | LV_296-12_0_7_line_0 |  | 0 | 1 | 0.0028174 | 0.125 | 0.08 | 261 | 0 | 0.364 | 1 | 1 | cs | TRUE
1 | LV_296-12_0_7_line_1 |  | 1 | 2 | 0.02382 | 0.125 | 0.08 | 261 | 0 | 0.364 | 1 | 1 | cs | TRUE
2 | LV_296-12_0_7_line_2 |  | 2 | 3 | 0.025461 | 0.125 | 0.08 | 261 | 0 | 0.364 | 1 | 1 | cs | TRUE
3 | LV_296-12_0_7_line_3 |  | 2 | 4 | 0.046396 | 0.125 | 0.08 | 261 | 0 | 0.364 | 1 | 3 | cs | TRUE
4 | LV_296-12_0_7_line_4 |  | 2 | 5 | 0.03324 | 0.125 | 0.08 | 261 | 0 | 0.364 | 1 | 3 | cs | TRUE
5 | LV_296-12_0_7_line_5 |  | 4 | 9 | 0.063635 | 0.125 | 0.08 | 261 | 0 | 0.364 | 1 | 3 | cs | TRUE
6 | LV_296-12_0_7_line_6 |  | 4 | 10 | 0.019025 | 0.125 | 0.08 | 261 | 0 | 0.364 | 1 | 1 | cs | TRUE
7 | LV_296-12_0_7_line_7 |  | 5 | 12 | 0.014456 | 0.125 | 0.08 | 261 | 0 | 0.364 | 1 | 1 | cs | TRUE
8 | LV_296-12_0_7_line_8 |  | 5 | 13 | 0.0092755 | 0.125 | 0.08 | 261 | 0 | 0.364 | 1 | 3 | cs | TRUE
9 | LV_296-12_0_7_line_9 |  | 5 | 14 | 0.027873 | 0.125 | 0.08 | 261 | 0 | 0.364 | 1 | 1 | cs | TRUE
10 | LV_296-12_0_7_line_10 |  | 6 | 7 | 0.01605 | 0.125 | 0.08 | 261 | 0 | 0.364 | 1 | 1 | cs | TRUE
11 | LV_296-12_0_7_line_11 |  | 6 | 8 | 0.048559 | 0.125 | 0.08 | 261 | 0 | 0.364 | 1 | 1 | cs | TRUE
12 | LV_296-12_0_7_line_12 |  | 8 | 9 | 0.006363 | 0.125 | 0.08 | 261 | 0 | 0.364 | 1 | 1 | cs | TRUE
13 | LV_296-12_0_7_line_13 |  | 9 | 11 | 0.030848 | 0.125 | 0.08 | 261 | 0 | 0.364 | 1 | 3 | cs | TRUE
14 | LV_296-12_0_7_line_14 |  | 10 | 21 | 0.029739 | 0.125 | 0.08 | 261 | 0 | 0.364 | 1 | 1 | cs | TRUE
15 | LV_296-12_0_7_line_15 |  | 11 | 22 | 0.0046944 | 0.125 | 0.08 | 261 | 0 | 0.364 | 1 | 3 | cs | TRUE
16 | LV_296-12_0_7_line_16 |  | 12 | 82 | 0.01354 | 0.125 | 0.08 | 261 | 0 | 0.364 | 1 | 1 | cs | TRUE
17 | LV_296-12_0_7_line_17 |  | 13 | 83 | 0.0072325 | 0.125 | 0.08 | 261 | 0 | 0.364 | 1 | 3 | cs | TRUE
18 | LV_296-12_0_7_line_18 |  | 15 | 16 | 0.019855 | 0.125 | 0.08 | 261 | 0 | 0.364 | 1 | 1 | cs | TRUE
19 | LV_296-12_0_7_line_19 |  | 16 | 165 | 0.017075 | 0.125 | 0.08 | 261 | 0 | 0.364 | 1 | 1 | cs | TRUE
20 | LV_296-12_0_7_line_20 |  | 17 | 18 | 0.014068 | 0.125 | 0.08 | 261 | 0 | 0.364 | 1 | 1 | cs | TRUE
21 | LV_296-12_0_7_line_21 |  | 18 | 32 | 0.016328 | 0.125 | 0.08 | 261 | 0 | 0.364 | 1 | 1 | cs | TRUE
22 | LV_296-12_0_7_line_22 |  | 19 | 20 | 0.026801 | 0.125 | 0.08 | 261 | 0 | 0.364 | 1 | 1 | cs | TRUE
23 | LV_296-12_0_7_line_23 |  | 20 | 103 | 0.006407 | 0.125 | 0.08 | 261 | 0 | 0.364 | 1 | 1 | cs | TRUE
24 | LV_296-12_0_7_line_24 |  | 20 | 102 | 0.023948 | 0.125 | 0.08 | 261 | 0 | 0.364 | 1 | 1 | cs | TRUE
25 | LV_296-12_0_7_line_25 |  | 22 | 104 | 0.030734 | 0.125 | 0.08 | 261 | 0 | 0.364 | 1 | 3 | cs | TRUE
26 | LV_296-12_0_7_line_26 |  | 23 | 24 | 0.04045 | 0.125 | 0.08 | 261 | 0 | 0.364 | 1 | 1 | cs | TRUE
27 | LV_296-12_0_7_line_27 |  | 23 | 25 | 0.022604 | 0.125 | 0.08 | 261 | 0 | 0.364 | 1 | 1 | cs | TRUE
28 | LV_296-12_0_7_line_28 |  | 24 | 26 | 0.01697 | 0.125 | 0.08 | 261 | 0 | 0.364 | 1 | 1 | cs | TRUE
29 | LV_296-12_0_7_line_29 |  | 25 | 27 | 0.013881 | 0.125 | 0.08 | 261 | 0 | 0.364 | 1 | 1 | cs | TRUE
30 | LV_296-12_0_7_line_30 |  | 26 | 28 | 0.0022426 | 0.125 | 0.08 | 261 | 0 | 0.364 | 1 | 1 | cs | TRUE
31 | LV_296-12_0_7_line_31 |  | 27 | 29 | 0.022165 | 0.125 | 0.08 | 261 | 0 | 0.364 | 1 | 1 | cs | TRUE
32 | LV_296-12_0_7_line_32 |  | 27 | 30 | 0.024739 | 0.125 | 0.08 | 261 | 0 | 0.364 | 1 | 1 | cs | TRUE
33 | LV_296-12_0_7_line_33 |  | 28 | 34 | 0.019161 | 0.125 | 0.08 | 261 | 0 | 0.364 | 1 | 1 | cs | TRUE
34 | LV_296-12_0_7_line_34 |  | 29 | 31 | 0.020078 | 0.125 | 0.08 | 261 | 0 | 0.364 | 1 | 1 | cs | TRUE
35 | LV_296-12_0_7_line_35 |  | 30 | 35 | 0.020614 | 0.125 | 0.08 | 261 | 0 | 0.364 | 1 | 1 | cs | TRUE
36 | LV_296-12_0_7_line_36 |  | 31 | 32 | 0.055953 | 0.125 | 0.08 | 261 | 0 | 0.364 | 1 | 1 | cs | TRUE
37 | LV_296-12_0_7_line_37 |  | 32 | 33 | 0.021789 | 0.125 | 0.08 | 261 | 0 | 0.364 | 1 | 1 | cs | TRUE
38 | LV_296-12_0_7_line_38 |  | 33 | 38 | 0.01248 | 0.125 | 0.08 | 261 | 0 | 0.364 | 1 | 1 | cs | TRUE
39 | LV_296-12_0_7_line_39 |  | 34 | 39 | 0.013811 | 0.125 | 0.08 | 261 | 0 | 0.364 | 1 | 1 | cs | TRUE
40 | LV_296-12_0_7_line_40 |  | 34 | 40 | 0.063389 | 0.125 | 0.08 | 261 | 0 | 0.364 | 1 | 1 | cs | TRUE
41 | LV_296-12_0_7_line_41 |  | 35 | 41 | 0.019644 | 0.125 | 0.08 | 261 | 0 | 0.364 | 1 | 1 | cs | TRUE
42 | LV_296-12_0_7_line_42 |  | 36 | 37 | 0.00070976 | 0.125 | 0.08 | 261 | 0 | 0.364 | 1 | 1 | cs | TRUE
43 | LV_296-12_0_7_line_43 |  | 37 | 166 | 0.022996 | 0.125 | 0.08 | 261 | 0 | 0.364 | 1 | 1 | cs | TRUE
44 | LV_296-12_0_7_line_44 |  | 38 | 61 | 0.00793 | 0.125 | 0.08 | 261 | 0 | 0.364 | 1 | 3 | cs | TRUE
45 | LV_296-12_0_7_line_45 |  | 38 | 58 | 0.011474 | 0.125 | 0.08 | 261 | 0 | 0.364 | 1 | 3 | cs | TRUE
46 | LV_296-12_0_7_line_46 |  | 39 | 42 | 0.04666 | 0.125 | 0.08 | 261 | 0 | 0.364 | 1 | 1 | cs | TRUE
47 | LV_296-12_0_7_line_47 |  | 40 | 43 | 0.035992 | 0.125 | 0.08 | 261 | 0 | 0.364 | 1 | 1 | cs | TRUE
48 | LV_296-12_0_7_line_48 |  | 41 | 166 | 0.012337 | 0.125 | 0.08 | 261 | 0 | 0.364 | 1 | 1 | cs | TRUE
49 | LV_296-12_0_7_line_49 |  | 42 | 44 | 0.03959 | 0.125 | 0.08 | 261 | 0 | 0.364 | 1 | 1 | cs | TRUE
50 | LV_296-12_0_7_line_50 |  | 43 | 45 | 0.038377 | 0.125 | 0.08 | 261 | 0 | 0.364 | 1 | 1 | cs | TRUE
51 | LV_296-12_0_7_line_51 |  | 46 | 47 | 0.013495 | 0.125 | 0.08 | 261 | 0 | 0.364 | 1 | 1 | cs | TRUE
52 | LV_296-12_0_7_line_52 |  | 47 | 48 | 0.0080023 | 0.125 | 0.08 | 261 | 0 | 0.364 | 1 | 1 | cs | TRUE
53 | LV_296-12_0_7_line_53 |  | 48 | 49 | 0.027982 | 0.125 | 0.08 | 261 | 0 | 0.364 | 1 | 1 | cs | TRUE
54 | LV_296-12_0_7_line_54 |  | 49 | 50 | 0.036394 | 0.125 | 0.08 | 261 | 0 | 0.364 | 1 | 1 | cs | TRUE
55 | LV_296-12_0_7_line_55 |  | 50 | 51 | 0.0047959 | 0.125 | 0.08 | 261 | 0 | 0.364 | 1 | 1 | cs | TRUE
56 | LV_296-12_0_7_line_56 |  | 51 | 52 | 0.004059 | 0.125 | 0.08 | 261 | 0 | 0.364 | 1 | 1 | cs | TRUE
57 | LV_296-12_0_7_line_57 |  | 52 | 53 | 0.019995 | 0.125 | 0.08 | 261 | 0 | 0.364 | 1 | 1 | cs | TRUE
58 | LV_296-12_0_7_line_58 |  | 53 | 70 | 0.0021482 | 0.125 | 0.08 | 261 | 0 | 0.364 | 1 | 1 | cs | TRUE
59 | LV_296-12_0_7_line_59 |  | 54 | 55 | 0.019752 | 0.125 | 0.08 | 261 | 0 | 0.364 | 1 | 2 | cs | TRUE
60 | LV_296-12_0_7_line_60 |  | 54 | 56 | 0.012868 | 0.125 | 0.08 | 261 | 0 | 0.364 | 1 | 3 | cs | TRUE
61 | LV_296-12_0_7_line_61 |  | 55 | 57 | 0.019435 | 0.125 | 0.08 | 261 | 0 | 0.364 | 1 | 1 | cs | TRUE
62 | LV_296-12_0_7_line_62 |  | 56 | 58 | 0.010685 | 0.125 | 0.08 | 261 | 0 | 0.364 | 1 | 3 | cs | TRUE
63 | LV_296-12_0_7_line_63 |  | 57 | 59 | 0.0043332 | 0.125 | 0.08 | 261 | 0 | 0.364 | 1 | 1 | cs | TRUE
64 | LV_296-12_0_7_line_64 |  | 59 | 60 | 0.0013362 | 0.125 | 0.08 | 261 | 0 | 0.364 | 1 | 1 | cs | TRUE
65 | LV_296-12_0_7_line_65 |  | 60 | 62 | 0.0056693 | 0.125 | 0.08 | 261 | 0 | 0.364 | 1 | 1 | cs | TRUE
66 | LV_296-12_0_7_line_66 |  | 61 | 63 | 0.0052196 | 0.125 | 0.08 | 261 | 0 | 0.364 | 1 | 3 | cs | TRUE
67 | LV_296-12_0_7_line_67 |  | 61 | 64 | 0.0094953 | 0.125 | 0.08 | 261 | 0 | 0.364 | 1 | 1 | cs | TRUE
68 | LV_296-12_0_7_line_68 |  | 62 | 172 | 0.0029653 | 0.125 | 0.08 | 261 | 0 | 0.364 | 1 | 1 | cs | TRUE
69 | LV_296-12_0_7_line_69 |  | 63 | 65 | 0.02911 | 0.125 | 0.08 | 261 | 0 | 0.364 | 1 | 3 | cs | TRUE
70 | LV_296-12_0_7_line_70 |  | 64 | 66 | 0.013127 | 0.125 | 0.08 | 261 | 0 | 0.364 | 1 | 1 | cs | TRUE
71 | LV_296-12_0_7_line_71 |  | 65 | 67 | 0.008595 | 0.125 | 0.08 | 261 | 0 | 0.364 | 1 | 1 | cs | TRUE
72 | LV_296-12_0_7_line_72 |  | 65 | 68 | 0.020918 | 0.125 | 0.08 | 261 | 0 | 0.364 | 1 | 3 | cs | TRUE
73 | LV_296-12_0_7_line_73 |  | 66 | 69 | 0.0046586 | 0.125 | 0.08 | 261 | 0 | 0.364 | 1 | 1 | cs | TRUE
74 | LV_296-12_0_7_line_74 |  | 67 | 71 | 0.025583 | 0.125 | 0.08 | 261 | 0 | 0.364 | 1 | 1 | cs | TRUE
75 | LV_296-12_0_7_line_75 |  | 67 | 70 | 0.0092948 | 0.125 | 0.08 | 261 | 0 | 0.364 | 1 | 1 | cs | TRUE
76 | LV_296-12_0_7_line_76 |  | 68 | 96 | 0.0091876 | 0.125 | 0.08 | 261 | 0 | 0.364 | 1 | 3 | cs | TRUE
77 | LV_296-12_0_7_line_77 |  | 69 | 79 | 0.0052846 | 0.125 | 0.08 | 261 | 0 | 0.364 | 1 | 1 | cs | TRUE
78 | LV_296-12_0_7_line_78 |  | 71 | 77 | 0.010037 | 0.125 | 0.08 | 261 | 0 | 0.364 | 1 | 1 | cs | TRUE
79 | LV_296-12_0_7_line_79 |  | 72 | 73 | 0.021946 | 0.125 | 0.08 | 261 | 0 | 0.364 | 1 | 1 | cs | TRUE
80 | LV_296-12_0_7_line_80 |  | 72 | 74 | 0.0051254 | 0.125 | 0.08 | 261 | 0 | 0.364 | 1 | 1 | cs | TRUE
81 | LV_296-12_0_7_line_81 |  | 73 | 75 | 0.0067776 | 0.125 | 0.08 | 261 | 0 | 0.364 | 1 | 1 | cs | TRUE
82 | LV_296-12_0_7_line_82 |  | 75 | 76 | 0.03052 | 0.125 | 0.08 | 261 | 0 | 0.364 | 1 | 1 | cs | TRUE
83 | LV_296-12_0_7_line_83 |  | 76 | 77 | 0.009466 | 0.125 | 0.08 | 261 | 0 | 0.364 | 1 | 1 | cs | TRUE
84 | LV_296-12_0_7_line_84 |  | 78 | 79 | 0.019118 | 0.125 | 0.08 | 261 | 0 | 0.364 | 1 | 1 | cs | TRUE
85 | LV_296-12_0_7_line_85 |  | 79 | 80 | 0.027734 | 0.125 | 0.08 | 261 | 0 | 0.364 | 1 | 1 | cs | TRUE
86 | LV_296-12_0_7_line_86 |  | 80 | 81 | 0.0019825 | 0.125 | 0.08 | 261 | 0 | 0.364 | 1 | 1 | cs | TRUE
87 | LV_296-12_0_7_line_87 |  | 81 | 84 | 0.0070233 | 0.125 | 0.08 | 261 | 0 | 0.364 | 1 | 1 | cs | TRUE
88 | LV_296-12_0_7_line_88 |  | 82 | 85 | 0.017952 | 0.125 | 0.08 | 261 | 0 | 0.364 | 1 | 1 | cs | TRUE
89 | LV_296-12_0_7_line_89 |  | 83 | 86 | 0.016498 | 0.125 | 0.08 | 261 | 0 | 0.364 | 1 | 3 | cs | TRUE
90 | LV_296-12_0_7_line_90 |  | 84 | 87 | 0.025397 | 0.125 | 0.08 | 261 | 0 | 0.364 | 1 | 1 | cs | TRUE
91 | LV_296-12_0_7_line_91 |  | 85 | 129 | 0.00050457 | 0.125 | 0.08 | 261 | 0 | 0.364 | 1 | 1 | cs | TRUE
92 | LV_296-12_0_7_line_92 |  | 86 | 128 | 0.0044153 | 0.125 | 0.08 | 261 | 0 | 0.364 | 1 | 3 | cs | TRUE
93 | LV_296-12_0_7_line_93 |  | 88 | 89 | 0.0135 | 0.125 | 0.08 | 261 | 0 | 0.364 | 1 | 3 | cs | TRUE
94 | LV_296-12_0_7_line_94 |  | 88 | 90 | 0.023709 | 0.125 | 0.08 | 261 | 0 | 0.364 | 1 | 3 | cs | TRUE
95 | LV_296-12_0_7_line_95 |  | 88 | 91 | 0.021124 | 0.125 | 0.08 | 261 | 0 | 0.364 | 1 | 3 | cs | TRUE
96 | LV_296-12_0_7_line_96 |  | 89 | 92 | 0.032531 | 0.125 | 0.08 | 261 | 0 | 0.364 | 1 | 3 | cs | TRUE
97 | LV_296-12_0_7_line_97 |  | 90 | 93 | 0.0091662 | 0.125 | 0.08 | 261 | 0 | 0.364 | 1 | 3 | cs | TRUE
98 | LV_296-12_0_7_line_98 |  | 90 | 94 | 0.0054838 | 0.125 | 0.08 | 261 | 0 | 0.364 | 1 | 1 | cs | TRUE
99 | LV_296-12_0_7_line_99 |  | 91 | 95 | 0.010731 | 0.125 | 0.08 | 261 | 0 | 0.364 | 1 | 3 | cs | TRUE
100 | LV_296-12_0_7_line_100 |  | 92 | 120 | 0.014439 | 0.125 | 0.08 | 261 | 0 | 0.364 | 1 | 1 | cs | TRUE
101 | LV_296-12_0_7_line_101 |  | 92 | 119 | 0.0011786 | 0.125 | 0.08 | 261 | 0 | 0.364 | 1 | 3 | cs | TRUE
102 | LV_296-12_0_7_line_102 |  | 93 | 122 | 0.028226 | 0.125 | 0.08 | 261 | 0 | 0.364 | 1 | 3 | cs | TRUE
103 | LV_296-12_0_7_line_103 |  | 94 | 123 | 0.0316 | 0.125 | 0.08 | 261 | 0 | 0.364 | 1 | 1 | cs | TRUE
104 | LV_296-12_0_7_line_104 |  | 95 | 124 | 0.0069174 | 0.125 | 0.08 | 261 | 0 | 0.364 | 1 | 3 | cs | TRUE
105 | LV_296-12_0_7_line_105 |  | 96 | 97 | 0.017206 | 0.125 | 0.08 | 261 | 0 | 0.364 | 1 | 3 | cs | TRUE
106 | LV_296-12_0_7_line_106 |  | 97 | 98 | 0.0038252 | 0.125 | 0.08 | 261 | 0 | 0.364 | 1 | 3 | cs | TRUE
107 | LV_296-12_0_7_line_107 |  | 98 | 99 | 0.0084266 | 0.125 | 0.08 | 261 | 0 | 0.364 | 1 | 3 | cs | TRUE
108 | LV_296-12_0_7_line_108 |  | 99 | 100 | 0.00082162 | 0.125 | 0.08 | 261 | 0 | 0.364 | 1 | 3 | cs | TRUE
109 | LV_296-12_0_7_line_109 |  | 100 | 119 | 0.014587 | 0.125 | 0.08 | 261 | 0 | 0.364 | 1 | 3 | cs | TRUE
110 | LV_296-12_0_7_line_110 |  | 101 | 102 | 0.0069641 | 0.125 | 0.08 | 261 | 0 | 0.364 | 1 | 1 | cs | TRUE
111 | LV_296-12_0_7_line_111 |  | 103 | 104 | 0.005837 | 0.125 | 0.08 | 261 | 0 | 0.364 | 1 | 2 | cs | TRUE
112 | LV_296-12_0_7_line_112 |  | 103 | 105 | 0.029422 | 0.125 | 0.08 | 261 | 0 | 0.364 | 1 | 1 | cs | TRUE
113 | LV_296-12_0_7_line_113 |  | 104 | 106 | 0.017896 | 0.125 | 0.08 | 261 | 0 | 0.364 | 1 | 1 | cs | TRUE
114 | LV_296-12_0_7_line_114 |  | 105 | 107 | 0.0036689 | 0.125 | 0.08 | 261 | 0 | 0.364 | 1 | 1 | cs | TRUE
115 | LV_296-12_0_7_line_115 |  | 106 | 108 | 0.018771 | 0.125 | 0.08 | 261 | 0 | 0.364 | 1 | 1 | cs | TRUE
116 | LV_296-12_0_7_line_116 |  | 107 | 109 | 0.005089 | 0.125 | 0.08 | 261 | 0 | 0.364 | 1 | 1 | cs | TRUE
117 | LV_296-12_0_7_line_117 |  | 109 | 140 | 0.030988 | 0.125 | 0.08 | 261 | 0 | 0.364 | 1 | 1 | cs | TRUE
118 | LV_296-12_0_7_line_118 |  | 109 | 141 | 0.014239 | 0.125 | 0.08 | 261 | 0 | 0.364 | 1 | 1 | cs | TRUE
119 | LV_296-12_0_7_line_119 |  | 110 | 111 | 0.029055 | 0.125 | 0.08 | 261 | 0 | 0.364 | 1 | 1 | cs | TRUE
120 | LV_296-12_0_7_line_120 |  | 110 | 112 | 0.068613 | 0.125 | 0.08 | 261 | 0 | 0.364 | 1 | 1 | cs | TRUE
121 | LV_296-12_0_7_line_121 |  | 111 | 113 | 0.053303 | 0.125 | 0.08 | 261 | 0 | 0.364 | 1 | 1 | cs | TRUE
122 | LV_296-12_0_7_line_122 |  | 112 | 114 | 0.031373 | 0.125 | 0.08 | 261 | 0 | 0.364 | 1 | 1 | cs | TRUE
123 | LV_296-12_0_7_line_123 |  | 114 | 115 | 0.015182 | 0.125 | 0.08 | 261 | 0 | 0.364 | 1 | 1 | cs | TRUE
124 | LV_296-12_0_7_line_124 |  | 115 | 116 | 0.034252 | 0.125 | 0.08 | 261 | 0 | 0.364 | 1 | 1 | cs | TRUE
125 | LV_296-12_0_7_line_125 |  | 115 | 117 | 0.044204 | 0.125 | 0.08 | 261 | 0 | 0.364 | 1 | 1 | cs | TRUE
126 | LV_296-12_0_7_line_126 |  | 117 | 118 | 0.0010467 | 0.125 | 0.08 | 261 | 0 | 0.364 | 1 | 1 | cs | TRUE
127 | LV_296-12_0_7_line_127 |  | 118 | 168 | 0.019953 | 0.125 | 0.08 | 261 | 0 | 0.364 | 1 | 1 | cs | TRUE
128 | LV_296-12_0_7_line_128 |  | 120 | 121 | 0.06885 | 0.125 | 0.08 | 261 | 0 | 0.364 | 1 | 1 | cs | TRUE
129 | LV_296-12_0_7_line_129 |  | 122 | 125 | 0.019428 | 0.125 | 0.08 | 261 | 0 | 0.364 | 1 | 3 | cs | TRUE
130 | LV_296-12_0_7_line_130 |  | 124 | 126 | 0.19372 | 0.125 | 0.08 | 261 | 0 | 0.364 | 1 | 3 | cs | TRUE
131 | LV_296-12_0_7_line_131 |  | 125 | 127 | 0.023424 | 0.125 | 0.08 | 261 | 0 | 0.364 | 1 | 3 | cs | TRUE
132 | LV_296-12_0_7_line_132 |  | 126 | 177 | 0.0015449 | 0.125 | 0.08 | 261 | 0 | 0.364 | 1 | 1 | cs | TRUE
133 | LV_296-12_0_7_line_133 |  | 126 | 169 | 0.087572 | 0.125 | 0.08 | 261 | 0 | 0.364 | 1 | 3 | cs | TRUE
134 | LV_296-12_0_7_line_134 |  | 127 | 128 | 0.02742 | 0.125 | 0.08 | 261 | 0 | 0.364 | 1 | 3 | cs | TRUE
135 | LV_296-12_0_7_line_135 |  | 129 | 136 | 0.017715 | 0.125 | 0.08 | 261 | 0 | 0.364 | 1 | 1 | cs | TRUE
136 | LV_296-12_0_7_line_136 |  | 130 | 131 | 0.02604 | 0.125 | 0.08 | 261 | 0 | 0.364 | 1 | 1 | cs | TRUE
137 | LV_296-12_0_7_line_137 |  | 131 | 132 | 0.0061999 | 0.125 | 0.08 | 261 | 0 | 0.364 | 1 | 1 | cs | TRUE
138 | LV_296-12_0_7_line_138 |  | 132 | 133 | 0.021626 | 0.125 | 0.08 | 261 | 0 | 0.364 | 1 | 1 | cs | TRUE
139 | LV_296-12_0_7_line_139 |  | 133 | 134 | 0.016059 | 0.125 | 0.08 | 261 | 0 | 0.364 | 1 | 1 | cs | TRUE
140 | LV_296-12_0_7_line_140 |  | 134 | 135 | 0.011607 | 0.125 | 0.08 | 261 | 0 | 0.364 | 1 | 1 | cs | TRUE
141 | LV_296-12_0_7_line_141 |  | 135 | 137 | 0.0093839 | 0.125 | 0.08 | 261 | 0 | 0.364 | 1 | 1 | cs | TRUE
142 | LV_296-12_0_7_line_142 |  | 135 | 136 | 0.0072447 | 0.125 | 0.08 | 261 | 0 | 0.364 | 1 | 1 | cs | TRUE
143 | LV_296-12_0_7_line_143 |  | 137 | 138 | 0.026237 | 0.125 | 0.08 | 261 | 0 | 0.364 | 1 | 1 | cs | TRUE
144 | LV_296-12_0_7_line_144 |  | 138 | 139 | 0.011887 | 0.125 | 0.08 | 261 | 0 | 0.364 | 1 | 1 | cs | TRUE
145 | LV_296-12_0_7_line_145 |  | 140 | 142 | 0.022491 | 0.125 | 0.08 | 261 | 0 | 0.364 | 1 | 1 | cs | TRUE
146 | LV_296-12_0_7_line_146 |  | 140 | 143 | 0.027352 | 0.125 | 0.08 | 261 | 0 | 0.364 | 1 | 1 | cs | TRUE
147 | LV_296-12_0_7_line_147 |  | 141 | 144 | 0.037216 | 0.125 | 0.08 | 261 | 0 | 0.364 | 1 | 1 | cs | TRUE
148 | LV_296-12_0_7_line_148 |  | 143 | 145 | 0.012072 | 0.125 | 0.08 | 261 | 0 | 0.364 | 1 | 1 | cs | TRUE
149 | LV_296-12_0_7_line_149 |  | 144 | 146 | 8.1048e-05 | 0.125 | 0.08 | 261 | 0 | 0.364 | 1 | 1 | cs | TRUE
150 | LV_296-12_0_7_line_150 |  | 146 | 156 | 0.012717 | 0.125 | 0.08 | 261 | 0 | 0.364 | 1 | 1 | cs | TRUE
151 | LV_296-12_0_7_line_151 |  | 147 | 148 | 0.021807 | 0.125 | 0.08 | 261 | 0 | 0.364 | 1 | 1 | cs | TRUE
152 | LV_296-12_0_7_line_152 |  | 148 | 149 | 0.084061 | 0.125 | 0.08 | 261 | 0 | 0.364 | 1 | 1 | cs | TRUE
153 | LV_296-12_0_7_line_153 |  | 148 | 150 | 0.046309 | 0.125 | 0.08 | 261 | 0 | 0.364 | 1 | 1 | cs | TRUE
154 | LV_296-12_0_7_line_154 |  | 149 | 151 | 0.044315 | 0.125 | 0.08 | 261 | 0 | 0.364 | 1 | 1 | cs | TRUE
155 | LV_296-12_0_7_line_155 |  | 150 | 152 | 0.031144 | 0.125 | 0.08 | 261 | 0 | 0.364 | 1 | 1 | cs | TRUE
156 | LV_296-12_0_7_line_156 |  | 150 | 153 | 0.01066 | 0.125 | 0.08 | 261 | 0 | 0.364 | 1 | 1 | cs | TRUE
157 | LV_296-12_0_7_line_157 |  | 150 | 154 | 0.028054 | 0.125 | 0.08 | 261 | 0 | 0.364 | 1 | 1 | cs | TRUE
158 | LV_296-12_0_7_line_158 |  | 151 | 157 | 0.03337 | 0.125 | 0.08 | 261 | 0 | 0.364 | 1 | 1 | cs | TRUE
159 | LV_296-12_0_7_line_159 |  | 152 | 155 | 0.014717 | 0.125 | 0.08 | 261 | 0 | 0.364 | 1 | 1 | cs | TRUE
160 | LV_296-12_0_7_line_160 |  | 152 | 156 | 0.019439 | 0.125 | 0.08 | 261 | 0 | 0.364 | 1 | 1 | cs | TRUE
161 | LV_296-12_0_7_line_161 |  | 154 | 162 | 0.012312 | 0.125 | 0.08 | 261 | 0 | 0.364 | 1 | 1 | cs | TRUE
162 | LV_296-12_0_7_line_162 |  | 155 | 163 | 0.017888 | 0.125 | 0.08 | 261 | 0 | 0.364 | 1 | 1 | cs | TRUE
163 | LV_296-12_0_7_line_163 |  | 156 | 164 | 0.026929 | 0.125 | 0.08 | 261 | 0 | 0.364 | 1 | 1 | cs | TRUE
164 | LV_296-12_0_7_line_164 |  | 156 | 165 | 0.02481 | 0.125 | 0.08 | 261 | 0 | 0.364 | 1 | 1 | cs | TRUE
165 | LV_296-12_0_7_line_165 |  | 157 | 173 | 0.0057009 | 0.125 | 0.08 | 261 | 0 | 0.364 | 1 | 1 | cs | TRUE
166 | LV_296-12_0_7_line_166 |  | 158 | 159 | 0.0090938 | 0.125 | 0.08 | 261 | 0 | 0.364 | 1 | 1 | cs | TRUE
167 | LV_296-12_0_7_line_167 |  | 159 | 163 | 0.017481 | 0.125 | 0.08 | 261 | 0 | 0.364 | 1 | 1 | cs | TRUE
168 | LV_296-12_0_7_line_168 |  | 160 | 161 | 0.024008 | 0.125 | 0.08 | 261 | 0 | 0.364 | 1 | 1 | cs | TRUE
169 | LV_296-12_0_7_line_169 |  | 161 | 176 | 0.0301 | 0.125 | 0.08 | 261 | 0 | 0.364 | 1 | 1 | cs | TRUE
170 | LV_296-12_0_7_line_170 |  | 162 | 170 | 0.006263 | 0.125 | 0.08 | 261 | 0 | 0.364 | 1 | 1 | cs | TRUE
171 | LV_296-12_0_7_line_171 |  | 164 | 167 | 0.017449 | 0.125 | 0.08 | 261 | 0 | 0.364 | 1 | 1 | cs | TRUE
172 | LV_296-12_0_7_line_172 |  | 167 | 171 | 0.01756 | 0.125 | 0.08 | 261 | 0 | 0.364 | 1 | 1 | cs | TRUE
173 | LV_296-12_0_7_line_173 |  | 168 | 169 | 0.13223 | 0.125 | 0.08 | 261 | 0 | 0.364 | 1 | 2 | cs | TRUE
174 | LV_296-12_0_7_line_174 |  | 173 | 174 | 0.028041 | 0.125 | 0.08 | 261 | 0 | 0.364 | 1 | 1 | cs | TRUE
175 | LV_296-12_0_7_line_175 |  | 174 | 175 | 0.015812 | 0.125 | 0.08 | 261 | 0 | 0.364 | 1 | 1 | cs | TRUE
176 | LV_296-12_0_7_line_176 |  | 174 | 176 | 0.017568 | 0.125 | 0.08 | 261 | 0 | 0.364 | 1 | 1 | cs | TRUE

## trafo
| name | std_type | hv_bus | lv_bus | sn_mva | vn_hv_kv | vn_lv_kv | vk_percent | vkr_percent | pfe_kw | i0_percent | shift_degree | tap_side | tap_neutral | tap_min | tap_max | tap_step_percent | tap_step_degree | tap_pos | tap_phase_shifter | parallel | df | in_service
0 | LV_296-12_0_7_trafo_7 | 0.63 MVA 20/0.4 kV | 178 | 4 | 0.63 | 20 | 0.4 | 6 | 1.206 | 1.65 | 0.2619 | 150 | hv | 0 | -2 | 2 | 2.5 | 0 | 0 | FALSE | 1 | 1 | TRUE

## line_geodata
| x0 | y0 | x1 | y1 | x2 | y2 | x3 | y3 | x4 | y4 | x5 | y5 | x6 | y6 | x7 | y7 | x8 | y8 | x9 | y9 | x10 | y10 | x11 | y11 | x12 | y12 | x13 | y13
0 | 2697197.5196 | 1251663.805 | 2697200.0157 | 1251665.1115
1 | 2697192.5499 | 1251682.8161 | 2697191.2456 | 1251681.338 | 2697188.054 | 1251678.9505 | 2697192.7238 | 1251671.7659 | 2697197.5196 | 1251663.805
2 | 2697192.5499 | 1251682.8161 | 2697179.479 | 1251704.6856
3 | 2697153.9928 | 1251682.2501 | 2697157.8574 | 1251680.4343 | 2697161.7146 | 1251679.0631 | 2697165.436 | 1251677.6897 | 2697170.4901 | 1251676.5272 | 2697173.351 | 1251671.0143 | 2697179.0316 | 1251673.9875 | 2697184.5399 | 1251676.8912 | 2697188.054 | 1251678.9505 | 2697191.2456 | 1251681.338 | 2697192.5499 | 1251682.8161
4 | 2697192.5499 | 1251682.8161 | 2697195.2077 | 1251685.9956 | 2697197.2665 | 1251689.799 | 2697198.162 | 1251692.7271 | 2697198.9062 | 1251696.5979 | 2697198.8682 | 1251701.212 | 2697198.3748 | 1251705.9743 | 2697197.4411 | 1251709.9732 | 2697195.8062 | 1251713.9161
5 | 2697112.3183 | 1251660.9614 | 2697112.7421 | 1251659.0558 | 2697114.4958 | 1251656.6048 | 2697116.7927 | 1251654.6409 | 2697120.7974 | 1251652.1046 | 2697122.7922 | 1251651.5257 | 2697123.6211 | 1251651.1501 | 2697127.1444 | 1251651.7305 | 2697136.5669 | 1251657.6118 | 2697138.0408 | 1251659.3373 | 2697140.4511 | 1251669.785 | 2697141.2538 | 1251675.6138 | 2697147.2513 | 1251678.6034 | 2697153.9928 | 1251682.2501
6 | 2697153.9928 | 1251682.2501 | 2697144.6335 | 1251698.8135
7 | 2697195.8062 | 1251713.9161 | 2697194.3632 | 1251716.2943 | 2697189.2284 | 1251723.2934 | 2697187.4552 | 1251725.7056
8 | 2697195.8062 | 1251713.9161 | 2697204.9981 | 1251712.6731
9 | 2697195.8062 | 1251713.9161 | 2697199.4703 | 1251710.518 | 2697202.2325 | 1251707.7945 | 2697204.9783 | 1251704.6927 | 2697212.5248 | 1251694.2527 | 2697213.7314 | 1251692.6921
10 | 2697139.7414 | 1251619.1782 | 2697147.9574 | 1251605.3909
11 | 2697108.4304 | 1251655.916 | 2697114.0304 | 1251651.382 | 2697117.6987 | 1251648.184 | 2697123.1316 | 1251642.3352 | 2697126.2073 | 1251638.4492 | 2697139.7414 | 1251619.1782
12 | 2697112.3183 | 1251660.9614 | 2697108.4304 | 1251655.916
13 | 2697112.3183 | 1251660.9614 | 2697087.9516 | 1251679.8783
14 | 2697144.6335 | 1251698.8135 | 2697130.0033 | 1251724.705
15 | 2697087.9516 | 1251679.8783 | 2697084.2435 | 1251682.7571
16 | 2697179.487 | 1251736.6532 | 2697185.3679 | 1251728.5453 | 2697187.4552 | 1251725.7056
17 | 2697204.9981 | 1251712.6731 | 2697212.1654 | 1251711.7038
18 | 2697016.7255 | 1251616.0064 | 2697006.9976 | 1251633.3147
19 | 2697006.9976 | 1251633.3147 | 2697003.3438 | 1251639.8156 | 2696997.4736 | 1251647.434
20 | 2697188.4983 | 1251602.0962 | 2697181.9704 | 1251614.5575
21 | 2697196.075 | 1251587.6327 | 2697188.4983 | 1251602.0962
22 | 2697061.3852 | 1251691.9179 | 2697069.1354 | 1251686.9966 | 2697082.9624 | 1251676.0744
23 | 2697061.3852 | 1251691.9179 | 2697055.9692 | 1251695.3652
24 | 2697061.3852 | 1251691.9179 | 2697047.2068 | 1251675.9176 | 2697044.89 | 1251674.8057
25 | 2697059.0812 | 1251700.309 | 2697070.265 | 1251693.6091 | 2697084.2435 | 1251682.7571
26 | 2697251.4933 | 1251485.9076 | 2697270.4661 | 1251450.1827
27 | 2697240.8914 | 1251505.8705 | 2697251.4933 | 1251485.9076
28 | 2697270.4661 | 1251450.1827 | 2697278.4256 | 1251435.1952
29 | 2697228.611 | 1251499.3306 | 2697240.8914 | 1251505.8705
30 | 2697279.4775 | 1251433.2146 | 2697278.4256 | 1251435.1952
31 | 2697228.611 | 1251499.3306 | 2697224.1694 | 1251507.3195 | 2697223.069 | 1251511.3491 | 2697222.0805 | 1251515.0024 | 2697219.6925 | 1251519.4667
32 | 2697228.611 | 1251499.3306 | 2697207.6498 | 1251488.1557 | 2697206.7744 | 1251487.703
33 | 2697288.4646 | 1251416.2923 | 2697279.4775 | 1251433.2146
34 | 2697210.2196 | 1251537.1696 | 2697213.9966 | 1251530.1149 | 2697219.6925 | 1251519.4667
35 | 2697188.4647 | 1251478.2333 | 2697206.7744 | 1251487.703
36 | 2697196.075 | 1251587.6327 | 2697197.6458 | 1251584.834 | 2697192.8494 | 1251569.8325 | 2697195.6621 | 1251564.4967 | 2697198.7314 | 1251558.7092 | 2697202.4859 | 1251551.643 | 2697210.2196 | 1251537.1696
37 | 2697196.075 | 1251587.6327 | 2697201.0892 | 1251590.2837 | 2697217.1993 | 1251589.7989
38 | 2697229.6696 | 1251589.3296 | 2697224.0414 | 1251589.593 | 2697217.1993 | 1251589.7989
39 | 2697288.4646 | 1251416.2923 | 2697275.9174 | 1251410.8154 | 2697275.8068 | 1251410.7671
40 | 2697288.4646 | 1251416.2923 | 2697299.2305 | 1251396.0198 | 2697314.2048 | 1251403.0935 | 2697320.1756 | 1251404.5037 | 2697324.651 | 1251404.5773 | 2697329.2719 | 1251403.608 | 2697336.497 | 1251408.1635
41 | 2697188.4647 | 1251478.2333 | 2697187.8784 | 1251479.458 | 2697187.4061 | 1251480.64 | 2697186.8993 | 1251482.0773 | 2697185.5428 | 1251486.5363 | 2697184.9658 | 1251488.117 | 2697184.2929 | 1251489.5626 | 2697180.8294 | 1251496.2726
42 | 2697187.1897 | 1251524.747 | 2697187.8131 | 1251525.0864
43 | 2697174.7672 | 1251506.9756 | 2697179.1656 | 1251519.5576 | 2697179.659 | 1251520.3107 | 2697180.1792 | 1251520.8085 | 2697180.8955 | 1251521.3207 | 2697187.1897 | 1251524.747
44 | 2697229.6696 | 1251589.3296 | 2697237.6165 | 1251588.993
45 | 2697229.6696 | 1251589.3296 | 2697230.1292 | 1251582.4873 | 2697231.8077 | 1251578.1868
46 | 2697231.2586 | 1251398.773 | 2697236.7884 | 1251398.9973 | 2697238.734 | 1251399.1182 | 2697240.5573 | 1251399.3372 | 2697242.7692 | 1251399.796 | 2697246.4593 | 1251400.8018 | 2697248.5564 | 1251401.3589 | 2697250.3086 | 1251401.7658 | 2697251.6866 | 1251401.9774 | 2697253.2459 | 1251402.1809 | 2697256.4893 | 1251402.3454 | 2697275.8068 | 1251410.7671
47 | 2697336.497 | 1251408.1635 | 2697329.9029 | 1251420.3314 | 2697318.3286 | 1251439.2196
48 | 2697174.7672 | 1251506.9756 | 2697175.4899 | 1251506.1757 | 2697176.1938 | 1251505.142 | 2697176.8313 | 1251504.0183 | 2697180.8294 | 1251496.2726
49 | 2697231.2586 | 1251398.773 | 2697217.9353 | 1251421.2498 | 2697212.0821 | 1251433.3716
50 | 2697298.2774 | 1251471.9414 | 2697318.3286 | 1251439.2196
51 | 2697324.1283 | 1251479.6498 | 2697327.0877 | 1251474.9502 | 2697331.3606 | 1251468.2568
52 | 2697324.1283 | 1251479.6498 | 2697319.8642 | 1251486.4214
53 | 2697304.954 | 1251510.0995 | 2697319.8642 | 1251486.4214
54 | 2697287.7211 | 1251542.0805 | 2697292.1385 | 1251532.2212 | 2697295.3094 | 1251525.7682 | 2697299.6638 | 1251518.5007 | 2697304.954 | 1251510.0995
55 | 2697287.7211 | 1251542.0805 | 2697285.7602 | 1251546.4573
56 | 2697284.4373 | 1251550.2939 | 2697285.6893 | 1251546.6155 | 2697285.7602 | 1251546.4573
57 | 2697284.4373 | 1251550.2939 | 2697277.9945 | 1251569.2222
58 | 2697277.3023 | 1251571.2558 | 2697277.9945 | 1251569.2222
59 | 2697240.371 | 1251556.2459 | 2697246.7964 | 1251539.7829 | 2697247.779 | 1251537.9497
60 | 2697240.371 | 1251556.2459 | 2697235.6925 | 1251568.2331
61 | 2697247.779 | 1251537.9497 | 2697256.9609 | 1251520.8206
62 | 2697231.8077 | 1251578.1868 | 2697235.6925 | 1251568.2331
63 | 2697259.008 | 1251517.0015 | 2697256.9609 | 1251520.8206
64 | 2697259.008 | 1251517.0015 | 2697259.6393 | 1251515.8239
65 | 2697259.6393 | 1251515.8239 | 2697262.3177 | 1251510.8272
66 | 2697237.6165 | 1251588.993 | 2697242.8308 | 1251588.7557
67 | 2697237.6165 | 1251588.993 | 2697237.6697 | 1251594.0312 | 2697239.8844 | 1251597.8988
68 | 2697263.7187 | 1251508.2137 | 2697262.3177 | 1251510.8272
69 | 2697271.9146 | 1251588.3109 | 2697263.8284 | 1251587.9335 | 2697258.618 | 1251588.0369 | 2697242.8308 | 1251588.7557
70 | 2697239.8844 | 1251597.8988 | 2697246.4074 | 1251609.2902
71 | 2697274.3073 | 1251580.0549 | 2697272.6268 | 1251585.854 | 2697271.9146 | 1251588.3109
72 | 2697271.9146 | 1251588.3109 | 2697275.8178 | 1251588.742 | 2697292.5723 | 1251591.5702
73 | 2697246.4074 | 1251609.2902 | 2697248.7223 | 1251613.3328
74 | 2697274.3073 | 1251580.0549 | 2697278.2988 | 1251576.9513 | 2697288.9925 | 1251568.8649 | 2697294.3144 | 1251564.1347
75 | 2697274.3073 | 1251580.0549 | 2697277.3023 | 1251571.2558
76 | 2697292.5723 | 1251591.5702 | 2697301.6317 | 1251593.0995
77 | 2697251.3484 | 1251617.9188 | 2697248.7223 | 1251613.3328
78 | 2697301.8166 | 1251557.4665 | 2697294.3144 | 1251564.1347
79 | 2697361.8412 | 1251530.0803 | 2697357.5607 | 1251529.727 | 2697350.6623 | 1251529.647 | 2697341.0149 | 1251531.4788 | 2697340.1212 | 1251531.7452
80 | 2697361.8412 | 1251530.0803 | 2697364.9637 | 1251530.338 | 2697366.9106 | 1251530.7608
81 | 2697333.626 | 1251533.6814 | 2697340.1212 | 1251531.7452
82 | 2697333.626 | 1251533.6814 | 2697327.0463 | 1251536.7201 | 2697321.6498 | 1251540.3344 | 2697317.2351 | 1251543.4643 | 2697313.484 | 1251546.6385 | 2697308.755 | 1251551.0273
83 | 2697301.8166 | 1251557.4665 | 2697308.755 | 1251551.0273
84 | 2697251.3484 | 1251617.9188 | 2697248.3182 | 1251628.6775 | 2697246.8945 | 1251635.8487 | 2697246.7546 | 1251636.4625
85 | 2697251.3484 | 1251617.9188 | 2697254.6129 | 1251622.7651 | 2697258.239 | 1251625.36 | 2697262.9503 | 1251627.6057 | 2697268.5401 | 1251629.2209 | 2697274.8446 | 1251630.2912
86 | 2697276.7991 | 1251630.623 | 2697274.8446 | 1251630.2912
87 | 2697276.7991 | 1251630.623 | 2697283.7233 | 1251631.7984
88 | 2697179.487 | 1251736.6532 | 2697168.9464 | 1251751.1854
89 | 2697228.5144 | 1251709.4928 | 2697212.1654 | 1251711.7038
90 | 2697308.6053 | 1251636.8876 | 2697283.9871 | 1251631.8432 | 2697283.7233 | 1251631.7984
91 | 2697168.9464 | 1251751.1854 | 2697168.6502 | 1251751.5939
92 | 2697232.8535 | 1251708.7031 | 2697230.7814 | 1251709.1862 | 2697228.5144 | 1251709.4928
93 | 2697342.1471 | 1251645.3645 | 2697343.63 | 1251631.9463
94 | 2697328.1825 | 1251664.1609 | 2697339.0855 | 1251652.5198 | 2697342.1471 | 1251645.3645
95 | 2697342.1471 | 1251645.3645 | 2697351.0945 | 1251648.9142 | 2697361.5875 | 1251653.6162
96 | 2697347.2021 | 1251599.6116 | 2697346.9359 | 1251602.0314 | 2697343.63 | 1251631.9463
97 | 2697328.1825 | 1251664.1609 | 2697326.8517 | 1251662.9159 | 2697324.9487 | 1251662.0395 | 2697322.5281 | 1251661.8885 | 2697319.7986 | 1251662.6109
98 | 2697328.1825 | 1251664.1609 | 2697324.1659 | 1251667.8944
99 | 2697371.1145 | 1251658.4929 | 2697368.0449 | 1251656.5098 | 2697361.5875 | 1251653.6162
100 | 2697347.2021 | 1251599.6116 | 2697360.5245 | 1251602.4438 | 2697361.3274 | 1251602.603
101 | 2697347.2021 | 1251599.6116 | 2697346.0321 | 1251599.4697
102 | 2697294.4335 | 1251674.9837 | 2697299.1113 | 1251672.4901 | 2697319.7986 | 1251662.6109 | 2697319.7986 | 1251662.6109
103 | 2697324.1659 | 1251667.8944 | 2697321.5055 | 1251670.3672 | 2697302.2717 | 1251690.6712
104 | 2697371.1145 | 1251658.4929 | 2697376.9249 | 1251662.2465
105 | 2697318.5981 | 1251595.9634 | 2697301.6317 | 1251593.0995
106 | 2697318.5981 | 1251595.9634 | 2697322.37 | 1251596.6001
107 | 2697330.7352 | 1251597.6149 | 2697322.3782 | 1251596.6015 | 2697322.37 | 1251596.6001
108 | 2697330.7352 | 1251597.6149 | 2697331.5509 | 1251597.7138
109 | 2697331.5509 | 1251597.7138 | 2697346.0321 | 1251599.4697
110 | 2697039.6804 | 1251670.4123 | 2697039.6804 | 1251670.4123 | 2697042.3609 | 1251673.592 | 2697044.89 | 1251674.8057
111 | 2697055.9692 | 1251695.3652 | 2697059.0812 | 1251700.309
112 | 2697055.9692 | 1251695.3652 | 2697029.9899 | 1251709.1767
113 | 2697059.0812 | 1251700.309 | 2697057.0169 | 1251718.0858
114 | 2697026.7503 | 1251710.8989 | 2697029.9899 | 1251709.1767
115 | 2697057.0169 | 1251718.0858 | 2697055.2843 | 1251733.0057 | 2697055.3714 | 1251734.5973 | 2697056.1288 | 1251735.8218 | 2697056.5535 | 1251736.4
116 | 2697026.7503 | 1251710.8989 | 2697022.588 | 1251713.8442
117 | 2697022.588 | 1251713.8442 | 2697011.0736 | 1251720.9168 | 2696995.8561 | 1251729.6412
118 | 2697022.588 | 1251713.8442 | 2697015.1481 | 1251701.703
119 | 2697207.8185 | 1251909.1885 | 2697209.4817 | 1251909.0379 | 2697211.0615 | 1251908.4411 | 2697212.4493 | 1251907.1295 | 2697213.4969 | 1251905.3898 | 2697222.491 | 1251885.5802
120 | 2697271.6852 | 1251839.3818 | 2697264.892 | 1251844.4076 | 2697246.186 | 1251858.2447 | 2697235.5516 | 1251866.4322 | 2697231.0289 | 1251870.6391 | 2697227.853 | 1251874.6568 | 2697225.4089 | 1251879.1535 | 2697222.491 | 1251885.5802
121 | 2697207.8185 | 1251909.1885 | 2697210.4068 | 1251913.3787 | 2697213.4992 | 1251917.6661 | 2697231.4847 | 1251929.3037 | 2697236.9159 | 1251929.9822 | 2697240.361 | 1251928.8823 | 2697243.3493 | 1251927.0967 | 2697245.572 | 1251923.6638 | 2697247.3487 | 1251918.9808
122 | 2697271.6852 | 1251839.3818 | 2697277.6316 | 1251833.5193 | 2697294.5414 | 1251817.896
123 | 2697305.6929 | 1251807.593 | 2697294.5414 | 1251817.896
124 | 2697305.6929 | 1251807.593 | 2697304.1733 | 1251803.1423 | 2697302.9376 | 1251796.5724 | 2697303.1219 | 1251788.1133 | 2697304.8429 | 1251782.1479 | 2697310.0052 | 1251775.7722
125 | 2697349.1755 | 1251804.2045 | 2697320.7115 | 1251803.1806 | 2697316.8061 | 1251803.3499 | 2697313.2657 | 1251804.2814 | 2697309.4986 | 1251805.6762 | 2697305.6929 | 1251807.593
126 | 2697349.1755 | 1251804.2045 | 2697350.2219 | 1251804.1817
127 | 2697350.2219 | 1251804.1817 | 2697362.8508 | 1251803.9067 | 2697370.1501 | 1251803.3444
128 | 2697424.6194 | 1251628.2072 | 2697413.8963 | 1251622.0808 | 2697410.0897 | 1251619.9054 | 2697400.3191 | 1251614.5517 | 2697391.1592 | 1251610.1532 | 2697381.4434 | 1251606.9689 | 2697372.8192 | 1251604.8811 | 2697361.3274 | 1251602.603
129 | 2697294.4335 | 1251674.9837 | 2697277.2896 | 1251684.1227
130 | 2697540.0728 | 1251761.499 | 2697534.2627 | 1251757.2333 | 2697529.0059 | 1251753.2882 | 2697519.5805 | 1251744.4038 | 2697497.3111 | 1251722.4535 | 2697481.9535 | 1251710.7472 | 2697470.1156 | 1251703.5024 | 2697457.5881 | 1251698.7148 | 2697448.6143 | 1251695.865 | 2697422.2013 | 1251687.6131 | 2697401.3733 | 1251678.041 | 2697376.9249 | 1251662.2465
131 | 2697277.2896 | 1251684.1227 | 2697258.3155 | 1251694.2374 | 2697256.6633 | 1251695.2192
132 | 2697540.0728 | 1251761.499 | 2697541.3791 | 1251762.3237
133 | 2697540.0728 | 1251761.499 | 2697534.8085 | 1251771.7537 | 2697530.9414 | 1251778.7622 | 2697520.8333 | 1251816.381 | 2697518.6239 | 1251821.7377 | 2697515.2508 | 1251827.6313 | 2697499.5266 | 1251822.6241
134 | 2697232.8535 | 1251708.7031 | 2697233.3654 | 1251708.5837 | 2697235.9486 | 1251707.5697 | 2697238.0358 | 1251706.4253 | 2697245.0589 | 1251702.1149 | 2697256.6633 | 1251695.2192
135 | 2697168.6502 | 1251751.5939 | 2697158.2492 | 1251765.9336
136 | 2697101.1688 | 1251832.6577 | 2697104.164 | 1251829.9936 | 2697121.2173 | 1251816.0445
137 | 2697121.2173 | 1251816.0445 | 2697123.7816 | 1251813.947 | 2697125.8831 | 1251811.9674
138 | 2697139.4262 | 1251795.2535 | 2697137.2099 | 1251799.2556 | 2697135.8275 | 1251801.1566 | 2697134.4258 | 1251802.8572 | 2697130.7796 | 1251807.0118 | 2697127.6918 | 1251810.2637 | 2697125.8831 | 1251811.9674
139 | 2697139.4262 | 1251795.2535 | 2697147.206 | 1251781.2053
140 | 2697153.9955 | 1251771.7981 | 2697150.1615 | 1251776.817 | 2697147.206 | 1251781.2053 | 2697147.206 | 1251781.2053
141 | 2697153.9955 | 1251771.7981 | 2697152.9252 | 1251781.1207
142 | 2697153.9955 | 1251771.7981 | 2697158.2492 | 1251765.9336
143 | 2697153.01 | 1251807.2905 | 2697152.7116 | 1251802.2009 | 2697152.1553 | 1251793.7852 | 2697152.1266 | 1251790.471 | 2697152.2957 | 1251786.6041 | 2697152.9252 | 1251781.1207
144 | 2697153.01 | 1251807.2905 | 2697153.3132 | 1251812.4632 | 2697153.2075 | 1251817.9881 | 2697153.0323 | 1251819.1548
145 | 2696995.8561 | 1251729.6412 | 2696976.1363 | 1251740.4571
146 | 2696995.8561 | 1251729.6412 | 2697001.4323 | 1251738.5283 | 2697002.9316 | 1251741.0103 | 2697004.1388 | 1251744.733 | 2697004.0912 | 1251748.5575 | 2697003.0486 | 1251752.2989 | 2697001.8599 | 1251754.3124
147 | 2697015.1481 | 1251701.703 | 2697000.039 | 1251677.0462 | 2696993.1939 | 1251672.355
148 | 2696994.4215 | 1251763.7971 | 2697000.929 | 1251755.8892 | 2697001.8599 | 1251754.3124
149 | 2696993.1939 | 1251672.355 | 2696993.127 | 1251672.3092
150 | 2696981.9469 | 1251666.7754 | 2696986.2588 | 1251667.6022 | 2696993.127 | 1251672.3092
151 | 2696951.9045 | 1251605.825 | 2696958.2281 | 1251584.9548
152 | 2696905.3932 | 1251645.6843 | 2696907.8639 | 1251637.7074 | 2696909.2507 | 1251633.2265 | 2696912.0592 | 1251634.1287 | 2696916.2341 | 1251621.1869 | 2696917.6903 | 1251621.6889 | 2696931.3897 | 1251625.9385 | 2696932.4108 | 1251626.2777 | 2696934.556 | 1251619.741 | 2696940.3392 | 1251602.1663 | 2696943.17 | 1251603.0911 | 2696951.9045 | 1251605.825
153 | 2696938.6997 | 1251650.2104 | 2696939.5089 | 1251647.3547 | 2696942.0727 | 1251638.3007 | 2696951.9045 | 1251605.825
154 | 2696905.3932 | 1251645.6843 | 2696897.6067 | 1251643.1439 | 2696878.1838 | 1251637.1439 | 2696863.0888 | 1251632.4895
155 | 2696938.6997 | 1251650.2104 | 2696939.5089 | 1251647.3547 | 2696966.1491 | 1251656.5311
156 | 2696938.6997 | 1251650.2104 | 2696934.6009 | 1251650.1989 | 2696932.2969 | 1251650.7616 | 2696930.5972 | 1251651.7568 | 2696929.0687 | 1251653.3664
157 | 2696933.7414 | 1251677.3394 | 2696936.1893 | 1251671.2191 | 2696937.7226 | 1251666.5516 | 2696938.2743 | 1251663.7474 | 2696938.4356 | 1251662.1932 | 2696938.3697 | 1251660.2239 | 2696937.7451 | 1251656.8778 | 2696937.8286 | 1251654.544 | 2696938.6997 | 1251650.2104
158 | 2696831.605 | 1251621.626 | 2696836.4798 | 1251624.0409 | 2696838.3171 | 1251624.7826 | 2696840.7104 | 1251625.6891 | 2696860.3605 | 1251631.6482 | 2696863.0888 | 1251632.4895
159 | 2696966.1491 | 1251656.5311 | 2696968.2086 | 1251651.5387 | 2696971.7531 | 1251642.9229
160 | 2696981.9469 | 1251666.7754 | 2696978.7839 | 1251666.3233 | 2696976.658 | 1251665.688 | 2696974.5771 | 1251664.6087 | 2696973.031 | 1251663.6048 | 2696971.6247 | 1251662.3586 | 2696966.1491 | 1251656.5311
161 | 2696928.996 | 1251688.704 | 2696933.7414 | 1251677.3394
162 | 2696977.5864 | 1251626.0499 | 2696976.889 | 1251628.9964 | 2696975.9836 | 1251632.1952 | 2696975.1427 | 1251634.6834 | 2696971.7531 | 1251642.9229
163 | 2696981.9469 | 1251666.7754 | 2696970.9896 | 1251686.8451 | 2696968.7887 | 1251690.26
164 | 2696981.9469 | 1251666.7754 | 2696988.3656 | 1251659.2635 | 2696996.9808 | 1251648.0735 | 2696997.4736 | 1251647.434
165 | 2696831.605 | 1251621.626 | 2696835.7056 | 1251617.6654
166 | 2696982.9687 | 1251609.4584 | 2696984.1223 | 1251606.7751 | 2696985.431 | 1251604.3057 | 2696987.132 | 1251601.3868
167 | 2696977.5864 | 1251626.0499 | 2696978.2721 | 1251622.9031 | 2696978.7357 | 1251620.8647 | 2696979.3117 | 1251618.8837 | 2696982.9687 | 1251609.4584
168 | 2696896.3614 | 1251544.1425 | 2696888.8674 | 1251566.9506
169 | 2696888.8674 | 1251566.9506 | 2696888.2308 | 1251568.888 | 2696885.0772 | 1251576.6203 | 2696881.1941 | 1251583.262 | 2696876.6285 | 1251588.7139 | 2696872.9711 | 1251591.9833
170 | 2696928.996 | 1251688.704 | 2696923.6549 | 1251687.1154 | 2696922.9789 | 1251686.9042
171 | 2696968.7887 | 1251690.26 | 2696959.336 | 1251704.9264
172 | 2696949.8229 | 1251719.6866 | 2696959.336 | 1251704.9264
173 | 2697499.5266 | 1251822.6241 | 2697482.2852 | 1251816.2355 | 2697469.9104 | 1251812.2733 | 2697457.5982 | 1251809.0905 | 2697444.427 | 1251806.2717 | 2697431.1503 | 1251803.9071 | 2697422.5941 | 1251802.7544 | 2697414.2512 | 1251801.9388 | 2697402.9031 | 1251801.6409 | 2697389.6142 | 1251801.8449 | 2697370.1501 | 1251803.3444
174 | 2696857.531 | 1251600.1885 | 2696852.3308 | 1251603.3615 | 2696846.2371 | 1251608.0878 | 2696837.9788 | 1251615.4698 | 2696835.7056 | 1251617.6654
175 | 2696857.531 | 1251600.1885 | 2696842.1574 | 1251596.4889
176 | 2696857.531 | 1251600.1885 | 2696866.1227 | 1251596.4259 | 2696871.7179 | 1251593.1037 | 2696872.9711 | 1251591.9833

## bus_geodata
| x | y | coords
0 | 2697200.0157 | 1251665.1115
1 | 2697197.5196 | 1251663.805
2 | 2697192.5499 | 1251682.8161
3 | 2697179.479 | 1251704.6856
4 | 2697153.9928 | 1251682.2501
5 | 2697195.8062 | 1251713.9161
6 | 2697139.7414 | 1251619.1782
7 | 2697147.9574 | 1251605.3909
8 | 2697108.4304 | 1251655.916
9 | 2697112.3183 | 1251660.9614
10 | 2697144.6335 | 1251698.8135
11 | 2697087.9516 | 1251679.8783
12 | 2697187.4552 | 1251725.7056
13 | 2697204.9981 | 1251712.6731
14 | 2697213.7314 | 1251692.6921
15 | 2697016.7255 | 1251616.0064
16 | 2697006.9976 | 1251633.3147
17 | 2697181.9704 | 1251614.5575
18 | 2697188.4983 | 1251602.0962
19 | 2697082.9624 | 1251676.0744
20 | 2697061.3853 | 1251691.9179
21 | 2697130.0033 | 1251724.705
22 | 2697084.2435 | 1251682.7571
23 | 2697251.4933 | 1251485.9076
24 | 2697270.4661 | 1251450.1827
25 | 2697240.8914 | 1251505.8705
26 | 2697278.4256 | 1251435.1952
27 | 2697228.611 | 1251499.3306
28 | 2697279.4775 | 1251433.2146
29 | 2697219.6925 | 1251519.4667
30 | 2697206.7744 | 1251487.703
31 | 2697210.2196 | 1251537.1696
32 | 2697196.075 | 1251587.6327
33 | 2697217.1993 | 1251589.7989
34 | 2697288.4646 | 1251416.2923
35 | 2697188.4647 | 1251478.2333
36 | 2697187.8131 | 1251525.0864
37 | 2697187.1897 | 1251524.747
38 | 2697229.6696 | 1251589.3296
39 | 2697275.8068 | 1251410.7671
40 | 2697336.497 | 1251408.1635
41 | 2697180.8294 | 1251496.2726
42 | 2697231.2586 | 1251398.773
43 | 2697318.3286 | 1251439.2196
44 | 2697212.0821 | 1251433.3716
45 | 2697298.2774 | 1251471.9414
46 | 2697331.3606 | 1251468.2568
47 | 2697324.1283 | 1251479.6498
48 | 2697319.8642 | 1251486.4214
49 | 2697304.954 | 1251510.0995
50 | 2697287.7211 | 1251542.0805
51 | 2697285.7602 | 1251546.4573
52 | 2697284.4373 | 1251550.2939
53 | 2697277.9945 | 1251569.2222
54 | 2697240.371 | 1251556.2459
55 | 2697247.779 | 1251537.9497
56 | 2697235.6925 | 1251568.2331
57 | 2697256.9609 | 1251520.8206
58 | 2697231.8077 | 1251578.1868
59 | 2697259.008 | 1251517.0015
60 | 2697259.6393 | 1251515.8239
61 | 2697237.6165 | 1251588.993
62 | 2697262.3177 | 1251510.8272
63 | 2697242.8308 | 1251588.7557
64 | 2697239.8844 | 1251597.8988
65 | 2697271.9146 | 1251588.3109
66 | 2697246.4074 | 1251609.2902
67 | 2697274.3073 | 1251580.0549
68 | 2697292.5723 | 1251591.5702
69 | 2697248.7223 | 1251613.3328
70 | 2697277.3023 | 1251571.2558
71 | 2697294.3144 | 1251564.1347
72 | 2697361.8412 | 1251530.0803
73 | 2697340.1212 | 1251531.7452
74 | 2697366.9106 | 1251530.7608
75 | 2697333.626 | 1251533.6814
76 | 2697308.755 | 1251551.0273
77 | 2697301.8166 | 1251557.4665
78 | 2697246.7546 | 1251636.4625
79 | 2697251.3484 | 1251617.9188
80 | 2697274.8446 | 1251630.2912
81 | 2697276.7991 | 1251630.623
82 | 2697179.487 | 1251736.6532
83 | 2697212.1654 | 1251711.7038
84 | 2697283.7233 | 1251631.7984
85 | 2697168.9464 | 1251751.1854
86 | 2697228.5144 | 1251709.4928
87 | 2697308.6053 | 1251636.8876
88 | 2697342.1471 | 1251645.3645
89 | 2697343.63 | 1251631.9463
90 | 2697328.1825 | 1251664.1609
91 | 2697361.5875 | 1251653.6162
92 | 2697347.2021 | 1251599.6116
93 | 2697319.7986 | 1251662.6109
94 | 2697324.1659 | 1251667.8944
95 | 2697371.1145 | 1251658.4929
96 | 2697301.6317 | 1251593.0995
97 | 2697318.5981 | 1251595.9634
98 | 2697322.37 | 1251596.6001
99 | 2697330.7352 | 1251597.6149
100 | 2697331.5509 | 1251597.7138
101 | 2697039.6804 | 1251670.4123
102 | 2697044.89 | 1251674.8057
103 | 2697055.9692 | 1251695.3652
104 | 2697059.0812 | 1251700.309
105 | 2697029.9899 | 1251709.1767
106 | 2697057.0169 | 1251718.0858
107 | 2697026.7503 | 1251710.8989
108 | 2697056.5535 | 1251736.4
109 | 2697022.588 | 1251713.8442
110 | 2697222.491 | 1251885.5802
111 | 2697207.8185 | 1251909.1885
112 | 2697271.6852 | 1251839.3818
113 | 2697247.3487 | 1251918.9808
114 | 2697294.5414 | 1251817.896
115 | 2697305.6929 | 1251807.593
116 | 2697310.0052 | 1251775.7722
117 | 2697349.1755 | 1251804.2045
118 | 2697350.2219 | 1251804.1817
119 | 2697346.0321 | 1251599.4697
120 | 2697361.3274 | 1251602.603
121 | 2697424.6194 | 1251628.2072
122 | 2697294.4335 | 1251674.9837
123 | 2697302.2717 | 1251690.6712
124 | 2697376.9249 | 1251662.2465
125 | 2697277.2896 | 1251684.1227
126 | 2697540.0728 | 1251761.499
127 | 2697256.6633 | 1251695.2192
128 | 2697232.8535 | 1251708.7031
129 | 2697168.6502 | 1251751.5939
130 | 2697101.1688 | 1251832.6577
131 | 2697121.2173 | 1251816.0445
132 | 2697125.8831 | 1251811.9674
133 | 2697139.4262 | 1251795.2535
134 | 2697147.206 | 1251781.2053
135 | 2697153.9955 | 1251771.7981
136 | 2697158.2492 | 1251765.9336
137 | 2697152.9253 | 1251781.1207
138 | 2697153.01 | 1251807.2905
139 | 2697153.0323 | 1251819.1548
140 | 2696995.856 | 1251729.6412
141 | 2697015.1481 | 1251701.703
142 | 2696976.1363 | 1251740.4571
143 | 2697001.8599 | 1251754.3124
144 | 2696993.1939 | 1251672.355
145 | 2696994.4215 | 1251763.7971
146 | 2696993.127 | 1251672.3092
147 | 2696958.2281 | 1251584.9548
148 | 2696951.9045 | 1251605.825
149 | 2696905.3932 | 1251645.6843
150 | 2696938.6997 | 1251650.2104
151 | 2696863.0888 | 1251632.4895
152 | 2696966.1491 | 1251656.5311
153 | 2696929.0687 | 1251653.3664
154 | 2696933.7414 | 1251677.3394
155 | 2696971.7531 | 1251642.9229
156 | 2696981.9469 | 1251666.7754
157 | 2696831.605 | 1251621.626
158 | 2696987.132 | 1251601.3868
159 | 2696982.9687 | 1251609.4584
160 | 2696896.3614 | 1251544.1425
161 | 2696888.8674 | 1251566.9506
162 | 2696928.996 | 1251688.704
163 | 2696977.5864 | 1251626.0499
164 | 2696968.7887 | 1251690.26
165 | 2696997.4736 | 1251647.434
166 | 2697174.7672 | 1251506.9756
167 | 2696959.336 | 1251704.9264
168 | 2697370.1501 | 1251803.3444
169 | 2697499.5266 | 1251822.6241
170 | 2696922.9789 | 1251686.9042
171 | 2696949.8229 | 1251719.6866
172 | 2697263.7187 | 1251508.2136
173 | 2696835.7056 | 1251617.6654
174 | 2696857.531 | 1251600.1884
175 | 2696842.1574 | 1251596.4889
176 | 2696872.9711 | 1251591.9833
177 | 2697541.3791 | 1251762.3237
178 | 2697147.2513 | 1251678.6034

## line_std_types
| c_nf_per_km | r_ohm_per_km | x_ohm_per_km | max_i_ka | type | q_mm2 | alpha | voltage_rating
NAYY 4x50 SE | 210 | 0.642 | 0.083 | 0.142 | cs | 50 | 0.00403 | LV
NAYY 4x120 SE | 264 | 0.225 | 0.08 | 0.242 | cs | 120 | 0.00403 | LV
NAYY 4x150 SE | 261 | 0.208 | 0.08 | 0.27 | cs | 150 | 0.00403 | LV
NA2XS2Y 1x95 RM/25 12/20 kV | 216 | 0.313 | 0.132 | 0.252 | cs | 95 | 0.00403 | MV
NA2XS2Y 1x185 RM/25 12/20 kV | 273 | 0.161 | 0.117 | 0.362 | cs | 185 | 0.00403 | MV
NA2XS2Y 1x240 RM/25 12/20 kV | 304 | 0.122 | 0.112 | 0.421 | cs | 240 | 0.00403 | MV
NA2XS2Y 1x95 RM/25 6/10 kV | 315 | 0.313 | 0.123 | 0.249 | cs | 95 | 0.00403 | MV
NA2XS2Y 1x185 RM/25 6/10 kV | 406 | 0.161 | 0.11 | 0.358 | cs | 185 | 0.00403 | MV
NA2XS2Y 1x240 RM/25 6/10 kV | 456 | 0.122 | 0.105 | 0.416 | cs | 240 | 0.00403 | MV
NA2XS2Y 1x150 RM/25 12/20 kV | 250 | 0.206 | 0.116 | 0.319 | cs | 150 | 0.00403 | MV
NA2XS2Y 1x120 RM/25 12/20 kV | 230 | 0.253 | 0.119 | 0.283 | cs | 120 | 0.00403 | MV
NA2XS2Y 1x70 RM/25 12/20 kV | 190 | 0.443 | 0.132 | 0.22 | cs | 70 | 0.00403 | MV
NA2XS2Y 1x150 RM/25 6/10 kV | 360 | 0.206 | 0.11 | 0.315 | cs | 150 | 0.00403 | MV
NA2XS2Y 1x120 RM/25 6/10 kV | 340 | 0.253 | 0.113 | 0.28 | cs | 120 | 0.00403 | MV
NA2XS2Y 1x70 RM/25 6/10 kV | 280 | 0.443 | 0.123 | 0.217 | cs | 70 | 0.00403 | MV
N2XS(FL)2Y 1x120 RM/35 64/110 kV | 112 | 0.153 | 0.166 | 0.366 | cs | 120 | 0.00393 | HV
N2XS(FL)2Y 1x185 RM/35 64/110 kV | 125 | 0.099 | 0.156 | 0.457 | cs | 185 | 0.00393 | HV
N2XS(FL)2Y 1x240 RM/35 64/110 kV | 135 | 0.075 | 0.149 | 0.526 | cs | 240 | 0.00393 | HV
N2XS(FL)2Y 1x300 RM/35 64/110 kV | 144 | 0.06 | 0.144 | 0.588 | cs | 300 | 0.00393 | HV
15-AL1/3-ST1A 0.4 | 11 | 1.8769 | 0.35 | 0.105 | ol | 16 | 0.00403 | LV
24-AL1/4-ST1A 0.4 | 11.25 | 1.2012 | 0.335 | 0.14 | ol | 24 | 0.00403 | LV
48-AL1/8-ST1A 0.4 | 12.2 | 0.5939 | 0.3 | 0.21 | ol | 48 | 0.00403 | LV
94-AL1/15-ST1A 0.4 | 13.2 | 0.306 | 0.29 | 0.35 | ol | 94 | 0.00403 | LV
34-AL1/6-ST1A 10.0 | 9.7 | 0.8342 | 0.36 | 0.17 | ol | 34 | 0.00403 | MV
48-AL1/8-ST1A 10.0 | 10.1 | 0.5939 | 0.35 | 0.21 | ol | 48 | 0.00403 | MV
70-AL1/11-ST1A 10.0 | 10.4 | 0.4132 | 0.339 | 0.29 | ol | 70 | 0.00403 | MV
94-AL1/15-ST1A 10.0 | 10.75 | 0.306 | 0.33 | 0.35 | ol | 94 | 0.00403 | MV
122-AL1/20-ST1A 10.0 | 11.1 | 0.2376 | 0.323 | 0.41 | ol | 122 | 0.00403 | MV
149-AL1/24-ST1A 10.0 | 11.25 | 0.194 | 0.315 | 0.47 | ol | 149 | 0.00403 | MV
34-AL1/6-ST1A 20.0 | 9.15 | 0.8342 | 0.382 | 0.17 | ol | 34 | 0.00403 | MV
48-AL1/8-ST1A 20.0 | 9.5 | 0.5939 | 0.372 | 0.21 | ol | 48 | 0.00403 | MV
70-AL1/11-ST1A 20.0 | 9.7 | 0.4132 | 0.36 | 0.29 | ol | 70 | 0.00403 | MV
94-AL1/15-ST1A 20.0 | 10 | 0.306 | 0.35 | 0.35 | ol | 94 | 0.00403 | MV
122-AL1/20-ST1A 20.0 | 10.3 | 0.2376 | 0.344 | 0.41 | ol | 122 | 0.00403 | MV
149-AL1/24-ST1A 20.0 | 10.5 | 0.194 | 0.337 | 0.47 | ol | 149 | 0.00403 | MV
184-AL1/30-ST1A 20.0 | 10.75 | 0.1571 | 0.33 | 0.535 | ol | 184 | 0.00403 | MV
243-AL1/39-ST1A 20.0 | 11 | 0.1188 | 0.32 | 0.645 | ol | 243 | 0.00403 | MV
48-AL1/8-ST1A 110.0 | 8 | 0.5939 | 0.46 | 0.21 | ol | 48 | 0.00403 | HV
70-AL1/11-ST1A 110.0 | 8.4 | 0.4132 | 0.45 | 0.29 | ol | 70 | 0.00403 | HV
94-AL1/15-ST1A 110.0 | 8.65 | 0.306 | 0.44 | 0.35 | ol | 94 | 0.00403 | HV
122-AL1/20-ST1A 110.0 | 8.5 | 0.2376 | 0.43 | 0.41 | ol | 122 | 0.00403 | HV
149-AL1/24-ST1A 110.0 | 8.75 | 0.194 | 0.41 | 0.47 | ol | 149 | 0.00403 | HV
184-AL1/30-ST1A 110.0 | 8.8 | 0.1571 | 0.4 | 0.535 | ol | 184 | 0.00403 | HV
243-AL1/39-ST1A 110.0 | 9 | 0.1188 | 0.39 | 0.645 | ol | 243 | 0.00403 | HV
305-AL1/39-ST1A 110.0 | 9.2 | 0.0949 | 0.38 | 0.74 | ol | 305 | 0.00403 | HV
490-AL1/64-ST1A 110.0 | 9.75 | 0.059 | 0.37 | 0.96 | ol | 490 | 0.00403 | HV
679-AL1/86-ST1A 110.0 | 9.95 | 0.042 | 0.36 | 1.15 | ol | 679 | 0.00403 | HV
490-AL1/64-ST1A 220.0 | 10 | 0.059 | 0.285 | 0.96 | ol | 490 | 0.00403 | HV
679-AL1/86-ST1A 220.0 | 11.7 | 0.042 | 0.275 | 1.15 | ol | 679 | 0.00403 | HV
490-AL1/64-ST1A 380.0 | 11 | 0.059 | 0.253 | 0.96 | ol | 490 | 0.00403 | HV
679-AL1/86-ST1A 380.0 | 14.6 | 0.042 | 0.25 | 1.15 | ol | 679 | 0.00403 | HV

## trafo_std_types
| i0_percent | pfe_kw | vkr_percent | sn_mva | vn_lv_kv | vn_hv_kv | vk_percent | shift_degree | vector_group | tap_side | tap_neutral | tap_min | tap_max | tap_step_degree | tap_step_percent | tap_phase_shifter
160 MVA 380/110 kV | 0.06 | 60 | 0.25 | 160 | 110 | 380 | 12.2 | 0 | Yy0 | hv | 0 | -9 | 9 | 0 | 1.5 | FALSE
100 MVA 220/110 kV | 0.06 | 55 | 0.26 | 100 | 110 | 220 | 12 | 0 | Yy0 | hv | 0 | -9 | 9 | 0 | 1.5 | FALSE
63 MVA 110/20 kV | 0.04 | 22 | 0.32 | 63 | 20 | 110 | 18 | 150 | YNd5 | hv | 0 | -9 | 9 | 0 | 1.5 | FALSE
40 MVA 110/20 kV | 0.05 | 18 | 0.34 | 40 | 20 | 110 | 16.2 | 150 | YNd5 | hv | 0 | -9 | 9 | 0 | 1.5 | FALSE
25 MVA 110/20 kV | 0.07 | 14 | 0.41 | 25 | 20 | 110 | 12 | 150 | YNd5 | hv | 0 | -9 | 9 | 0 | 1.5 | FALSE
63 MVA 110/10 kV | 0.04 | 22 | 0.32 | 63 | 10 | 110 | 18 | 150 | YNd5 | hv | 0 | -9 | 9 | 0 | 1.5 | FALSE
40 MVA 110/10 kV | 0.05 | 18 | 0.34 | 40 | 10 | 110 | 16.2 | 150 | YNd5 | hv | 0 | -9 | 9 | 0 | 1.5 | FALSE
25 MVA 110/10 kV | 0.07 | 14 | 0.41 | 25 | 10 | 110 | 12 | 150 | YNd5 | hv | 0 | -9 | 9 | 0 | 1.5 | FALSE
0.25 MVA 20/0.4 kV | 0.32 | 0.8 | 1.44 | 0.25 | 0.4 | 20 | 6 | 150 | Yzn5 | hv | 0 | -2 | 2 | 0 | 2.5 | FALSE
0.4 MVA 20/0.4 kV | 0.3375 | 1.35 | 1.425 | 0.4 | 0.4 | 20 | 6 | 150 | Dyn5 | hv | 0 | -2 | 2 | 0 | 2.5 | FALSE
0.63 MVA 20/0.4 kV | 0.2619 | 1.65 | 1.206 | 0.63 | 0.4 | 20 | 6 | 150 | Dyn5 | hv | 0 | -2 | 2 | 0 | 2.5 | FALSE
0.25 MVA 10/0.4 kV | 0.24 | 0.6 | 1.2 | 0.25 | 0.4 | 10 | 4 | 150 | Dyn5 | hv | 0 | -2 | 2 | 0 | 2.5 | FALSE
0.4 MVA 10/0.4 kV | 0.2375 | 0.95 | 1.325 | 0.4 | 0.4 | 10 | 4 | 150 | Dyn5 | hv | 0 | -2 | 2 | 0 | 2.5 | FALSE
0.63 MVA 10/0.4 kV | 0.1873 | 1.18 | 1.0794 | 0.63 | 0.4 | 10 | 4 | 150 | Dyn5 | hv | 0 | -2 | 2 | 0 | 2.5 | FALSE

## trafo3w_std_types
| sn_hv_mva | sn_mv_mva | sn_lv_mva | vn_hv_kv | vn_mv_kv | vn_lv_kv | vk_hv_percent | vk_mv_percent | vk_lv_percent | vkr_hv_percent | vkr_mv_percent | vkr_lv_percent | pfe_kw | i0_percent | shift_mv_degree | shift_lv_degree | vector_group | tap_side | tap_neutral | tap_min | tap_max | tap_step_percent
63/25/38 MVA 110/20/10 kV | 63 | 25 | 38 | 110 | 20 | 10 | 10.4 | 10.4 | 10.4 | 0.28 | 0.32 | 0.35 | 35 | 0.89 | 0 | 0 | YN0yn0yn0 | hv | 0 | -10 | 10 | 1.2
63/25/38 MVA 110/10/10 kV | 63 | 25 | 38 | 110 | 10 | 10 | 10.4 | 10.4 | 10.4 | 0.28 | 0.32 | 0.35 | 35 | 0.89 | 0 | 0 | YN0yn0yn0 | hv | 0 | -10 | 10 | 1.2

## fuse_std_types
| fuse_type | i_rated_a | t_avg | t_min | t_total | x_avg | x_min | x_total
HV 100A | HV 100A | 100 | 0 | [10.0, 3.64, 0.854, 0.281, 0.1, 0.0531, 0.022, 0.01] | [10.0, 4.267, 1.21, 0.403, 0.1, 0.058, 0.022, 0.01] | 0 | [300.0, 350.0, 450.0, 550.0, 700.0, 850.0, 1200.0, 1752.0] | [600.0, 700.0, 900.0, 1150.0, 1665.0, 2000.0, 3000.0, 4313.0]
HV 10A | HV 10A | 10 | 0 | [10.0, 1675.0, 0.344, 0.156, 0.1, 0.0417, 0.0171, 0.01] | [10.0, 1.3, 0.3, 0.155, 0.1, 0.0555, 0.023, 0.01] | 0 | [30.0, 32.0, 35.0, 37.0, 39.0, 50.0, 70.0, 88.0] | [60.0, 70.0, 80.0, 87.0, 94.0, 110.0, 150.0, 216.0]
HV 125A | HV 125A | 125 | 0 | [10.0, 1.82, 0.344, 0.1, 0.0467, 0.0269, 0.01] | [10.0, 2.478, 0.426, 0.1, 0.0427, 0.0211, 0.01] | 0 | [375.0, 500.0, 700.0, 925.0, 1200.0, 1500.0, 2341.0] | [750.0, 1000.0, 1500.0, 2200.0, 3000.0, 4000.0, 5765.0]
HV 160A | HV 160A | 160 | 0 | [10.0, 4.15, 1.03, 0.198, 0.1, 0.051, 0.0172, 0.01] | [10.0, 2.3, 0.734, 0.274, 0.1, 0.046, 0.0177, 0.01] | 0 | [480.0, 550.0, 700.0, 1000.0, 1260.0, 1600.0, 2500.0, 3227.0] | [960.0, 1300.0, 1700.0, 2200.0, 2996.0, 4000.0, 6000.0, 7946.0]
HV 16A | HV 16A | 16 | 0 | [10.0, 0.352, 0.164, 0.1, 0.0649, 0.0342, 0.01] | [10.0, 2.34, 0.722, 0.181, 0.1, 0.055, 0.0296, 0.01] | 0 | [48.0, 60.0, 65.0, 71.0, 80.0, 100.0, 162.0] | [96.0, 110.0, 125.0, 150.0, 168.0, 200.0, 250.0, 398.0]
HV 200A | HV 200A | 200 | 0 | [10.0, 4.267, 1.21, 0.403, 0.1, 0.058, 0.022, 0.01] | [10.0, 3.73, 1.654, 0.328, 0.1, 0.0531, 0.019, 0.01] | 0 | [600.0, 700.0, 900.0, 1150.0, 1665.0, 2000.0, 3000.0, 4313.0] | [1200.0, 1500.0, 1800.0, 2700.0, 3960.0, 5000.0, 7500.0, 10620.0]
HV 20A | HV 20A | 20 | 0 | [10.0, 1.3, 0.3, 0.155, 0.1, 0.0555, 0.023, 0.01] | [10.0, 1.3, 0.161, 0.1, 0.0611, 0.0399, 0.0141, 0.01] | 0 | [60.0, 70.0, 80.0, 87.0, 94.0, 110.0, 150.0, 216.0] | [120.0, 150.0, 200.0, 223.0, 260.0, 300.0, 450.0, 532.0]
HV 25A | HV 25A | 25 | 0 | [10.0, 2.512, 0.833, 0.299, 0.1, 0.0372, 0.0223, 0.01] | [10.0, 3.125, 0.597, 0.198, 0.1, 0.0378, 0.022, 0.01] | 0 | [75.0, 82.0, 90.0, 100.0, 124.0, 170.0, 200.0, 289.0] | [150.0, 170.0, 210.0, 250.0, 294.0, 400.0, 500.0, 711.0]
HV 31.5A | HV 31.5A | 31.5 | 0 | [10.0, 2.34, 0.722, 0.181, 0.1, 0.055, 0.0296, 0.01] | [10.0, 2.84, 0.368, 0.164, 0.1, 0.0621, 0.0378, 0.0195, 0.01] | 0 | [95.0, 110.0, 125.0, 150.0, 165.0, 200.0, 250.0, 390.0] | [189.0, 220.0, 300.0, 350.0, 393.0, 450.0, 530.0, 700.0, 960.0]
HV 40A | HV 40A | 40 | 0 | [10.0, 1.3, 0.161, 0.1, 0.0611, 0.0399, 0.0141, 0.01] | [10.0, 2.05, 0.369, 0.198, 0.1, 0.051, 0.0298, 0.01] | 0 | [120.0, 150.0, 200.0, 223.0, 260.0, 300.0, 450.0, 532.0] | [240.0, 300.0, 400.0, 450.0, 530.0, 650.0, 800.0, 1311.0]
HV 50A | HV 50A | 50 | 0 | [10.0, 3.215, 0.597, 0.198, 0.1, 0.0378, 0.022, 0.01] | [10.0, 3.64, 0.854, 0.281, 0.1, 0.0531, 0.022, 0.01] | 0 | [150.0, 170.0, 210.0, 250.0, 294.0, 400.0, 500.0, 711.0] | [300.0, 350.0, 450.0, 550.0, 700.0, 850.0, 1200.0, 1752.0]
HV 6.3A | HV 6.3A | 6.3 | 0 | [10.0, 1.39, 0.344, 0.168, 0.1, 0.056, 0.0263, 0.01] | [10.0, 1.711, 0.516, 0.198, 0.1, 0.0634, 0.0303, 0.01] | 0 | [19.0, 19.5, 20.4, 20.8, 22.0, 25.0, 32.0, 48.0] | [38.0, 40.0, 43.0, 48.0, 53.0, 60.0, 75.0, 118.0]
HV 63A | HV 63A | 63 | 0 | [10.0, 2.84, 0.368, 0.164, 0.1, 0.0621, 0.0378, 0.0195, 0.01] | [10.0, 1.82, 0.344, 0.1, 0.0467, 0.0269, 0.01] | 0 | [189.0, 220.0, 300.0, 350.0, 393.0, 450.0, 530.0, 700.0, 961.0] | [378.0, 500.0, 700.0, 934.0, 1200.0, 1500.0, 2366.0]
HV 80A | HV 80A | 80 | 0 | [10.0, 2.05, 0.369, 0.198, 0.1, 0.051, 0.0298, 0.01] | [10.0, 4.15, 1.03, 0.198, 0.1, 0.051, 0.0172, 0.01] | 0 | [240.0, 300.0, 400.0, 450.0, 530.0, 650.0, 800.0, 1311.0] | [480.0, 550.0, 700.0, 1000.0, 1260.0, 1600.0, 2500.0, 3227.0]
Siemens NH-1-100 | Siemens NH-1-100 | 100 | [5400.0, 2000.0, 400.0, 20.0, 1.0, 0.2, 0.012, 0.004] | 0 | 0 | [150.0, 190.0, 250.0, 430.0, 900.0, 1250.0, 2700.0, 3600.0] | 0 | 0
Siemens NH-1-125 | Siemens NH-1-125 | 125 | [4800.0, 120.0, 7.0, 0.1, 0.004] | 0 | 0 | [180.0, 400.0, 740.0, 2000.0, 4250.0] | 0 | 0
Siemens NH-1-16 | Siemens NH-1-16 | 16 | [4000.0, 400.0, 2.0, 0.1, 0.04, 0.01] | 0 | 0 | [26.0, 35.0, 75.0, 150.0, 200.0, 300.0] | 0 | 0
Siemens NH-1-160 | Siemens NH-1-160 | 160 | [4800.0, 120.0, 7.0, 0.1, 0.004] | 0 | 0 | [210.0, 500.0, 900.0, 2300.0, 5000.0] | 0 | 0
Siemens NH-1-25 | Siemens NH-1-25 | 25 | [4000.0, 1000.0, 10.0, 0.2, 0.02, 0.01] | 0 | 0 | [40.0, 50.0, 100.0, 210.0, 400.0, 500.0] | 0 | 0
Siemens NH-1-50 | Siemens NH-1-50 | 50 | [4000.0, 40.0, 4.0, 1.0, 0.02, 0.01] | 0 | 0 | [86.0, 200.0, 300.0, 400.0, 1000.0, 1280.0] | 0 | 0
Siemens NH-1-63 | Siemens NH-1-63 | 63 | [4000.0, 100.0, 10.0, 2.0, 0.04, 0.01] | 0 | 0 | [100.0, 200.0, 300.0, 400.0, 1000.0, 1500.0] | 0 | 0
Siemens NH-1-80 | Siemens NH-1-80 | 80 | [4800.0, 120.0, 7.0, 0.1, 0.01] | 0 | 0 | [150.58, 250.0, 450.0, 1150.0, 2470.0] | 0 | 0
Siemens NH-2-1000 | Siemens NH-2-1000 | 1000 | [4800.0, 120.0, 7.0, 0.1, 0.004] | 0 | 0 | [1900.0, 3500.0, 8400.0, 24000.0, 52000.0] | 0 | 0
Siemens NH-2-200 | Siemens NH-2-200 | 200 | [4800.0, 120.0, 7.0, 0.1, 0.004] | 0 | 0 | [280.0, 650.0, 1200.0, 3000.0, 7000.0] | 0 | 0
Siemens NH-2-224 | Siemens NH-2-224 | 224 | [4800.0, 120.0, 7.0, 0.2, 0.04, 0.004] | 0 | 0 | [400.0, 750.0, 1453.0, 3025.0, 4315.0, 7600.0] | 0 | 0
Siemens NH-2-250 | Siemens NH-2-250 | 250 | [4800.0, 120.0, 7.0, 0.1, 0.004] | 0 | 0 | [450.0, 800.0, 1650.0, 4000.0, 8500.0] | 0 | 0
Siemens NH-2-315 | Siemens NH-2-315 | 315 | [4800.0, 120.0, 7.0, 0.1, 0.004] | 0 | 0 | [550.0, 920.0, 1900.0, 5000.0, 11000.0] | 0 | 0
Siemens NH-2-355 | Siemens NH-2-355 | 355 | [4800.0, 120.0, 6.0, 0.1, 0.004] | 0 | 0 | [650.0, 1116.27, 2350.0, 5840.0, 12790.0] | 0 | 0
Siemens NH-2-400 | Siemens NH-2-400 | 400 | [4800.0, 120.0, 7.0, 0.1, 0.004] | 0 | 0 | [720.0, 1350.0, 2800.0, 6500.0, 15000.0] | 0 | 0
Siemens NH-2-425 | Siemens NH-2-425 | 425 | [4800.0, 120.0, 7.0, 0.1, 0.004] | 0 | 0 | [850.0, 1500.0, 3050.0, 7500.0, 16500.0] | 0 | 0
Siemens NH-2-630 | Siemens NH-2-630 | 630 | [4800.0, 120.0, 7.0, 0.1, 0.004] | 0 | 0 | [1200.0, 2000.0, 4800.0, 12000.0, 26000.0] | 0 | 0

## dtypes
| element | column | dtype
0 | bus | name | object
1 | bus | vn_kv | float64
2 | bus | type | object
3 | bus | zone | object
4 | bus | in_service | bool
5 | load | name | object
6 | load | bus | uint32
7 | load | p_mw | float64
8 | load | q_mvar | float64
9 | load | const_z_percent | float64
10 | load | const_i_percent | float64
11 | load | sn_mva | float64
12 | load | scaling | float64
13 | load | in_service | bool
14 | load | type | object
15 | ext_grid | name | object
16 | ext_grid | bus | uint32
17 | ext_grid | vm_pu | float64
18 | ext_grid | va_degree | float64
19 | ext_grid | slack_weight | float64
20 | ext_grid | in_service | bool
21 | line | name | object
22 | line | std_type | object
23 | line | from_bus | uint32
24 | line | to_bus | uint32
25 | line | length_km | float64
26 | line | r_ohm_per_km | float64
27 | line | x_ohm_per_km | float64
28 | line | c_nf_per_km | float64
29 | line | g_us_per_km | float64
30 | line | max_i_ka | float64
31 | line | df | float64
32 | line | parallel | uint32
33 | line | type | object
34 | line | in_service | bool
35 | trafo | name | object
36 | trafo | std_type | object
37 | trafo | hv_bus | uint32
38 | trafo | lv_bus | uint32
39 | trafo | sn_mva | float64
40 | trafo | vn_hv_kv | float64
41 | trafo | vn_lv_kv | float64
42 | trafo | vk_percent | float64
43 | trafo | vkr_percent | float64
44 | trafo | pfe_kw | float64
45 | trafo | i0_percent | float64
46 | trafo | shift_degree | float64
47 | trafo | tap_side | object
48 | trafo | tap_neutral | int32
49 | trafo | tap_min | int32
50 | trafo | tap_max | int32
51 | trafo | tap_step_percent | float64
52 | trafo | tap_step_degree | float64
53 | trafo | tap_pos | int32
54 | trafo | tap_phase_shifter | bool
55 | trafo | parallel | uint32
56 | trafo | df | float64
57 | trafo | in_service | bool
58 | line_geodata | coords | object
59 | bus_geodata | x | float64
60 | bus_geodata | y | float64
61 | bus_geodata | coords | object

## parameters
| version | format_version | converged | OPF_converged | name | f_hz | sn_mva
0 | 2.14.6 | 2.14.0 | FALSE | FALSE |  | 50 | 1