## bus
| name | vn_kv | type | zone | in_service
0 | bus_LV_296-16_0_4_node_0 | 0.4 | n |  | TRUE
1 | bus_LV_296-16_0_4_node_1 | 0.4 | n |  | TRUE
2 | bus_LV_296-16_0_4_node_2 | 0.4 | n |  | TRUE
3 | bus_LV_296-16_0_4_node_3 | 0.4 | n |  | TRUE
4 | bus_LV_296-16_0_4_node_4 | 0.4 | n |  | TRUE
5 | bus_LV_296-16_0_4_node_35 | 0.4 | n |  | TRUE
6 | bus_LV_296-16_0_4_node_8 | 0.4 | n |  | TRUE
7 | bus_LV_296-16_0_4_node_5 | 0.4 | n |  | TRUE
8 | bus_LV_296-16_0_4_node_166 | 0.4 | n |  | TRUE
9 | bus_LV_296-16_0_4_node_6 | 0.4 | n |  | TRUE
10 | bus_LV_296-16_0_4_node_38 | 0.4 | n |  | TRUE
11 | bus_LV_296-16_0_4_node_39 | 0.4 | n |  | TRUE
12 | bus_LV_296-16_0_4_node_7 | 0.4 | n |  | TRUE
13 | bus_LV_296-16_0_4_node_9 | 0.4 | n |  | TRUE
14 | bus_LV_296-16_0_4_node_36 | 0.4 | n |  | TRUE
15 | bus_LV_296-16_0_4_node_37 | 0.4 | n |  | TRUE
16 | bus_LV_296-16_0_4_node_43 | 0.4 | n |  | TRUE
17 | bus_LV_296-16_0_4_node_94 | 0.4 | n |  | TRUE
18 | bus_LV_296-16_0_4_node_10 | 0.4 | n |  | TRUE
19 | bus_LV_296-16_0_4_node_11 | 0.4 | n |  | TRUE
20 | bus_LV_296-16_0_4_node_12 | 0.4 | n |  | TRUE
21 | bus_LV_296-16_0_4_node_13 | 0.4 | n |  | TRUE
22 | bus_LV_296-16_0_4_node_15 | 0.4 | n |  | TRUE
23 | bus_LV_296-16_0_4_node_204 | 0.4 | n |  | TRUE
24 | bus_LV_296-16_0_4_node_180 | 0.4 | n |  | TRUE
25 | bus_LV_296-16_0_4_node_181 | 0.4 | n |  | TRUE
26 | bus_LV_296-16_0_4_node_142 | 0.4 | n |  | TRUE
27 | bus_LV_296-16_0_4_node_205 | 0.4 | n |  | TRUE
28 | bus_LV_296-16_0_4_node_16 | 0.4 | n |  | TRUE
29 | bus_LV_296-16_0_4_node_17 | 0.4 | n |  | TRUE
30 | bus_LV_296-16_0_4_node_18 | 0.4 | n |  | TRUE
31 | bus_LV_296-16_0_4_node_20 | 0.4 | n |  | TRUE
32 | bus_LV_296-16_0_4_node_22 | 0.4 | n |  | TRUE
33 | bus_LV_296-16_0_4_node_21 | 0.4 | n |  | TRUE
34 | bus_LV_296-16_0_4_node_132 | 0.4 | n |  | TRUE
35 | bus_LV_296-16_0_4_node_23 | 0.4 | n |  | TRUE
36 | bus_LV_296-16_0_4_node_133 | 0.4 | n |  | TRUE
37 | bus_LV_296-16_0_4_node_177 | 0.4 | n |  | TRUE
38 | bus_LV_296-16_0_4_node_174 | 0.4 | n |  | TRUE
39 | bus_LV_296-16_0_4_node_198 | 0.4 | n |  | TRUE
40 | bus_LV_296-16_0_4_node_176 | 0.4 | n |  | TRUE
41 | bus_LV_296-16_0_4_node_27 | 0.4 | n |  | TRUE
42 | bus_LV_296-16_0_4_node_179 | 0.4 | n |  | TRUE
43 | bus_LV_296-16_0_4_node_25 | 0.4 | n |  | TRUE
44 | bus_LV_296-16_0_4_node_175 | 0.4 | n |  | TRUE
45 | bus_LV_296-16_0_4_node_172 | 0.4 | n |  | TRUE
46 | bus_LV_296-16_0_4_node_24 | 0.4 | n |  | TRUE
47 | bus_LV_296-16_0_4_node_28 | 0.4 | n |  | TRUE
48 | bus_LV_296-16_0_4_node_137 | 0.4 | n |  | TRUE
49 | bus_LV_296-16_0_4_node_138 | 0.4 | n |  | TRUE
50 | bus_LV_296-16_0_4_node_122 | 0.4 | n |  | TRUE
51 | bus_LV_296-16_0_4_node_123 | 0.4 | n |  | TRUE
52 | bus_LV_296-16_0_4_node_207 | 0.4 | n |  | TRUE
53 | bus_LV_296-16_0_4_node_135 | 0.4 | n |  | TRUE
54 | bus_LV_296-16_0_4_node_120 | 0.4 | n |  | TRUE
55 | bus_LV_296-16_0_4_node_109 | 0.4 | n |  | TRUE
56 | bus_LV_296-16_0_4_node_30 | 0.4 | n |  | TRUE
57 | bus_LV_296-16_0_4_node_31 | 0.4 | n |  | TRUE
58 | bus_LV_296-16_0_4_node_32 | 0.4 | n |  | TRUE
59 | bus_LV_296-16_0_4_node_33 | 0.4 | n |  | TRUE
60 | bus_LV_296-16_0_4_node_34 | 0.4 | n |  | TRUE
61 | bus_LV_296-16_0_4_node_45 | 0.4 | n |  | TRUE
62 | bus_LV_296-16_0_4_node_46 | 0.4 | n |  | TRUE
63 | bus_LV_296-16_0_4_node_44 | 0.4 | n |  | TRUE
64 | bus_LV_296-16_0_4_node_47 | 0.4 | n |  | TRUE
65 | bus_LV_296-16_0_4_node_167 | 0.4 | n |  | TRUE
66 | bus_LV_296-16_0_4_node_97 | 0.4 | n |  | TRUE
67 | bus_LV_296-16_0_4_node_139 | 0.4 | n |  | TRUE
68 | bus_LV_296-16_0_4_node_95 | 0.4 | n |  | TRUE
69 | bus_LV_296-16_0_4_node_42 | 0.4 | n |  | TRUE
70 | bus_LV_296-16_0_4_node_75 | 0.4 | n |  | TRUE
71 | bus_LV_296-16_0_4_node_73 | 0.4 | n |  | TRUE
72 | bus_LV_296-16_0_4_node_206 | 0.4 | n |  | TRUE
73 | bus_LV_296-16_0_4_node_74 | 0.4 | n |  | TRUE
74 | bus_LV_296-16_0_4_node_51 | 0.4 | n |  | TRUE
75 | bus_LV_296-16_0_4_node_124 | 0.4 | n |  | TRUE
76 | bus_LV_296-16_0_4_node_48 | 0.4 | n |  | TRUE
77 | bus_LV_296-16_0_4_node_49 | 0.4 | n |  | TRUE
78 | bus_LV_296-16_0_4_node_50 | 0.4 | n |  | TRUE
79 | bus_LV_296-16_0_4_node_52 | 0.4 | n |  | TRUE
80 | bus_LV_296-16_0_4_node_125 | 0.4 | n |  | TRUE
81 | bus_LV_296-16_0_4_node_91 | 0.4 | n |  | TRUE
82 | bus_LV_296-16_0_4_node_108 | 0.4 | n |  | TRUE
83 | bus_LV_296-16_0_4_node_126 | 0.4 | n |  | TRUE
84 | bus_LV_296-16_0_4_node_53 | 0.4 | n |  | TRUE
85 | bus_LV_296-16_0_4_node_54 | 0.4 | n |  | TRUE
86 | bus_LV_296-16_0_4_node_55 | 0.4 | n |  | TRUE
87 | bus_LV_296-16_0_4_node_56 | 0.4 | n |  | TRUE
88 | bus_LV_296-16_0_4_node_66 | 0.4 | n |  | TRUE
89 | bus_LV_296-16_0_4_node_57 | 0.4 | n |  | TRUE
90 | bus_LV_296-16_0_4_node_90 | 0.4 | n |  | TRUE
91 | bus_LV_296-16_0_4_node_71 | 0.4 | n |  | TRUE
92 | bus_LV_296-16_0_4_node_67 | 0.4 | n |  | TRUE
93 | bus_LV_296-16_0_4_node_116 | 0.4 | n |  | TRUE
94 | bus_LV_296-16_0_4_node_58 | 0.4 | n |  | TRUE
95 | bus_LV_296-16_0_4_node_59 | 0.4 | n |  | TRUE
96 | bus_LV_296-16_0_4_node_60 | 0.4 | n |  | TRUE
97 | bus_LV_296-16_0_4_node_61 | 0.4 | n |  | TRUE
98 | bus_LV_296-16_0_4_node_62 | 0.4 | n |  | TRUE
99 | bus_LV_296-16_0_4_node_63 | 0.4 | n |  | TRUE
100 | bus_LV_296-16_0_4_node_77 | 0.4 | n |  | TRUE
101 | bus_LV_296-16_0_4_node_64 | 0.4 | n |  | TRUE
102 | bus_LV_296-16_0_4_node_76 | 0.4 | n |  | TRUE
103 | bus_LV_296-16_0_4_node_65 | 0.4 | n |  | TRUE
104 | bus_LV_296-16_0_4_node_72 | 0.4 | n |  | TRUE
105 | bus_LV_296-16_0_4_node_68 | 0.4 | n |  | TRUE
106 | bus_LV_296-16_0_4_node_69 | 0.4 | n |  | TRUE
107 | bus_LV_296-16_0_4_node_70 | 0.4 | n |  | TRUE
108 | bus_LV_296-16_0_4_node_111 | 0.4 | n |  | TRUE
109 | bus_LV_296-16_0_4_node_79 | 0.4 | n |  | TRUE
110 | bus_LV_296-16_0_4_node_112 | 0.4 | n |  | TRUE
111 | bus_LV_296-16_0_4_node_78 | 0.4 | n |  | TRUE
112 | bus_LV_296-16_0_4_node_92 | 0.4 | n |  | TRUE
113 | bus_LV_296-16_0_4_node_93 | 0.4 | n |  | TRUE
114 | bus_LV_296-16_0_4_node_87 | 0.4 | n |  | TRUE
115 | bus_LV_296-16_0_4_node_80 | 0.4 | n |  | TRUE
116 | bus_LV_296-16_0_4_node_81 | 0.4 | n |  | TRUE
117 | bus_LV_296-16_0_4_node_82 | 0.4 | n |  | TRUE
118 | bus_LV_296-16_0_4_node_136 | 0.4 | n |  | TRUE
119 | bus_LV_296-16_0_4_node_169 | 0.4 | n |  | TRUE
120 | bus_LV_296-16_0_4_node_170 | 0.4 | n |  | TRUE
121 | bus_LV_296-16_0_4_node_83 | 0.4 | n |  | TRUE
122 | bus_LV_296-16_0_4_node_84 | 0.4 | n |  | TRUE
123 | bus_LV_296-16_0_4_node_85 | 0.4 | n |  | TRUE
124 | bus_LV_296-16_0_4_node_86 | 0.4 | n |  | TRUE
125 | bus_LV_296-16_0_4_node_88 | 0.4 | n |  | TRUE
126 | bus_LV_296-16_0_4_node_89 | 0.4 | n |  | TRUE
127 | bus_LV_296-16_0_4_node_164 | 0.4 | n |  | TRUE
128 | bus_LV_296-16_0_4_node_188 | 0.4 | n |  | TRUE
129 | bus_LV_296-16_0_4_node_165 | 0.4 | n |  | TRUE
130 | bus_LV_296-16_0_4_node_162 | 0.4 | n |  | TRUE
131 | bus_LV_296-16_0_4_node_186 | 0.4 | n |  | TRUE
132 | bus_LV_296-16_0_4_node_171 | 0.4 | n |  | TRUE
133 | bus_LV_296-16_0_4_node_115 | 0.4 | n |  | TRUE
134 | bus_LV_296-16_0_4_node_96 | 0.4 | n |  | TRUE
135 | bus_LV_296-16_0_4_node_101 | 0.4 | n |  | TRUE
136 | bus_LV_296-16_0_4_node_104 | 0.4 | n |  | TRUE
137 | bus_LV_296-16_0_4_node_99 | 0.4 | n |  | TRUE
138 | bus_LV_296-16_0_4_node_140 | 0.4 | n |  | TRUE
139 | bus_LV_296-16_0_4_node_98 | 0.4 | n |  | TRUE
140 | bus_LV_296-16_0_4_node_100 | 0.4 | n |  | TRUE
141 | bus_LV_296-16_0_4_node_102 | 0.4 | n |  | TRUE
142 | bus_LV_296-16_0_4_node_103 | 0.4 | n |  | TRUE
143 | bus_LV_296-16_0_4_node_173 | 0.4 | n |  | TRUE
144 | bus_LV_296-16_0_4_node_117 | 0.4 | n |  | TRUE
145 | bus_LV_296-16_0_4_node_119 | 0.4 | n |  | TRUE
146 | bus_LV_296-16_0_4_node_203 | 0.4 | n |  | TRUE
147 | bus_LV_296-16_0_4_node_121 | 0.4 | n |  | TRUE
148 | bus_LV_296-16_0_4_node_118 | 0.4 | n |  | TRUE
149 | bus_LV_296-16_0_4_node_105 | 0.4 | n |  | TRUE
150 | bus_LV_296-16_0_4_node_106 | 0.4 | n |  | TRUE
151 | bus_LV_296-16_0_4_node_107 | 0.4 | n |  | TRUE
152 | bus_LV_296-16_0_4_node_110 | 0.4 | n |  | TRUE
153 | bus_LV_296-16_0_4_node_113 | 0.4 | n |  | TRUE
154 | bus_LV_296-16_0_4_node_114 | 0.4 | n |  | TRUE
155 | bus_LV_296-16_0_4_node_178 | 0.4 | n |  | TRUE
156 | bus_LV_296-16_0_4_node_208 | 0.4 | n |  | TRUE
157 | bus_LV_296-16_0_4_node_127 | 0.4 | n |  | TRUE
158 | bus_LV_296-16_0_4_node_128 | 0.4 | n |  | TRUE
159 | bus_LV_296-16_0_4_node_129 | 0.4 | n |  | TRUE
160 | bus_LV_296-16_0_4_node_130 | 0.4 | n |  | TRUE
161 | bus_LV_296-16_0_4_node_131 | 0.4 | n |  | TRUE
162 | bus_LV_296-16_0_4_node_161 | 0.4 | n |  | TRUE
163 | bus_LV_296-16_0_4_node_183 | 0.4 | n |  | TRUE
164 | bus_LV_296-16_0_4_node_160 | 0.4 | n |  | TRUE
165 | bus_LV_296-16_0_4_node_184 | 0.4 | n |  | TRUE
166 | bus_LV_296-16_0_4_node_134 | 0.4 | n |  | TRUE
167 | bus_LV_296-16_0_4_node_141 | 0.4 | n |  | TRUE
168 | bus_LV_296-16_0_4_node_182 | 0.4 | n |  | TRUE
169 | bus_LV_296-16_0_4_node_145 | 0.4 | n |  | TRUE
170 | bus_LV_296-16_0_4_node_201 | 0.4 | n |  | TRUE
171 | bus_LV_296-16_0_4_node_143 | 0.4 | n |  | TRUE
172 | bus_LV_296-16_0_4_node_144 | 0.4 | n |  | TRUE
173 | bus_LV_296-16_0_4_node_146 | 0.4 | n |  | TRUE
174 | bus_LV_296-16_0_4_node_168 | 0.4 | n |  | TRUE
175 | bus_LV_296-16_0_4_node_192 | 0.4 | n |  | TRUE
176 | bus_LV_296-16_0_4_node_147 | 0.4 | n |  | TRUE
177 | bus_LV_296-16_0_4_node_148 | 0.4 | n |  | TRUE
178 | bus_LV_296-16_0_4_node_150 | 0.4 | n |  | TRUE
179 | bus_LV_296-16_0_4_node_157 | 0.4 | n |  | TRUE
180 | bus_LV_296-16_0_4_node_159 | 0.4 | n |  | TRUE
181 | bus_LV_296-16_0_4_node_151 | 0.4 | n |  | TRUE
182 | bus_LV_296-16_0_4_node_152 | 0.4 | n |  | TRUE
183 | bus_LV_296-16_0_4_node_153 | 0.4 | n |  | TRUE
184 | bus_LV_296-16_0_4_node_154 | 0.4 | n |  | TRUE
185 | bus_LV_296-16_0_4_node_155 | 0.4 | n |  | TRUE
186 | bus_LV_296-16_0_4_node_156 | 0.4 | n |  | TRUE
187 | bus_LV_296-16_0_4_node_189 | 0.4 | n |  | TRUE
188 | bus_LV_296-16_0_4_node_195 | 0.4 | n |  | TRUE
189 | bus_LV_296-16_0_4_node_194 | 0.4 | n |  | TRUE
190 | bus_LV_296-16_0_4_node_190 | 0.4 | n |  | TRUE
191 | bus_LV_296-16_0_4_node_193 | 0.4 | n |  | TRUE
192 | bus_LV_296-16_0_4_node_158 | 0.4 | n |  | TRUE
193 | bus_LV_296-16_0_4_node_163 | 0.4 | n |  | TRUE
194 | bus_LV_296-16_0_4_node_196 | 0.4 | n |  | TRUE
195 | bus_LV_296-16_0_4_node_197 | 0.4 | n |  | TRUE
196 | bus_LV_296-16_0_4_node_185 | 0.4 | n |  | TRUE
197 | bus_LV_296-16_0_4_node_202 | 0.4 | n |  | TRUE
198 | bus_LV_296-16_0_4_node_187 | 0.4 | n |  | TRUE
199 | bus_LV_296-16_0_4_node_199 | 0.4 | n |  | TRUE
200 | bus_LV_296-16_0_4_node_200 | 0.4 | n |  | TRUE
201 | bus_MV_363_0_node_25 | 20 | n |  | TRUE

## load
| name | bus | p_mw | q_mvar | const_z_percent | const_i_percent | sn_mva | scaling | in_service | type
0 | LV_296-16_0_4_load_0 | 0 | 0.0013769 | 0.00034509 | 0 | 0 |  | 1 | TRUE | wye
1 | LV_296-16_0_4_load_1 | 1 | 0.0015676 | 0.00039287 | 0 | 0 |  | 1 | TRUE | wye
2 | LV_296-16_0_4_load_2 | 2 | 0.0041716 | 0.0010455 | 0 | 0 |  | 1 | TRUE | wye
3 | LV_296-16_0_4_load_4 | 4 | 0.0017805 | 0.00044623 | 0 | 0 |  | 1 | TRUE | wye
4 | LV_296-16_0_4_load_35 | 5 | 0.0051612 | 0.0012935 | 0 | 0 |  | 1 | TRUE | wye
5 | LV_296-16_0_4_load_8 | 6 | 0.0018639 | 0.00046713 | 0 | 0 |  | 1 | TRUE | wye
6 | LV_296-16_0_4_load_5 | 7 | 0.0014378 | 0.00036035 | 0 | 0 |  | 1 | TRUE | wye
7 | LV_296-16_0_4_load_166 | 8 | 0.0030419 | 0.00076238 | 0 | 0 |  | 1 | TRUE | wye
8 | LV_296-16_0_4_load_6 | 9 | 0.0014083 | 0.00035295 | 0 | 0 |  | 1 | TRUE | wye
9 | LV_296-16_0_4_load_38 | 10 | 0.0015377 | 0.00038537 | 0 | 0 |  | 1 | TRUE | wye
10 | LV_296-16_0_4_load_39 | 11 | 0.00033015 | 8.2742e-05 | 0 | 0 |  | 1 | TRUE | wye
11 | LV_296-16_0_4_load_7 | 12 | 0.0029082 | 0.00072886 | 0 | 0 |  | 1 | TRUE | wye
12 | LV_296-16_0_4_load_36 | 14 | 0.001517 | 0.00038019 | 0 | 0 |  | 1 | TRUE | wye
13 | LV_296-16_0_4_load_43 | 16 | 0.00088783 | 0.00022251 | 0 | 0 |  | 1 | TRUE | wye
14 | LV_296-16_0_4_load_94 | 17 | 0.0023248 | 0.00058266 | 0 | 0 |  | 1 | TRUE | wye
15 | LV_296-16_0_4_load_10 | 18 | 0.0037112 | 0.00093011 | 0 | 0 |  | 1 | TRUE | wye
16 | LV_296-16_0_4_load_11 | 19 | 0.0043427 | 0.0010884 | 0 | 0 |  | 1 | TRUE | wye
17 | LV_296-16_0_4_load_12 | 20 | 0.0048499 | 0.0012155 | 0 | 0 |  | 1 | TRUE | wye
18 | LV_296-16_0_4_load_13 | 21 | 0.00366 | 0.00091728 | 0 | 0 |  | 1 | TRUE | wye
19 | LV_296-16_0_4_load_15 | 22 | 0.005885 | 0.0014749 | 0 | 0 |  | 1 | TRUE | wye
20 | LV_296-16_0_4_load_204 | 23 | 0.0060277 | 0.0015107 | 0 | 0 |  | 1 | TRUE | wye
21 | LV_296-16_0_4_load_142 | 26 | 0.0039482 | 0.00098951 | 0 | 0 |  | 1 | TRUE | wye
22 | LV_296-16_0_4_load_205 | 27 | 0.0036508 | 0.00091499 | 0 | 0 |  | 1 | TRUE | wye
23 | LV_296-16_0_4_load_16 | 28 | 0.0020683 | 0.00051837 | 0 | 0 |  | 1 | TRUE | wye
24 | LV_296-16_0_4_load_17 | 29 | 0.0013575 | 0.00034023 | 0 | 0 |  | 1 | TRUE | wye
25 | LV_296-16_0_4_load_20 | 31 | 0.00058253 | 0.000146 | 0 | 0 |  | 1 | TRUE | wye
26 | LV_296-16_0_4_load_22 | 32 | 0.00039439 | 9.8842e-05 | 0 | 0 |  | 1 | TRUE | wye
27 | LV_296-16_0_4_load_21 | 33 | 0.00051713 | 0.0001296 | 0 | 0 |  | 1 | TRUE | wye
28 | LV_296-16_0_4_load_132 | 34 | 0.0005282 | 0.00013238 | 0 | 0 |  | 1 | TRUE | wye
29 | LV_296-16_0_4_load_133 | 36 | 0.00098949 | 0.00024799 | 0 | 0 |  | 1 | TRUE | wye
30 | LV_296-16_0_4_load_176 | 40 | 0.00022888 | 5.7363e-05 | 0 | 0 |  | 1 | TRUE | wye
31 | LV_296-16_0_4_load_179 | 42 | 0.00090674 | 0.00022725 | 0 | 0 |  | 1 | TRUE | wye
32 | LV_296-16_0_4_load_175 | 44 | 9.5912e-05 | 2.4038e-05 | 0 | 0 |  | 1 | TRUE | wye
33 | LV_296-16_0_4_load_172 | 45 | 0.00017072 | 4.2787e-05 | 0 | 0 |  | 1 | TRUE | wye
34 | LV_296-16_0_4_load_24 | 46 | 0.0093779 | 0.0023503 | 0 | 0 |  | 1 | TRUE | wye
35 | LV_296-16_0_4_load_28 | 47 | 9.2662e-05 | 2.3223e-05 | 0 | 0 |  | 1 | TRUE | wye
36 | LV_296-16_0_4_load_137 | 48 | 0.00016753 | 4.1986e-05 | 0 | 0 |  | 1 | TRUE | wye
37 | LV_296-16_0_4_load_138 | 49 | 0.00020154 | 5.0509e-05 | 0 | 0 |  | 1 | TRUE | wye
38 | LV_296-16_0_4_load_207 | 52 | 0.00098926 | 0.00024793 | 0 | 0 |  | 1 | TRUE | wye
39 | LV_296-16_0_4_load_135 | 53 | 0.0016192 | 0.00040581 | 0 | 0 |  | 1 | TRUE | wye
40 | LV_296-16_0_4_load_120 | 54 | 0.0011386 | 0.00028535 | 0 | 0 |  | 1 | TRUE | wye
41 | LV_296-16_0_4_load_30 | 56 | 0.00082781 | 0.00020747 | 0 | 0 |  | 1 | TRUE | wye
42 | LV_296-16_0_4_load_32 | 58 | 0.0033513 | 0.00083991 | 0 | 0 |  | 1 | TRUE | wye
43 | LV_296-16_0_4_load_33 | 59 | 0.005403 | 0.0013541 | 0 | 0 |  | 1 | TRUE | wye
44 | LV_296-16_0_4_load_34 | 60 | 0.0016333 | 0.00040935 | 0 | 0 |  | 1 | TRUE | wye
45 | LV_296-16_0_4_load_167 | 65 | 0.004693 | 0.0011762 | 0 | 0 |  | 1 | TRUE | wye
46 | LV_296-16_0_4_load_139 | 67 | 0.00093574 | 0.00023452 | 0 | 0 |  | 1 | TRUE | wye
47 | LV_296-16_0_4_load_95 | 68 | 0.0024895 | 0.00062392 | 0 | 0 |  | 1 | TRUE | wye
48 | LV_296-16_0_4_load_75 | 70 | 0.0055757 | 0.0013974 | 0 | 0 |  | 1 | TRUE | wye
49 | LV_296-16_0_4_load_73 | 71 | 0.00033055 | 8.2844e-05 | 0 | 0 |  | 1 | TRUE | wye
50 | LV_296-16_0_4_load_206 | 72 | 0.0026485 | 0.00066376 | 0 | 0 |  | 1 | TRUE | wye
51 | LV_296-16_0_4_load_124 | 75 | 0.0030103 | 0.00075446 | 0 | 0 |  | 1 | TRUE | wye
52 | LV_296-16_0_4_load_48 | 76 | 0.001394 | 0.00034937 | 0 | 0 |  | 1 | TRUE | wye
53 | LV_296-16_0_4_load_49 | 77 | 0.0014531 | 0.00036418 | 0 | 0 |  | 1 | TRUE | wye
54 | LV_296-16_0_4_load_50 | 78 | 0.0015203 | 0.00038102 | 0 | 0 |  | 1 | TRUE | wye
55 | LV_296-16_0_4_load_52 | 79 | 0.00075751 | 0.00018985 | 0 | 0 |  | 1 | TRUE | wye
56 | LV_296-16_0_4_load_125 | 80 | 0.00082636 | 0.00020711 | 0 | 0 |  | 1 | TRUE | wye
57 | LV_296-16_0_4_load_91 | 81 | 0.0014485 | 0.00036302 | 0 | 0 |  | 1 | TRUE | wye
58 | LV_296-16_0_4_load_108 | 82 | 0.0058028 | 0.0014543 | 0 | 0 |  | 1 | TRUE | wye
59 | LV_296-16_0_4_load_126 | 83 | 0.0060293 | 0.0015111 | 0 | 0 |  | 1 | TRUE | wye
60 | LV_296-16_0_4_load_53 | 84 | 0.0030424 | 0.00076251 | 0 | 0 |  | 1 | TRUE | wye
61 | LV_296-16_0_4_load_54 | 85 | 0.0035155 | 0.00088107 | 0 | 0 |  | 1 | TRUE | wye
62 | LV_296-16_0_4_load_55 | 86 | 0.0017761 | 0.00044514 | 0 | 0 |  | 1 | TRUE | wye
63 | LV_296-16_0_4_load_56 | 87 | 0.0048099 | 0.0012055 | 0 | 0 |  | 1 | TRUE | wye
64 | LV_296-16_0_4_load_71 | 91 | 0.0014137 | 0.00035431 | 0 | 0 |  | 1 | TRUE | wye
65 | LV_296-16_0_4_load_67 | 92 | 0.0017735 | 0.00044448 | 0 | 0 |  | 1 | TRUE | wye
66 | LV_296-16_0_4_load_116 | 93 | 0.0017835 | 0.00044698 | 0 | 0 |  | 1 | TRUE | wye
67 | LV_296-16_0_4_load_58 | 94 | 0.00081634 | 0.00020459 | 0 | 0 |  | 1 | TRUE | wye
68 | LV_296-16_0_4_load_59 | 95 | 0.0011507 | 0.00028839 | 0 | 0 |  | 1 | TRUE | wye
69 | LV_296-16_0_4_load_60 | 96 | 0.0015181 | 0.00038048 | 0 | 0 |  | 1 | TRUE | wye
70 | LV_296-16_0_4_load_61 | 97 | 0.0012807 | 0.00032099 | 0 | 0 |  | 1 | TRUE | wye
71 | LV_296-16_0_4_load_62 | 98 | 0.00045477 | 0.00011398 | 0 | 0 |  | 1 | TRUE | wye
72 | LV_296-16_0_4_load_63 | 99 | 0.0026079 | 0.0006536 | 0 | 0 |  | 1 | TRUE | wye
73 | LV_296-16_0_4_load_77 | 100 | 0.0004387 | 0.00010995 | 0 | 0 |  | 1 | TRUE | wye
74 | LV_296-16_0_4_load_64 | 101 | 0.00065696 | 0.00016465 | 0 | 0 |  | 1 | TRUE | wye
75 | LV_296-16_0_4_load_76 | 102 | 0.0006432 | 0.0001612 | 0 | 0 |  | 1 | TRUE | wye
76 | LV_296-16_0_4_load_65 | 103 | 0.0044181 | 0.0011073 | 0 | 0 |  | 1 | TRUE | wye
77 | LV_296-16_0_4_load_72 | 104 | 0.0013056 | 0.00032722 | 0 | 0 |  | 1 | TRUE | wye
78 | LV_296-16_0_4_load_111 | 108 | 0.0065538 | 0.0016425 | 0 | 0 |  | 1 | TRUE | wye
79 | LV_296-16_0_4_load_79 | 109 | 0.0028664 | 0.00071839 | 0 | 0 |  | 1 | TRUE | wye
80 | LV_296-16_0_4_load_78 | 111 | 0.0027975 | 0.00070111 | 0 | 0 |  | 1 | TRUE | wye
81 | LV_296-16_0_4_load_92 | 112 | 0.0049573 | 0.0012424 | 0 | 0 |  | 1 | TRUE | wye
82 | LV_296-16_0_4_load_93 | 113 | 0.00082715 | 0.0002073 | 0 | 0 |  | 1 | TRUE | wye
83 | LV_296-16_0_4_load_82 | 117 | 0.0012671 | 0.00031756 | 0 | 0 |  | 1 | TRUE | wye
84 | LV_296-16_0_4_load_169 | 119 | 0.00079437 | 0.00019909 | 0 | 0 |  | 1 | TRUE | wye
85 | LV_296-16_0_4_load_83 | 121 | 0.004028 | 0.0010095 | 0 | 0 |  | 1 | TRUE | wye
86 | LV_296-16_0_4_load_86 | 124 | 0.0017453 | 0.00043741 | 0 | 0 |  | 1 | TRUE | wye
87 | LV_296-16_0_4_load_88 | 125 | 0.00089406 | 0.00022407 | 0 | 0 |  | 1 | TRUE | wye
88 | LV_296-16_0_4_load_89 | 126 | 0.005586 | 0.0014 | 0 | 0 |  | 1 | TRUE | wye
89 | LV_296-16_0_4_load_165 | 129 | 0.00077606 | 0.0001945 | 0 | 0 |  | 1 | TRUE | wye
90 | LV_296-16_0_4_load_162 | 130 | 0.0015562 | 0.00039001 | 0 | 0 |  | 1 | TRUE | wye
91 | LV_296-16_0_4_load_186 | 131 | 0.0009873 | 0.00024744 | 0 | 0 |  | 1 | TRUE | wye
92 | LV_296-16_0_4_load_171 | 132 | 0.0012812 | 0.00032109 | 0 | 0 |  | 1 | TRUE | wye
93 | LV_296-16_0_4_load_115 | 133 | 0.00092163 | 0.00023098 | 0 | 0 |  | 1 | TRUE | wye
94 | LV_296-16_0_4_load_101 | 135 | 0.00078914 | 0.00019778 | 0 | 0 |  | 1 | TRUE | wye
95 | LV_296-16_0_4_load_104 | 136 | 0.0032095 | 0.00080437 | 0 | 0 |  | 1 | TRUE | wye
96 | LV_296-16_0_4_load_99 | 137 | 0.0019936 | 0.00049966 | 0 | 0 |  | 1 | TRUE | wye
97 | LV_296-16_0_4_load_140 | 138 | 0.00095946 | 0.00024046 | 0 | 0 |  | 1 | TRUE | wye
98 | LV_296-16_0_4_load_98 | 139 | 0.0023451 | 0.00058773 | 0 | 0 |  | 1 | TRUE | wye
99 | LV_296-16_0_4_load_173 | 143 | 0.00015498 | 3.8841e-05 | 0 | 0 |  | 1 | TRUE | wye
100 | LV_296-16_0_4_load_117 | 144 | 0.00094865 | 0.00023775 | 0 | 0 |  | 1 | TRUE | wye
101 | LV_296-16_0_4_load_203 | 146 | 0.00012571 | 3.1505e-05 | 0 | 0 |  | 1 | TRUE | wye
102 | LV_296-16_0_4_load_121 | 147 | 0.00017822 | 4.4667e-05 | 0 | 0 |  | 1 | TRUE | wye
103 | LV_296-16_0_4_load_118 | 148 | 0.0025982 | 0.00065117 | 0 | 0 |  | 1 | TRUE | wye
104 | LV_296-16_0_4_load_105 | 149 | 0.0013667 | 0.00034253 | 0 | 0 |  | 1 | TRUE | wye
105 | LV_296-16_0_4_load_106 | 150 | 0.0049542 | 0.0012416 | 0 | 0 |  | 1 | TRUE | wye
106 | LV_296-16_0_4_load_110 | 152 | 0.0071803 | 0.0017996 | 0 | 0 |  | 1 | TRUE | wye
107 | LV_296-16_0_4_load_113 | 153 | 0.00083778 | 0.00020997 | 0 | 0 |  | 1 | TRUE | wye
108 | LV_296-16_0_4_load_114 | 154 | 0.0009675 | 0.00024248 | 0 | 0 |  | 1 | TRUE | wye
109 | LV_296-16_0_4_load_178 | 155 | 0.00098494 | 0.00024685 | 0 | 0 |  | 1 | TRUE | wye
110 | LV_296-16_0_4_load_208 | 156 | 0.0019188 | 0.00048091 | 0 | 0 |  | 1 | TRUE | wye
111 | LV_296-16_0_4_load_127 | 157 | 0.0022593 | 0.00056623 | 0 | 0 |  | 1 | TRUE | wye
112 | LV_296-16_0_4_load_128 | 158 | 0.0022625 | 0.00056704 | 0 | 0 |  | 1 | TRUE | wye
113 | LV_296-16_0_4_load_129 | 159 | 0.0022612 | 0.00056671 | 0 | 0 |  | 1 | TRUE | wye
114 | LV_296-16_0_4_load_130 | 160 | 0.0055564 | 0.0013926 | 0 | 0 |  | 1 | TRUE | wye
115 | LV_296-16_0_4_load_131 | 161 | 0.0036578 | 0.00091673 | 0 | 0 |  | 1 | TRUE | wye
116 | LV_296-16_0_4_load_161 | 162 | 0.0019712 | 0.00049402 | 0 | 0 |  | 1 | TRUE | wye
117 | LV_296-16_0_4_load_183 | 163 | 0.0012115 | 0.00030362 | 0 | 0 |  | 1 | TRUE | wye
118 | LV_296-16_0_4_load_160 | 164 | 0.002026 | 0.00050777 | 0 | 0 |  | 1 | TRUE | wye
119 | LV_296-16_0_4_load_184 | 165 | 0.0012117 | 0.00030369 | 0 | 0 |  | 1 | TRUE | wye
120 | LV_296-16_0_4_load_134 | 166 | 0.00059149 | 0.00014824 | 0 | 0 |  | 1 | TRUE | wye
121 | LV_296-16_0_4_load_182 | 168 | 0.0017134 | 0.00042941 | 0 | 0 |  | 1 | TRUE | wye
122 | LV_296-16_0_4_load_145 | 169 | 0.0011855 | 0.00029711 | 0 | 0 |  | 1 | TRUE | wye
123 | LV_296-16_0_4_load_201 | 170 | 0.0024312 | 0.00060933 | 0 | 0 |  | 1 | TRUE | wye
124 | LV_296-16_0_4_load_143 | 171 | 0.00091273 | 0.00022875 | 0 | 0 |  | 1 | TRUE | wye
125 | LV_296-16_0_4_load_144 | 172 | 0.00091273 | 0.00022875 | 0 | 0 |  | 1 | TRUE | wye
126 | LV_296-16_0_4_load_168 | 174 | 0.00091273 | 0.00022875 | 0 | 0 |  | 1 | TRUE | wye
127 | LV_296-16_0_4_load_192 | 175 | 0.00091314 | 0.00022885 | 0 | 0 |  | 1 | TRUE | wye
128 | LV_296-16_0_4_load_147 | 176 | 0.0033237 | 0.00083299 | 0 | 0 |  | 1 | TRUE | wye
129 | LV_296-16_0_4_load_148 | 177 | 0.0020692 | 0.00051858 | 0 | 0 |  | 1 | TRUE | wye
130 | LV_296-16_0_4_load_157 | 179 | 0.0020086 | 0.00050341 | 0 | 0 |  | 1 | TRUE | wye
131 | LV_296-16_0_4_load_159 | 180 | 0.0020105 | 0.00050389 | 0 | 0 |  | 1 | TRUE | wye
132 | LV_296-16_0_4_load_151 | 181 | 0.0038532 | 0.0009657 | 0 | 0 |  | 1 | TRUE | wye
133 | LV_296-16_0_4_load_152 | 182 | 0.0016209 | 0.00040622 | 0 | 0 |  | 1 | TRUE | wye
134 | LV_296-16_0_4_load_154 | 184 | 0.0016212 | 0.00040631 | 0 | 0 |  | 1 | TRUE | wye
135 | LV_296-16_0_4_load_155 | 185 | 0.0018971 | 0.00047546 | 0 | 0 |  | 1 | TRUE | wye
136 | LV_296-16_0_4_load_156 | 186 | 0.0046903 | 0.0011755 | 0 | 0 |  | 1 | TRUE | wye
137 | LV_296-16_0_4_load_189 | 187 | 0.003365 | 0.00084336 | 0 | 0 |  | 1 | TRUE | wye
138 | LV_296-16_0_4_load_195 | 188 | 0.0020943 | 0.00052487 | 0 | 0 |  | 1 | TRUE | wye
139 | LV_296-16_0_4_load_194 | 189 | 0.00099804 | 0.00025013 | 0 | 0 |  | 1 | TRUE | wye
140 | LV_296-16_0_4_load_190 | 190 | 0.0012674 | 0.00031764 | 0 | 0 |  | 1 | TRUE | wye
141 | LV_296-16_0_4_load_193 | 191 | 0.00099955 | 0.00025051 | 0 | 0 |  | 1 | TRUE | wye
142 | LV_296-16_0_4_load_158 | 192 | 0.0020095 | 0.00050364 | 0 | 0 |  | 1 | TRUE | wye
143 | LV_296-16_0_4_load_163 | 193 | 0.00072207 | 0.00018097 | 0 | 0 |  | 1 | TRUE | wye
144 | LV_296-16_0_4_load_196 | 194 | 0.001545 | 0.00038723 | 0 | 0 |  | 1 | TRUE | wye
145 | LV_296-16_0_4_load_197 | 195 | 0.00021906 | 5.4901e-05 | 0 | 0 |  | 1 | TRUE | wye
146 | LV_296-16_0_4_load_185 | 196 | 0.0036698 | 0.00091974 | 0 | 0 |  | 1 | TRUE | wye
147 | LV_296-16_0_4_load_202 | 197 | 0.001211 | 0.0003035 | 0 | 0 |  | 1 | TRUE | wye
148 | LV_296-16_0_4_load_187 | 198 | 0.0012614 | 0.00031615 | 0 | 0 |  | 1 | TRUE | wye
149 | LV_296-16_0_4_load_200 | 200 | 0.00049628 | 0.00012438 | 0 | 0 |  | 1 | TRUE | wye

## ext_grid
| name | bus | vm_pu | va_degree | slack_weight | in_service
0 |  | 16 | 1 | 0 | 1 | TRUE

## line
| name | std_type | from_bus | to_bus | length_km | r_ohm_per_km | x_ohm_per_km | c_nf_per_km | g_us_per_km | max_i_ka | df | parallel | type | in_service
0 | LV_296-16_0_4_line_0 |  | 0 | 1 | 0.0083637 | 0.125 | 0.08 | 261 | 0 | 0.364 | 1 | 1 | cs | TRUE
1 | LV_296-16_0_4_line_1 |  | 0 | 2 | 0.024352 | 0.125 | 0.08 | 261 | 0 | 0.364 | 1 | 1 | cs | TRUE
2 | LV_296-16_0_4_line_2 |  | 1 | 3 | 0.00062416 | 0.125 | 0.08 | 261 | 0 | 0.364 | 1 | 1 | cs | TRUE
3 | LV_296-16_0_4_line_3 |  | 2 | 4 | 0.03927 | 0.125 | 0.08 | 261 | 0 | 0.364 | 1 | 1 | cs | TRUE
4 | LV_296-16_0_4_line_4 |  | 3 | 5 | 0.033571 | 0.125 | 0.08 | 261 | 0 | 0.364 | 1 | 1 | cs | TRUE
5 | LV_296-16_0_4_line_5 |  | 3 | 6 | 0.009748 | 0.125 | 0.08 | 261 | 0 | 0.364 | 1 | 2 | cs | TRUE
6 | LV_296-16_0_4_line_6 |  | 4 | 7 | 0.046166 | 0.125 | 0.08 | 261 | 0 | 0.364 | 1 | 1 | cs | TRUE
7 | LV_296-16_0_4_line_7 |  | 5 | 8 | 0.0011383 | 0.125 | 0.08 | 261 | 0 | 0.364 | 1 | 1 | cs | TRUE
8 | LV_296-16_0_4_line_8 |  | 6 | 9 | 0.01733 | 0.125 | 0.08 | 261 | 0 | 0.364 | 1 | 2 | cs | TRUE
9 | LV_296-16_0_4_line_9 |  | 7 | 10 | 0.099672 | 0.125 | 0.08 | 261 | 0 | 0.364 | 1 | 1 | cs | TRUE
10 | LV_296-16_0_4_line_10 |  | 8 | 65 | 0.025128 | 0.125 | 0.08 | 261 | 0 | 0.364 | 1 | 1 | cs | TRUE
11 | LV_296-16_0_4_line_11 |  | 9 | 12 | 0.0045234 | 0.125 | 0.08 | 261 | 0 | 0.364 | 1 | 2 | cs | TRUE
12 | LV_296-16_0_4_line_12 |  | 10 | 11 | 0.03057 | 0.125 | 0.08 | 261 | 0 | 0.364 | 1 | 1 | cs | TRUE
13 | LV_296-16_0_4_line_13 |  | 12 | 13 | 0.017205 | 0.125 | 0.08 | 261 | 0 | 0.364 | 1 | 2 | cs | TRUE
14 | LV_296-16_0_4_line_14 |  | 13 | 14 | 0.011094 | 0.125 | 0.08 | 261 | 0 | 0.364 | 1 | 2 | cs | TRUE
15 | LV_296-16_0_4_line_15 |  | 13 | 15 | 0.010453 | 0.125 | 0.08 | 261 | 0 | 0.364 | 1 | 1 | cs | TRUE
16 | LV_296-16_0_4_line_16 |  | 14 | 16 | 0.0072216 | 0.125 | 0.08 | 261 | 0 | 0.364 | 1 | 2 | cs | TRUE
17 | LV_296-16_0_4_line_17 |  | 15 | 17 | 0.0095576 | 0.125 | 0.08 | 261 | 0 | 0.364 | 1 | 1 | cs | TRUE
18 | LV_296-16_0_4_line_18 |  | 16 | 63 | 0.019978 | 0.125 | 0.08 | 261 | 0 | 0.364 | 1 | 2 | cs | TRUE
19 | LV_296-16_0_4_line_19 |  | 17 | 68 | 0.011919 | 0.125 | 0.08 | 261 | 0 | 0.364 | 1 | 1 | cs | TRUE
20 | LV_296-16_0_4_line_20 |  | 18 | 19 | 0.013476 | 0.125 | 0.08 | 261 | 0 | 0.364 | 1 | 1 | cs | TRUE
21 | LV_296-16_0_4_line_21 |  | 18 | 20 | 0.00031686 | 0.125 | 0.08 | 261 | 0 | 0.364 | 1 | 1 | cs | TRUE
22 | LV_296-16_0_4_line_22 |  | 19 | 21 | 0.02454 | 0.125 | 0.08 | 261 | 0 | 0.364 | 1 | 1 | cs | TRUE
23 | LV_296-16_0_4_line_23 |  | 21 | 22 | 0.014268 | 0.125 | 0.08 | 261 | 0 | 0.364 | 1 | 1 | cs | TRUE
24 | LV_296-16_0_4_line_24 |  | 22 | 23 | 0.002739 | 0.125 | 0.08 | 261 | 0 | 0.364 | 1 | 1 | cs | TRUE
25 | LV_296-16_0_4_line_25 |  | 23 | 27 | 0.0091854 | 0.125 | 0.08 | 261 | 0 | 0.364 | 1 | 1 | cs | TRUE
26 | LV_296-16_0_4_line_26 |  | 24 | 25 | 0.022466 | 0.125 | 0.08 | 261 | 0 | 0.364 | 1 | 1 | cs | TRUE
27 | LV_296-16_0_4_line_27 |  | 24 | 26 | 0.025862 | 0.125 | 0.08 | 261 | 0 | 0.364 | 1 | 1 | cs | TRUE
28 | LV_296-16_0_4_line_28 |  | 25 | 196 | 0.041051 | 0.125 | 0.08 | 261 | 0 | 0.364 | 1 | 1 | cs | TRUE
29 | LV_296-16_0_4_line_29 |  | 25 | 27 | 0.008778 | 0.125 | 0.08 | 261 | 0 | 0.364 | 1 | 1 | cs | TRUE
30 | LV_296-16_0_4_line_30 |  | 26 | 66 | 0.021615 | 0.125 | 0.08 | 261 | 0 | 0.364 | 1 | 1 | cs | TRUE
31 | LV_296-16_0_4_line_31 |  | 28 | 29 | 0.0022349 | 0.125 | 0.08 | 261 | 0 | 0.364 | 1 | 1 | cs | TRUE
32 | LV_296-16_0_4_line_32 |  | 28 | 30 | 0.019651 | 0.125 | 0.08 | 261 | 0 | 0.364 | 1 | 1 | cs | TRUE
33 | LV_296-16_0_4_line_33 |  | 30 | 31 | 0.012466 | 0.125 | 0.08 | 261 | 0 | 0.364 | 1 | 1 | cs | TRUE
34 | LV_296-16_0_4_line_34 |  | 31 | 32 | 0.054249 | 0.125 | 0.08 | 261 | 0 | 0.364 | 1 | 1 | cs | TRUE
35 | LV_296-16_0_4_line_35 |  | 32 | 35 | 0.099382 | 0.125 | 0.08 | 261 | 0 | 0.364 | 1 | 1 | cs | TRUE
36 | LV_296-16_0_4_line_36 |  | 33 | 34 | 0.022625 | 0.125 | 0.08 | 261 | 0 | 0.364 | 1 | 1 | cs | TRUE
37 | LV_296-16_0_4_line_37 |  | 34 | 36 | 0.0029826 | 0.125 | 0.08 | 261 | 0 | 0.364 | 1 | 1 | cs | TRUE
38 | LV_296-16_0_4_line_38 |  | 35 | 37 | 0.070986 | 0.125 | 0.08 | 261 | 0 | 0.364 | 1 | 1 | cs | TRUE
39 | LV_296-16_0_4_line_39 |  | 35 | 38 | 0.16234 | 0.125 | 0.08 | 261 | 0 | 0.364 | 1 | 1 | cs | TRUE
40 | LV_296-16_0_4_line_40 |  | 36 | 166 | 0.019475 | 0.125 | 0.08 | 261 | 0 | 0.364 | 1 | 1 | cs | TRUE
41 | LV_296-16_0_4_line_41 |  | 37 | 39 | 0.018409 | 0.125 | 0.08 | 261 | 0 | 0.364 | 1 | 1 | cs | TRUE
42 | LV_296-16_0_4_line_42 |  | 37 | 40 | 0.019962 | 0.125 | 0.08 | 261 | 0 | 0.364 | 1 | 1 | cs | TRUE
43 | LV_296-16_0_4_line_43 |  | 38 | 44 | 0.005033 | 0.125 | 0.08 | 261 | 0 | 0.364 | 1 | 1 | cs | TRUE
44 | LV_296-16_0_4_line_44 |  | 38 | 45 | 0.0059467 | 0.125 | 0.08 | 261 | 0 | 0.364 | 1 | 1 | cs | TRUE
45 | LV_296-16_0_4_line_45 |  | 39 | 195 | 0.077345 | 0.125 | 0.08 | 261 | 0 | 0.364 | 1 | 1 | cs | TRUE
46 | LV_296-16_0_4_line_46 |  | 40 | 166 | 0.025794 | 0.125 | 0.08 | 261 | 0 | 0.364 | 1 | 1 | cs | TRUE
47 | LV_296-16_0_4_line_47 |  | 41 | 42 | 0.011336 | 0.125 | 0.08 | 261 | 0 | 0.364 | 1 | 1 | cs | TRUE
48 | LV_296-16_0_4_line_48 |  | 41 | 43 | 0.044065 | 0.125 | 0.08 | 261 | 0 | 0.364 | 1 | 1 | cs | TRUE
49 | LV_296-16_0_4_line_49 |  | 43 | 47 | 0.011057 | 0.125 | 0.08 | 261 | 0 | 0.364 | 1 | 1 | cs | TRUE
50 | LV_296-16_0_4_line_50 |  | 43 | 46 | 0.030005 | 0.125 | 0.08 | 261 | 0 | 0.364 | 1 | 1 | cs | TRUE
51 | LV_296-16_0_4_line_51 |  | 45 | 143 | 0.02749 | 0.125 | 0.08 | 261 | 0 | 0.364 | 1 | 1 | cs | TRUE
52 | LV_296-16_0_4_line_52 |  | 47 | 48 | 0.00014256 | 0.125 | 0.08 | 261 | 0 | 0.364 | 1 | 1 | cs | TRUE
53 | LV_296-16_0_4_line_53 |  | 48 | 49 | 0.020078 | 0.125 | 0.08 | 261 | 0 | 0.364 | 1 | 1 | cs | TRUE
54 | LV_296-16_0_4_line_54 |  | 49 | 145 | 0.029951 | 0.125 | 0.08 | 261 | 0 | 0.364 | 1 | 1 | cs | TRUE
55 | LV_296-16_0_4_line_55 |  | 50 | 51 | 0.058506 | 0.125 | 0.08 | 261 | 0 | 0.364 | 1 | 1 | cs | TRUE
56 | LV_296-16_0_4_line_56 |  | 50 | 52 | 0.020419 | 0.125 | 0.08 | 261 | 0 | 0.364 | 1 | 1 | cs | TRUE
57 | LV_296-16_0_4_line_57 |  | 51 | 53 | 0.029499 | 0.125 | 0.08 | 261 | 0 | 0.364 | 1 | 1 | cs | TRUE
58 | LV_296-16_0_4_line_58 |  | 52 | 156 | 0.0091038 | 0.125 | 0.08 | 261 | 0 | 0.364 | 1 | 1 | cs | TRUE
59 | LV_296-16_0_4_line_59 |  | 53 | 118 | 0.050994 | 0.125 | 0.08 | 261 | 0 | 0.364 | 1 | 1 | cs | TRUE
60 | LV_296-16_0_4_line_60 |  | 54 | 55 | 0.031016 | 0.125 | 0.08 | 261 | 0 | 0.364 | 1 | 1 | cs | TRUE
61 | LV_296-16_0_4_line_61 |  | 55 | 147 | 0.044851 | 0.125 | 0.08 | 261 | 0 | 0.364 | 1 | 1 | cs | TRUE
62 | LV_296-16_0_4_line_62 |  | 55 | 151 | 0.067278 | 0.125 | 0.08 | 261 | 0 | 0.364 | 1 | 1 | cs | TRUE
63 | LV_296-16_0_4_line_63 |  | 56 | 57 | 0.022377 | 0.125 | 0.08 | 261 | 0 | 0.364 | 1 | 1 | cs | TRUE
64 | LV_296-16_0_4_line_64 |  | 56 | 58 | 6.8903e-05 | 0.125 | 0.08 | 261 | 0 | 0.364 | 1 | 1 | cs | TRUE
65 | LV_296-16_0_4_line_65 |  | 57 | 59 | 0.0023643 | 0.125 | 0.08 | 261 | 0 | 0.364 | 1 | 2 | cs | TRUE
66 | LV_296-16_0_4_line_66 |  | 57 | 60 | 0.014283 | 0.125 | 0.08 | 261 | 0 | 0.364 | 1 | 2 | cs | TRUE
67 | LV_296-16_0_4_line_67 |  | 59 | 61 | 0.0038936 | 0.125 | 0.08 | 261 | 0 | 0.364 | 1 | 2 | cs | TRUE
68 | LV_296-16_0_4_line_68 |  | 60 | 62 | 0.0092216 | 0.125 | 0.08 | 261 | 0 | 0.364 | 1 | 2 | cs | TRUE
69 | LV_296-16_0_4_line_69 |  | 61 | 63 | 0.013356 | 0.125 | 0.08 | 261 | 0 | 0.364 | 1 | 2 | cs | TRUE
70 | LV_296-16_0_4_line_70 |  | 62 | 64 | 0.010082 | 0.125 | 0.08 | 261 | 0 | 0.364 | 1 | 1 | cs | TRUE
71 | LV_296-16_0_4_line_71 |  | 64 | 76 | 0.0073211 | 0.125 | 0.08 | 261 | 0 | 0.364 | 1 | 1 | cs | TRUE
72 | LV_296-16_0_4_line_72 |  | 64 | 74 | 0.018553 | 0.125 | 0.08 | 261 | 0 | 0.364 | 1 | 1 | cs | TRUE
73 | LV_296-16_0_4_line_73 |  | 65 | 173 | 0.031822 | 0.125 | 0.08 | 261 | 0 | 0.364 | 1 | 1 | cs | TRUE
74 | LV_296-16_0_4_line_74 |  | 66 | 67 | 0.015708 | 0.125 | 0.08 | 261 | 0 | 0.364 | 1 | 1 | cs | TRUE
75 | LV_296-16_0_4_line_75 |  | 67 | 138 | 0.034169 | 0.125 | 0.08 | 261 | 0 | 0.364 | 1 | 1 | cs | TRUE
76 | LV_296-16_0_4_line_76 |  | 68 | 134 | 0.010263 | 0.125 | 0.08 | 261 | 0 | 0.364 | 1 | 1 | cs | TRUE
77 | LV_296-16_0_4_line_77 |  | 69 | 70 | 0.11887 | 0.125 | 0.08 | 261 | 0 | 0.364 | 1 | 1 | cs | TRUE
78 | LV_296-16_0_4_line_78 |  | 69 | 71 | 0.025429 | 0.125 | 0.08 | 261 | 0 | 0.364 | 1 | 1 | cs | TRUE
79 | LV_296-16_0_4_line_79 |  | 70 | 72 | 0.0012238 | 0.125 | 0.08 | 261 | 0 | 0.364 | 1 | 1 | cs | TRUE
80 | LV_296-16_0_4_line_80 |  | 71 | 73 | 0.038606 | 0.125 | 0.08 | 261 | 0 | 0.364 | 1 | 1 | cs | TRUE
81 | LV_296-16_0_4_line_81 |  | 72 | 114 | 0.04993 | 0.125 | 0.08 | 261 | 0 | 0.364 | 1 | 1 | cs | TRUE
82 | LV_296-16_0_4_line_82 |  | 73 | 102 | 0.035305 | 0.125 | 0.08 | 261 | 0 | 0.364 | 1 | 1 | cs | TRUE
83 | LV_296-16_0_4_line_83 |  | 74 | 75 | 0.015589 | 0.125 | 0.08 | 261 | 0 | 0.364 | 1 | 1 | cs | TRUE
84 | LV_296-16_0_4_line_84 |  | 75 | 81 | 0.01755 | 0.125 | 0.08 | 261 | 0 | 0.364 | 1 | 1 | cs | TRUE
85 | LV_296-16_0_4_line_85 |  | 75 | 82 | 0.015746 | 0.125 | 0.08 | 261 | 0 | 0.364 | 1 | 1 | cs | TRUE
86 | LV_296-16_0_4_line_86 |  | 76 | 77 | 0.0095557 | 0.125 | 0.08 | 261 | 0 | 0.364 | 1 | 1 | cs | TRUE
87 | LV_296-16_0_4_line_87 |  | 77 | 78 | 0.024445 | 0.125 | 0.08 | 261 | 0 | 0.364 | 1 | 1 | cs | TRUE
88 | LV_296-16_0_4_line_88 |  | 78 | 79 | 0.002672 | 0.125 | 0.08 | 261 | 0 | 0.364 | 1 | 1 | cs | TRUE
89 | LV_296-16_0_4_line_89 |  | 79 | 80 | 0.00062504 | 0.125 | 0.08 | 261 | 0 | 0.364 | 1 | 1 | cs | TRUE
90 | LV_296-16_0_4_line_90 |  | 80 | 83 | 0.0063854 | 0.125 | 0.08 | 261 | 0 | 0.364 | 1 | 1 | cs | TRUE
91 | LV_296-16_0_4_line_91 |  | 81 | 89 | 0.022735 | 0.125 | 0.08 | 261 | 0 | 0.364 | 1 | 1 | cs | TRUE
92 | LV_296-16_0_4_line_92 |  | 82 | 150 | 0.0049269 | 0.125 | 0.08 | 261 | 0 | 0.364 | 1 | 1 | cs | TRUE
93 | LV_296-16_0_4_line_93 |  | 84 | 85 | 0.011464 | 0.125 | 0.08 | 261 | 0 | 0.364 | 1 | 1 | cs | TRUE
94 | LV_296-16_0_4_line_94 |  | 84 | 86 | 0.0088757 | 0.125 | 0.08 | 261 | 0 | 0.364 | 1 | 1 | cs | TRUE
95 | LV_296-16_0_4_line_95 |  | 85 | 87 | 0.0029188 | 0.125 | 0.08 | 261 | 0 | 0.364 | 1 | 1 | cs | TRUE
96 | LV_296-16_0_4_line_96 |  | 87 | 88 | 0.01447 | 0.125 | 0.08 | 261 | 0 | 0.364 | 1 | 1 | cs | TRUE
97 | LV_296-16_0_4_line_97 |  | 88 | 91 | 0.03233 | 0.125 | 0.08 | 261 | 0 | 0.364 | 1 | 1 | cs | TRUE
98 | LV_296-16_0_4_line_98 |  | 88 | 92 | 0.0056158 | 0.125 | 0.08 | 261 | 0 | 0.364 | 1 | 1 | cs | TRUE
99 | LV_296-16_0_4_line_99 |  | 89 | 90 | 0.009372 | 0.125 | 0.08 | 261 | 0 | 0.364 | 1 | 1 | cs | TRUE
100 | LV_296-16_0_4_line_100 |  | 90 | 93 | 0.031022 | 0.125 | 0.08 | 261 | 0 | 0.364 | 1 | 1 | cs | TRUE
101 | LV_296-16_0_4_line_101 |  | 91 | 104 | 0.01043 | 0.125 | 0.08 | 261 | 0 | 0.364 | 1 | 1 | cs | TRUE
102 | LV_296-16_0_4_line_102 |  | 92 | 105 | 0.01936 | 0.125 | 0.08 | 261 | 0 | 0.364 | 1 | 1 | cs | TRUE
103 | LV_296-16_0_4_line_103 |  | 93 | 133 | 0.0059972 | 0.125 | 0.08 | 261 | 0 | 0.364 | 1 | 1 | cs | TRUE
104 | LV_296-16_0_4_line_104 |  | 94 | 95 | 0.016153 | 0.125 | 0.08 | 261 | 0 | 0.364 | 1 | 1 | cs | TRUE
105 | LV_296-16_0_4_line_105 |  | 94 | 96 | 0.00064698 | 0.125 | 0.08 | 261 | 0 | 0.364 | 1 | 1 | cs | TRUE
106 | LV_296-16_0_4_line_106 |  | 95 | 97 | 0.00021752 | 0.125 | 0.08 | 261 | 0 | 0.364 | 1 | 1 | cs | TRUE
107 | LV_296-16_0_4_line_107 |  | 96 | 98 | 0.0156 | 0.125 | 0.08 | 261 | 0 | 0.364 | 1 | 1 | cs | TRUE
108 | LV_296-16_0_4_line_108 |  | 97 | 99 | 0.0049565 | 0.125 | 0.08 | 261 | 0 | 0.364 | 1 | 1 | cs | TRUE
109 | LV_296-16_0_4_line_109 |  | 98 | 100 | 0.0076399 | 0.125 | 0.08 | 261 | 0 | 0.364 | 1 | 1 | cs | TRUE
110 | LV_296-16_0_4_line_110 |  | 99 | 101 | 0.011184 | 0.125 | 0.08 | 261 | 0 | 0.364 | 1 | 1 | cs | TRUE
111 | LV_296-16_0_4_line_111 |  | 100 | 102 | 0.0085087 | 0.125 | 0.08 | 261 | 0 | 0.364 | 1 | 1 | cs | TRUE
112 | LV_296-16_0_4_line_112 |  | 101 | 103 | 0.01262 | 0.125 | 0.08 | 261 | 0 | 0.364 | 1 | 1 | cs | TRUE
113 | LV_296-16_0_4_line_113 |  | 103 | 104 | 0.0038898 | 0.125 | 0.08 | 261 | 0 | 0.364 | 1 | 1 | cs | TRUE
114 | LV_296-16_0_4_line_114 |  | 105 | 106 | 0.010214 | 0.125 | 0.08 | 261 | 0 | 0.364 | 1 | 1 | cs | TRUE
115 | LV_296-16_0_4_line_115 |  | 105 | 107 | 0.009695 | 0.125 | 0.08 | 261 | 0 | 0.364 | 1 | 1 | cs | TRUE
116 | LV_296-16_0_4_line_116 |  | 106 | 108 | 0.026002 | 0.125 | 0.08 | 261 | 0 | 0.364 | 1 | 1 | cs | TRUE
117 | LV_296-16_0_4_line_117 |  | 107 | 109 | 0.013136 | 0.125 | 0.08 | 261 | 0 | 0.364 | 1 | 1 | cs | TRUE
118 | LV_296-16_0_4_line_118 |  | 108 | 110 | 0.025921 | 0.125 | 0.08 | 261 | 0 | 0.364 | 1 | 1 | cs | TRUE
119 | LV_296-16_0_4_line_119 |  | 109 | 111 | 0.016774 | 0.125 | 0.08 | 261 | 0 | 0.364 | 1 | 1 | cs | TRUE
120 | LV_296-16_0_4_line_120 |  | 110 | 153 | 0.012291 | 0.125 | 0.08 | 261 | 0 | 0.364 | 1 | 1 | cs | TRUE
121 | LV_296-16_0_4_line_121 |  | 110 | 154 | 0.016564 | 0.125 | 0.08 | 261 | 0 | 0.364 | 1 | 1 | cs | TRUE
122 | LV_296-16_0_4_line_122 |  | 111 | 115 | 0.022325 | 0.125 | 0.08 | 261 | 0 | 0.364 | 1 | 1 | cs | TRUE
123 | LV_296-16_0_4_line_123 |  | 112 | 113 | 0.018408 | 0.125 | 0.08 | 261 | 0 | 0.364 | 1 | 1 | cs | TRUE
124 | LV_296-16_0_4_line_124 |  | 113 | 125 | 0.00089363 | 0.125 | 0.08 | 261 | 0 | 0.364 | 1 | 1 | cs | TRUE
125 | LV_296-16_0_4_line_125 |  | 114 | 128 | 0.22008 | 0.125 | 0.08 | 261 | 0 | 0.364 | 1 | 1 | cs | TRUE
126 | LV_296-16_0_4_line_126 |  | 115 | 116 | 0.004472 | 0.125 | 0.08 | 261 | 0 | 0.364 | 1 | 1 | cs | TRUE
127 | LV_296-16_0_4_line_127 |  | 115 | 117 | 0.027287 | 0.125 | 0.08 | 261 | 0 | 0.364 | 1 | 1 | cs | TRUE
128 | LV_296-16_0_4_line_128 |  | 116 | 118 | 0.006021 | 0.125 | 0.08 | 261 | 0 | 0.364 | 1 | 1 | cs | TRUE
129 | LV_296-16_0_4_line_129 |  | 116 | 119 | 0.0074587 | 0.125 | 0.08 | 261 | 0 | 0.364 | 1 | 1 | cs | TRUE
130 | LV_296-16_0_4_line_130 |  | 119 | 120 | 0.016048 | 0.125 | 0.08 | 261 | 0 | 0.364 | 1 | 1 | cs | TRUE
131 | LV_296-16_0_4_line_131 |  | 120 | 132 | 0.022024 | 0.125 | 0.08 | 261 | 0 | 0.364 | 1 | 1 | cs | TRUE
132 | LV_296-16_0_4_line_132 |  | 121 | 122 | 0.020652 | 0.125 | 0.08 | 261 | 0 | 0.364 | 1 | 1 | cs | TRUE
133 | LV_296-16_0_4_line_133 |  | 121 | 123 | 0.0049029 | 0.125 | 0.08 | 261 | 0 | 0.364 | 1 | 1 | cs | TRUE
134 | LV_296-16_0_4_line_134 |  | 122 | 124 | 0.019945 | 0.125 | 0.08 | 261 | 0 | 0.364 | 1 | 1 | cs | TRUE
135 | LV_296-16_0_4_line_135 |  | 123 | 125 | 0.028374 | 0.125 | 0.08 | 261 | 0 | 0.364 | 1 | 1 | cs | TRUE
136 | LV_296-16_0_4_line_136 |  | 123 | 126 | 0.024242 | 0.125 | 0.08 | 261 | 0 | 0.364 | 1 | 1 | cs | TRUE
137 | LV_296-16_0_4_line_137 |  | 124 | 127 | 0.0047296 | 0.125 | 0.08 | 261 | 0 | 0.364 | 1 | 1 | cs | TRUE
138 | LV_296-16_0_4_line_138 |  | 127 | 129 | 0.011655 | 0.125 | 0.08 | 261 | 0 | 0.364 | 1 | 1 | cs | TRUE
139 | LV_296-16_0_4_line_139 |  | 127 | 130 | 0.015955 | 0.125 | 0.08 | 261 | 0 | 0.364 | 1 | 1 | cs | TRUE
140 | LV_296-16_0_4_line_140 |  | 128 | 131 | 0.023159 | 0.125 | 0.08 | 261 | 0 | 0.364 | 1 | 1 | cs | TRUE
141 | LV_296-16_0_4_line_141 |  | 129 | 194 | 0.01484 | 0.125 | 0.08 | 261 | 0 | 0.364 | 1 | 1 | cs | TRUE
142 | LV_296-16_0_4_line_142 |  | 130 | 193 | 0.00037589 | 0.125 | 0.08 | 261 | 0 | 0.364 | 1 | 1 | cs | TRUE
143 | LV_296-16_0_4_line_143 |  | 131 | 198 | 0.015786 | 0.125 | 0.08 | 261 | 0 | 0.364 | 1 | 1 | cs | TRUE
144 | LV_296-16_0_4_line_144 |  | 132 | 194 | 0.017284 | 0.125 | 0.08 | 261 | 0 | 0.364 | 1 | 1 | cs | TRUE
145 | LV_296-16_0_4_line_145 |  | 133 | 153 | 0.013818 | 0.125 | 0.08 | 261 | 0 | 0.364 | 1 | 1 | cs | TRUE
146 | LV_296-16_0_4_line_146 |  | 134 | 135 | 0.0060883 | 0.125 | 0.08 | 261 | 0 | 0.364 | 1 | 1 | cs | TRUE
147 | LV_296-16_0_4_line_147 |  | 134 | 136 | 0.020778 | 0.125 | 0.08 | 261 | 0 | 0.364 | 1 | 1 | cs | TRUE
148 | LV_296-16_0_4_line_148 |  | 135 | 137 | 0.012562 | 0.125 | 0.08 | 261 | 0 | 0.364 | 1 | 1 | cs | TRUE
149 | LV_296-16_0_4_line_149 |  | 137 | 139 | 0.011852 | 0.125 | 0.08 | 261 | 0 | 0.364 | 1 | 1 | cs | TRUE
150 | LV_296-16_0_4_line_150 |  | 138 | 167 | 0.0042411 | 0.125 | 0.08 | 261 | 0 | 0.364 | 1 | 1 | cs | TRUE
151 | LV_296-16_0_4_line_151 |  | 139 | 140 | 0.042183 | 0.125 | 0.08 | 261 | 0 | 0.364 | 1 | 1 | cs | TRUE
152 | LV_296-16_0_4_line_152 |  | 140 | 141 | 0.18173 | 0.125 | 0.08 | 261 | 0 | 0.364 | 1 | 1 | cs | TRUE
153 | LV_296-16_0_4_line_153 |  | 140 | 142 | 0.057652 | 0.125 | 0.08 | 261 | 0 | 0.364 | 1 | 1 | cs | TRUE
154 | LV_296-16_0_4_line_154 |  | 141 | 143 | 0.2026 | 0.125 | 0.08 | 261 | 0 | 0.364 | 1 | 1 | cs | TRUE
155 | LV_296-16_0_4_line_155 |  | 142 | 144 | 0.013926 | 0.125 | 0.08 | 261 | 0 | 0.364 | 1 | 1 | cs | TRUE
156 | LV_296-16_0_4_line_156 |  | 144 | 148 | 0.021504 | 0.125 | 0.08 | 261 | 0 | 0.364 | 1 | 1 | cs | TRUE
157 | LV_296-16_0_4_line_157 |  | 145 | 146 | 0.041723 | 0.125 | 0.08 | 261 | 0 | 0.364 | 1 | 1 | cs | TRUE
158 | LV_296-16_0_4_line_158 |  | 145 | 147 | 0.033977 | 0.125 | 0.08 | 261 | 0 | 0.364 | 1 | 1 | cs | TRUE
159 | LV_296-16_0_4_line_159 |  | 149 | 150 | 0.0036115 | 0.125 | 0.08 | 261 | 0 | 0.364 | 1 | 1 | cs | TRUE
160 | LV_296-16_0_4_line_160 |  | 149 | 151 | 0.021339 | 0.125 | 0.08 | 261 | 0 | 0.364 | 1 | 1 | cs | TRUE
161 | LV_296-16_0_4_line_161 |  | 151 | 152 | 0.022003 | 0.125 | 0.08 | 261 | 0 | 0.364 | 1 | 1 | cs | TRUE
162 | LV_296-16_0_4_line_162 |  | 154 | 155 | 0.00015502 | 0.125 | 0.08 | 261 | 0 | 0.364 | 1 | 1 | cs | TRUE
163 | LV_296-16_0_4_line_163 |  | 157 | 158 | 0.00017352 | 0.125 | 0.08 | 261 | 0 | 0.364 | 1 | 1 | cs | TRUE
164 | LV_296-16_0_4_line_164 |  | 157 | 159 | 0.00017084 | 0.125 | 0.08 | 261 | 0 | 0.364 | 1 | 1 | cs | TRUE
165 | LV_296-16_0_4_line_165 |  | 158 | 160 | 0.0059024 | 0.125 | 0.08 | 261 | 0 | 0.364 | 1 | 1 | cs | TRUE
166 | LV_296-16_0_4_line_166 |  | 159 | 161 | 0.0088122 | 0.125 | 0.08 | 261 | 0 | 0.364 | 1 | 1 | cs | TRUE
167 | LV_296-16_0_4_line_167 |  | 160 | 162 | 0.013793 | 0.125 | 0.08 | 261 | 0 | 0.364 | 1 | 1 | cs | TRUE
168 | LV_296-16_0_4_line_168 |  | 161 | 163 | 0.021109 | 0.125 | 0.08 | 261 | 0 | 0.364 | 1 | 1 | cs | TRUE
169 | LV_296-16_0_4_line_169 |  | 162 | 164 | 0.00036985 | 0.125 | 0.08 | 261 | 0 | 0.364 | 1 | 1 | cs | TRUE
170 | LV_296-16_0_4_line_170 |  | 163 | 165 | 0.00016813 | 0.125 | 0.08 | 261 | 0 | 0.364 | 1 | 1 | cs | TRUE
171 | LV_296-16_0_4_line_171 |  | 164 | 192 | 0.0087151 | 0.125 | 0.08 | 261 | 0 | 0.364 | 1 | 1 | cs | TRUE
172 | LV_296-16_0_4_line_172 |  | 165 | 196 | 0.0070567 | 0.125 | 0.08 | 261 | 0 | 0.364 | 1 | 1 | cs | TRUE
173 | LV_296-16_0_4_line_173 |  | 167 | 168 | 0.021328 | 0.125 | 0.08 | 261 | 0 | 0.364 | 1 | 1 | cs | TRUE
174 | LV_296-16_0_4_line_174 |  | 167 | 169 | 0.015328 | 0.125 | 0.08 | 261 | 0 | 0.364 | 1 | 1 | cs | TRUE
175 | LV_296-16_0_4_line_175 |  | 168 | 170 | 0.016479 | 0.125 | 0.08 | 261 | 0 | 0.364 | 1 | 1 | cs | TRUE
176 | LV_296-16_0_4_line_176 |  | 169 | 171 | 0.010865 | 0.125 | 0.08 | 261 | 0 | 0.364 | 1 | 1 | cs | TRUE
177 | LV_296-16_0_4_line_177 |  | 170 | 197 | 0.017977 | 0.125 | 0.08 | 261 | 0 | 0.364 | 1 | 1 | cs | TRUE
178 | LV_296-16_0_4_line_178 |  | 171 | 172 | 0.0058894 | 0.125 | 0.08 | 261 | 0 | 0.364 | 1 | 1 | cs | TRUE
179 | LV_296-16_0_4_line_179 |  | 172 | 173 | 0.016058 | 0.125 | 0.08 | 261 | 0 | 0.364 | 1 | 1 | cs | TRUE
180 | LV_296-16_0_4_line_180 |  | 173 | 174 | 0.011836 | 0.125 | 0.08 | 261 | 0 | 0.364 | 1 | 1 | cs | TRUE
181 | LV_296-16_0_4_line_181 |  | 174 | 175 | 7.2286e-06 | 0.125 | 0.08 | 261 | 0 | 0.364 | 1 | 1 | cs | TRUE
182 | LV_296-16_0_4_line_182 |  | 175 | 191 | 0.021497 | 0.125 | 0.08 | 261 | 0 | 0.364 | 1 | 1 | cs | TRUE
183 | LV_296-16_0_4_line_183 |  | 176 | 177 | 0.0087284 | 0.125 | 0.08 | 261 | 0 | 0.364 | 1 | 1 | cs | TRUE
184 | LV_296-16_0_4_line_184 |  | 177 | 178 | 0.020144 | 0.125 | 0.08 | 261 | 0 | 0.364 | 1 | 1 | cs | TRUE
185 | LV_296-16_0_4_line_185 |  | 178 | 179 | 0.013344 | 0.125 | 0.08 | 261 | 0 | 0.364 | 1 | 1 | cs | TRUE
186 | LV_296-16_0_4_line_186 |  | 179 | 180 | 0.00037039 | 0.125 | 0.08 | 261 | 0 | 0.364 | 1 | 1 | cs | TRUE
187 | LV_296-16_0_4_line_187 |  | 180 | 192 | 0.00047052 | 0.125 | 0.08 | 261 | 0 | 0.364 | 1 | 1 | cs | TRUE
188 | LV_296-16_0_4_line_188 |  | 181 | 182 | 0.011785 | 0.125 | 0.08 | 261 | 0 | 0.364 | 1 | 1 | cs | TRUE
189 | LV_296-16_0_4_line_189 |  | 181 | 183 | 0.016925 | 0.125 | 0.08 | 261 | 0 | 0.364 | 1 | 1 | cs | TRUE
190 | LV_296-16_0_4_line_190 |  | 182 | 184 | 0.00056735 | 0.125 | 0.08 | 261 | 0 | 0.364 | 1 | 1 | cs | TRUE
191 | LV_296-16_0_4_line_191 |  | 183 | 185 | 0.012602 | 0.125 | 0.08 | 261 | 0 | 0.364 | 1 | 1 | cs | TRUE
192 | LV_296-16_0_4_line_192 |  | 183 | 186 | 0.0035235 | 0.125 | 0.08 | 261 | 0 | 0.364 | 1 | 1 | cs | TRUE
193 | LV_296-16_0_4_line_193 |  | 184 | 187 | 0.010214 | 0.125 | 0.08 | 261 | 0 | 0.364 | 1 | 1 | cs | TRUE
194 | LV_296-16_0_4_line_194 |  | 185 | 188 | 0.020618 | 0.125 | 0.08 | 261 | 0 | 0.364 | 1 | 1 | cs | TRUE
195 | LV_296-16_0_4_line_195 |  | 186 | 189 | 0.018372 | 0.125 | 0.08 | 261 | 0 | 0.364 | 1 | 1 | cs | TRUE
196 | LV_296-16_0_4_line_196 |  | 187 | 190 | 0.047038 | 0.125 | 0.08 | 261 | 0 | 0.364 | 1 | 1 | cs | TRUE
197 | LV_296-16_0_4_line_197 |  | 189 | 191 | 0.0060188 | 0.125 | 0.08 | 261 | 0 | 0.364 | 1 | 1 | cs | TRUE
198 | LV_296-16_0_4_line_198 |  | 195 | 199 | 0.095195 | 0.125 | 0.08 | 261 | 0 | 0.364 | 1 | 1 | cs | TRUE
199 | LV_296-16_0_4_line_199 |  | 199 | 200 | 0.030496 | 0.125 | 0.08 | 261 | 0 | 0.364 | 1 | 1 | cs | TRUE

## trafo
| name | std_type | hv_bus | lv_bus | sn_mva | vn_hv_kv | vn_lv_kv | vk_percent | vkr_percent | pfe_kw | i0_percent | shift_degree | tap_side | tap_neutral | tap_min | tap_max | tap_step_percent | tap_step_degree | tap_pos | tap_phase_shifter | parallel | df | in_service
0 | LV_296-16_0_4_trafo_43 | 0.63 MVA 20/0.4 kV | 201 | 16 | 0.63 | 20 | 0.4 | 6 | 1.206 | 1.65 | 0.2619 | 150 | hv | 0 | -2 | 2 | 2.5 | 0 | 0 | FALSE | 1 | 1 | TRUE

## line_geodata
| x0 | y0 | x1 | y1 | x2 | y2 | x3 | y3 | x4 | y4 | x5 | y5 | x6 | y6 | x7 | y7 | x8 | y8 | x9 | y9 | x10 | y10 | x11 | y11 | x12 | y12 | x13 | y13 | x14 | y14 | x15 | y15 | x16 | y16 | x17 | y17 | x18 | y18 | x19 | y19 | x20 | y20 | x21 | y21 | x22 | y22
0 | 2694864.1428 | 1251932.9926 | 2694871.6031 | 1251936.7735
1 | 2694864.1428 | 1251932.9926 | 2694842.4213 | 1251921.9841
2 | 2694872.1598 | 1251937.0557 | 2694871.6031 | 1251936.7735
3 | 2694808.6844 | 1251901.9791 | 2694810.5303 | 1251903.4431 | 2694822.8211 | 1251911.3237 | 2694839.035 | 1251920.2679 | 2694842.4213 | 1251921.9841
4 | 2694872.1598 | 1251937.0557 | 2694885.3826 | 1251909.3792 | 2694886.5916 | 1251906.7456
5 | 2694872.1598 | 1251937.0557 | 2694880.6125 | 1251941.911
6 | 2694808.6844 | 1251901.9791 | 2694797.695 | 1251893.2632 | 2694789.2283 | 1251887.4455 | 2694781.3294 | 1251882.9378 | 2694773.3541 | 1251879.4298 | 2694769.4776 | 1251878.2244
7 | 2694887.0664 | 1251905.7111 | 2694886.5916 | 1251906.7456
8 | 2694880.6125 | 1251941.911 | 2694892.7507 | 1251948.8834 | 2694895.5805 | 1251950.642
9 | 2694674.0312 | 1251850.2527 | 2694687.3986 | 1251855.9708 | 2694701.7275 | 1251861.037 | 2694717.1939 | 1251865.7657 | 2694732.0808 | 1251869.4509 | 2694748.0664 | 1251872.8647 | 2694765.6628 | 1251877.0382 | 2694769.4776 | 1251878.2244
10 | 2694897.5498 | 1251882.8745 | 2694887.0664 | 1251905.7111
11 | 2694899.3796 | 1251953.0938 | 2694898.3711 | 1251952.3762 | 2694895.5805 | 1251950.642
12 | 2694674.0312 | 1251850.2527 | 2694657.6742 | 1251841.7293 | 2694647.1458 | 1251835.7153
13 | 2694911.9952 | 1251964.6484 | 2694910.7314 | 1251962.9713 | 2694909.2869 | 1251961.2579 | 2694907.4152 | 1251959.3598 | 2694905.3381 | 1251957.5584 | 2694902.9758 | 1251955.6525 | 2694899.3796 | 1251953.0938
14 | 2694911.9952 | 1251964.6484 | 2694909.6139 | 1251966.2893 | 2694907.4419 | 1251968.0559 | 2694903.8744 | 1251972.113
15 | 2694921.3258 | 1251959.883 | 2694911.9952 | 1251964.6484
16 | 2694903.8744 | 1251972.113 | 2694900.9242 | 1251975.8131 | 2694899.4814 | 1251977.8416
17 | 2694921.3258 | 1251959.883 | 2694922.938 | 1251962.433 | 2694924.728 | 1251964.719 | 2694926.9374 | 1251966.7449 | 2694927.4427 | 1251967.137
18 | 2694888.554 | 1251994.5629 | 2694897.8198 | 1251980.1779 | 2694899.4814 | 1251977.8416
19 | 2694927.4427 | 1251967.137 | 2694928.9131 | 1251968.2777 | 2694931.2519 | 1251969.7608 | 2694934.1699 | 1251971.3755 | 2694937.7148 | 1251973.1271
20 | 2695060.0487 | 1251861.1255 | 2695053.4245 | 1251849.3901
21 | 2695060.2044 | 1251861.4014 | 2695060.0487 | 1251861.1255
22 | 2695034.5173 | 1251847.9869 | 2695037.4483 | 1251844.1986 | 2695039.3635 | 1251842.9172 | 2695042.3887 | 1251842.0873 | 2695045.3439 | 1251842.3238 | 2695048.4231 | 1251843.2962 | 2695050.8223 | 1251844.7803 | 2695053.4245 | 1251849.3901
23 | 2695025.7865 | 1251859.2714 | 2695034.5173 | 1251847.9869
24 | 2695024.1104 | 1251861.4378 | 2695025.7865 | 1251859.2714
25 | 2695024.1104 | 1251861.4378 | 2695018.5321 | 1251868.6476 | 2695018.5065 | 1251868.7122
26 | 2695030.2656 | 1251895.7235 | 2695018.6657 | 1251879.6139 | 2695017.5719 | 1251877.2167
27 | 2695030.2656 | 1251895.7235 | 2695020.7813 | 1251901.1201 | 2695007.7897 | 1251908.518
28 | 2695017.5719 | 1251877.2167 | 2695007.8708 | 1251875.8935 | 2694995.9704 | 1251866.74 | 2694991.3927 | 1251863.1861 | 2694991.0859 | 1251862.0803 | 2694991.3677 | 1251860.984 | 2694996.3901 | 1251854.5373
29 | 2695017.5719 | 1251877.2167 | 2695017.1357 | 1251874.7633 | 2695017.3051 | 1251871.7304 | 2695018.5065 | 1251868.7122
30 | 2694989.0069 | 1251919.2137 | 2695007.7897 | 1251908.518
31 | 2695390.6844 | 1252331.6126 | 2695392.8713 | 1252332.073
32 | 2695371.4551 | 1252327.564 | 2695390.6844 | 1252331.6126
33 | 2695371.4551 | 1252327.564 | 2695364.93 | 1252326.3914 | 2695359.1341 | 1252325.7029
34 | 2695304.9529 | 1252323.6013 | 2695311.9513 | 1252323.6146 | 2695320.3811 | 1252323.6836 | 2695331.0217 | 1252323.7993 | 2695347.1442 | 1252324.715 | 2695357.9993 | 1252325.5681 | 2695359.1341 | 1252325.7029
35 | 2695206.9694 | 1252337.1819 | 2695220.5737 | 1252333.2307 | 2695242.7852 | 1252328.1726 | 2695258.917 | 1252325.6967 | 2695278.7871 | 1252324.026 | 2695290.8105 | 1252323.5745 | 2695304.9529 | 1252323.6013
36 | 2695325.784 | 1252399.5758 | 2695323.468 | 1252398.7029 | 2695304.3947 | 1252392.2031
37 | 2695301.5715 | 1252391.241 | 2695304.3947 | 1252392.2031
38 | 2695239.7626 | 1252400.1803 | 2695226.2696 | 1252373.2869 | 2695206.9694 | 1252337.1819
39 | 2695113.4675 | 1252230.5082 | 2695124.2348 | 1252242.0122 | 2695128.3129 | 1252246.5701 | 2695131.4312 | 1252250.7345 | 2695134.9706 | 1252253.1154 | 2695137.2274 | 1252254.9976 | 2695143.7031 | 1252259.2493 | 2695148.1946 | 1252263.4469 | 2695152.6792 | 1252267.1329 | 2695167.0236 | 1252303.0802 | 2695183.5754 | 1252344.9009 | 2695188.8275 | 1252342.628 | 2695194.6716 | 1252340.6203 | 2695200.9684 | 1252339.0869 | 2695206.9694 | 1252337.1819
40 | 2695301.5715 | 1252391.241 | 2695298.5012 | 1252390.1947 | 2695292.3329 | 1252388.4274 | 2695286.8286 | 1252387.149 | 2695282.8402 | 1252386.4065 | 2695282.7333 | 1252386.4022
41 | 2695225.3205 | 1252411.646 | 2695236.6523 | 1252402.5655 | 2695239.7626 | 1252400.1803
42 | 2695239.7626 | 1252400.1803 | 2695242.6769 | 1252398.2478 | 2695246.5226 | 1252396.1302 | 2695251.1609 | 1252394.0031 | 2695255.0882 | 1252392.4428 | 2695257.7035 | 1252391.6046
43 | 2695109.908 | 1252234.076 | 2695113.4675 | 1252230.5082
44 | 2695113.4675 | 1252230.5082 | 2695116.6895 | 1252227.2796 | 2695117.6409 | 1252226.2724
45 | 2695225.3205 | 1252411.646 | 2695231.2215 | 1252418.3016 | 2695249.4254 | 1252452.621 | 2695251.0713 | 1252453.9929 | 2695253.3899 | 1252454.842 | 2695256.2028 | 1252454.9873 | 2695262.503 | 1252453.2428 | 2695270.4657 | 1252451.3694 | 2695277.8757 | 1252450.5434
46 | 2695257.7035 | 1252391.6046 | 2695270.7475 | 1252387.424 | 2695274.7619 | 1252386.5434 | 2695278.752 | 1252386.2406 | 2695282.7333 | 1252386.4022
47 | 2695008.9456 | 1252248.2674 | 2695011.6798 | 1252249.5678 | 2695019.1818 | 1252253.1395
48 | 2694996.2004 | 1252207.1421 | 2694995.7165 | 1252210.9596 | 2694995.7432 | 1252213.9957 | 2694996.2998 | 1252219.7647 | 2694997.9548 | 1252226.6966 | 2694998.9685 | 1252229.8486 | 2695000.6082 | 1252233.5 | 2695008.9456 | 1252248.2674
49 | 2694996.2004 | 1252207.1421 | 2694999.6431 | 1252196.6346
50 | 2694996.2004 | 1252207.1421 | 2694988.0422 | 1252227.7719 | 2694984.8825 | 1252234.9263
51 | 2695134.0859 | 1252204.3632 | 2695134.0859 | 1252204.3632 | 2695130.7525 | 1252209.8251 | 2695126.8825 | 1252215.8009 | 2695121.335 | 1252222.3614 | 2695117.6409 | 1252226.2724
52 | 2694999.6874 | 1252196.4992 | 2694999.6431 | 1252196.6346
53 | 2695005.9387 | 1252177.4195 | 2694999.6874 | 1252196.4992
54 | 2695011.4229 | 1252147.9845 | 2695007.5436 | 1252170.5399 | 2695005.9387 | 1252177.4195
55 | 2694735.7611 | 1252286.69 | 2694730.3002 | 1252284.5677 | 2694736.0034 | 1252269.6584 | 2694736.5793 | 1252266.6875 | 2694736.7995 | 1252264.7229 | 2694736.7613 | 1252263.3323 | 2694736.5548 | 1252261.6165 | 2694735.9981 | 1252258.672 | 2694735.8061 | 1252256.9898 | 2694735.8674 | 1252255.0449 | 2694736.123 | 1252253.2253 | 2694736.5255 | 1252251.6527 | 2694737.1853 | 1252250.0398 | 2694738.1396 | 1252248.4205 | 2694739.3863 | 1252246.9281 | 2694740.9714 | 1252245.5079 | 2694742.5237 | 1252244.254 | 2694743.9467 | 1252243.0647 | 2694745.0978 | 1252241.8822 | 2694746.5863 | 1252239.8933 | 2694748.1255 | 1252237.5717
56 | 2694735.7611 | 1252286.69 | 2694738.8442 | 1252287.8847 | 2694741.0523 | 1252288.565 | 2694743.4966 | 1252289.1156 | 2694745.9825 | 1252289.4223 | 2694748.4424 | 1252289.4616 | 2694751.036 | 1252289.1695 | 2694753.4405 | 1252288.4296 | 2694755.3983 | 1252287.4135
57 | 2694748.1255 | 1252237.5717 | 2694751.2434 | 1252229.5153 | 2694756.5974 | 1252215.679 | 2694758.7449 | 1252210.0508
58 | 2694760.3604 | 1252280.0337 | 2694759.5785 | 1252282.2007 | 2694759.0086 | 1252283.3814 | 2694758.2706 | 1252284.6928 | 2694757.3002 | 1252285.9005 | 2694755.6021 | 1252287.3078 | 2694755.3983 | 1252287.4135
59 | 2694776.9238 | 1252162.4071 | 2694758.7449 | 1252210.0508
60 | 2694958.6677 | 1252089.7491 | 2694948.0603 | 1252118.8946
61 | 2694990.3432 | 1252121.5148 | 2694983.2849 | 1252113.0951 | 2694972.3985 | 1252102.4012 | 2694961.39 | 1252092.2613 | 2694958.6677 | 1252089.7491
62 | 2694958.6677 | 1252089.7491 | 2694942.044 | 1252073.9148 | 2694922.5135 | 1252055.2985 | 2694912.901 | 1252047.5274 | 2694910.6164 | 1252045.9562 | 2694908.5733 | 1252044.8671
63 | 2694871.7796 | 1251984.3419 | 2694868.7316 | 1251982.8364 | 2694865.6654 | 1251981.5196 | 2694861.3234 | 1251980.2158 | 2694855.5088 | 1251978.488 | 2694850.7472 | 1251976.8321
64 | 2694850.6822 | 1251976.8094 | 2694850.7472 | 1251976.8321
65 | 2694871.7796 | 1251984.3419 | 2694873.7989 | 1251985.5716
66 | 2694871.7796 | 1251984.3419 | 2694868.4795 | 1251984.4336 | 2694867.3275 | 1251984.7265 | 2694865.9741 | 1251985.3386 | 2694864.9371 | 1251985.9892 | 2694863.9787 | 1251986.919 | 2694860.6315 | 1251991.5921
67 | 2694877.1244 | 1251987.5967 | 2694873.7989 | 1251985.5716
68 | 2694855.2618 | 1251999.089 | 2694860.6315 | 1251991.5921
69 | 2694877.1244 | 1251987.5967 | 2694888.554 | 1251994.5629
70 | 2694858.5055 | 1252008.6372 | 2694855.2618 | 1251999.089
71 | 2694858.5055 | 1252008.6372 | 2694855.5997 | 1252007.6788 | 2694851.4826 | 1252006.5798
72 | 2694858.5055 | 1252008.6372 | 2694860.9134 | 1252009.5765 | 2694863.0346 | 1252010.5112 | 2694875.0051 | 1252017.1636
73 | 2694910.8257 | 1251853.9546 | 2694897.5498 | 1251882.8745
74 | 2694989.0069 | 1251919.2137 | 2694985.5706 | 1251913.6765 | 2694982.8651 | 1251910.5863 | 2694978.8681 | 1251907.4442
75 | 2694952.0061 | 1251886.3273 | 2694978.8681 | 1251907.4442
76 | 2694946.916 | 1251977.6735 | 2694937.7148 | 1251973.1271
77 | 2694584.332 | 1251993.5317 | 2694573.6403 | 1252019.27 | 2694557.9358 | 1252053.5682 | 2694555.3053 | 1252057.585 | 2694553.8896 | 1252059.2637 | 2694551.9483 | 1252060.3002 | 2694548.6236 | 1252060.9921 | 2694533.1026 | 1252059.232 | 2694524.2817 | 1252082.6904
78 | 2694584.332 | 1251993.5317 | 2694591.1956 | 1251995.7541 | 2694608.7956 | 1252000.4467
79 | 2694524.2817 | 1252082.6904 | 2694523.851 | 1252083.8359
80 | 2694645.5569 | 1252011.868 | 2694642.4522 | 1252010.1282 | 2694639.1221 | 1252008.7962 | 2694634.4512 | 1252007.2871 | 2694608.7956 | 1252000.4467
81 | 2694506.2777 | 1252130.5707 | 2694523.851 | 1252083.8359
82 | 2694645.5569 | 1252011.868 | 2694675.4233 | 1252030.6943
83 | 2694875.0051 | 1252017.1636 | 2694866.2686 | 1252030.0893
84 | 2694866.2686 | 1252030.0893 | 2694856.1194 | 1252044.4076
85 | 2694866.2686 | 1252030.0893 | 2694879.8046 | 1252038.1331
86 | 2694851.4826 | 1252006.5798 | 2694851.3456 | 1252006.5432 | 2694847.5694 | 1252005.2595 | 2694842.5504 | 1252003.1991
87 | 2694842.5504 | 1252003.1991 | 2694841.9603 | 1252002.9568 | 2694820.028 | 1251993.6969
88 | 2694817.5664 | 1251992.6576 | 2694820.028 | 1251993.6969
89 | 2694817.5664 | 1251992.6576 | 2694816.9906 | 1251992.4145
90 | 2694811.108 | 1251989.9308 | 2694816.9906 | 1251992.4145
91 | 2694841.7241 | 1252061.999 | 2694844.248 | 1252058.9926 | 2694855.2174 | 1252045.6801 | 2694856.1194 | 1252044.4076
92 | 2694884.2267 | 1252040.2761 | 2694883.1401 | 1252039.9004 | 2694880.9609 | 1252038.8202 | 2694879.8046 | 1252038.1331
93 | 2694799.467 | 1252059.8513 | 2694794.2944 | 1252070.0819
94 | 2694799.467 | 1252059.8513 | 2694803.4717 | 1252051.9305
95 | 2694794.2944 | 1252070.0819 | 2694792.9775 | 1252072.6866
96 | 2694786.4487 | 1252085.5996 | 2694792.9775 | 1252072.6866
97 | 2694786.4487 | 1252085.5996 | 2694781.8491 | 1252083.4132 | 2694756.6424 | 1252073.0936
98 | 2694786.4487 | 1252085.5996 | 2694791.348 | 1252088.3445
99 | 2694841.7241 | 1252061.999 | 2694835.7061 | 1252069.1972
100 | 2694835.7061 | 1252069.1972 | 2694838.837 | 1252071.1822 | 2694839.6738 | 1252071.7182 | 2694855.2379 | 1252081.6195 | 2694861.8807 | 1252085.8485
101 | 2694746.9896 | 1252069.1417 | 2694756.6424 | 1252073.0936
102 | 2694806.1663 | 1252100.56 | 2694804.9579 | 1252098.717 | 2694803.4657 | 1252097.1586 | 2694800.3894 | 1252094.5963 | 2694791.8425 | 1252088.6216 | 2694791.348 | 1252088.3445
103 | 2694865.5942 | 1252090.4722 | 2694864.8832 | 1252089.2354 | 2694863.8146 | 1252087.617 | 2694862.3512 | 1252086.148 | 2694861.8807 | 1252085.8485
104 | 2694702.9288 | 1252047.8066 | 2694703.3332 | 1252048.0526 | 2694716.6344 | 1252055.5154 | 2694717.0179 | 1252055.7061
105 | 2694702.3759 | 1252047.4705 | 2694702.9288 | 1252047.8066
106 | 2694717.0179 | 1252055.7061 | 2694717.2126 | 1252055.803
107 | 2694689.0844 | 1252039.3055 | 2694692.8153 | 1252041.6573 | 2694702.3759 | 1252047.4705
108 | 2694721.6505 | 1252058.0103 | 2694717.2126 | 1252055.803
109 | 2694682.6213 | 1252035.2316 | 2694689.0844 | 1252039.3055
110 | 2694721.6505 | 1252058.0103 | 2694730.2636 | 1252062.2941 | 2694731.7111 | 1252062.8867
111 | 2694675.4233 | 1252030.6943 | 2694682.6213 | 1252035.2316
112 | 2694743.3898 | 1252067.668 | 2694731.7111 | 1252062.8867
113 | 2694746.9896 | 1252069.1417 | 2694743.3898 | 1252067.668
114 | 2694814.3332 | 1252094.4415 | 2694811.8597 | 1252096.6592 | 2694809.4752 | 1252098.5003 | 2694806.1663 | 1252100.56
115 | 2694806.1663 | 1252100.56 | 2694797.4622 | 1252104.8797
116 | 2694814.3332 | 1252094.4415 | 2694818.261 | 1252096.1501 | 2694838.1877 | 1252104.7882
117 | 2694797.4622 | 1252104.8797 | 2694798.612 | 1252108.0228 | 2694799.0338 | 1252110.4314 | 2694799.0902 | 1252112.5673 | 2694798.8598 | 1252114.6986 | 2694798.5649 | 1252116.6176 | 2694798.2149 | 1252117.6834
118 | 2694861.9704 | 1252115.0978 | 2694838.1877 | 1252104.7882
119 | 2694798.2149 | 1252117.6834 | 2694797.9619 | 1252118.4538 | 2694797.3187 | 1252119.9669 | 2694796.5924 | 1252121.4898 | 2694790.7633 | 1252132.6958
120 | 2694861.9704 | 1252115.0978 | 2694866.2455 | 1252105.4921 | 2694866.8113 | 1252103.8075
121 | 2694861.9704 | 1252115.0978 | 2694855.2265 | 1252130.2272
122 | 2694780.6736 | 1252152.6038 | 2694782.2464 | 1252149.1263 | 2694784.0413 | 1252145.4521 | 2694787.7066 | 1252138.5721 | 2694790.7633 | 1252132.6958
123 | 2694765.5164 | 1252117.7609 | 2694762.2595 | 1252118.9276 | 2694748.0617 | 1252123.6048
124 | 2694748.0617 | 1252123.6048 | 2694747.213 | 1252123.8844
125 | 2694506.2777 | 1252130.5707 | 2694494.8528 | 1252126.6076 | 2694450.8545 | 1252106.3126 | 2694323.8391 | 1252044.0299 | 2694307.4371 | 1252036.4407
126 | 2694780.6736 | 1252152.6038 | 2694779.0745 | 1252156.7815
127 | 2694780.6736 | 1252152.6038 | 2694786.0559 | 1252154.9251 | 2694805.7241 | 1252163.4223
128 | 2694776.9238 | 1252162.4071 | 2694779.0745 | 1252156.7815
129 | 2694779.0745 | 1252156.7815 | 2694776.1465 | 1252155.8006 | 2694774.2159 | 1252155.6918 | 2694772.0568 | 1252156.6581 | 2694772.0015 | 1252156.7037
130 | 2694758.4616 | 1252165.2251 | 2694767.6305 | 1252160.1567 | 2694770.0987 | 1252158.2725 | 2694772.0015 | 1252156.7037
131 | 2694758.4616 | 1252165.2251 | 2694739.3192 | 1252176.1164
132 | 2694695.3129 | 1252138.4614 | 2694715.3458 | 1252133.444
133 | 2694720.1018 | 1252132.2528 | 2694715.3458 | 1252133.444
134 | 2694695.3129 | 1252138.4614 | 2694699.8255 | 1252157.889
135 | 2694720.1018 | 1252132.2528 | 2694744.5869 | 1252124.7495 | 2694747.213 | 1252123.8844
136 | 2694720.1018 | 1252132.2528 | 2694721.3635 | 1252135.0084 | 2694725.7978 | 1252144.2198 | 2694729.323 | 1252147.9791 | 2694734.1336 | 1252151.2811
137 | 2694700.8081 | 1252162.5124 | 2694700.6586 | 1252161.4759 | 2694699.8255 | 1252157.889
138 | 2694700.8081 | 1252162.5124 | 2694704.4028 | 1252161.925 | 2694706.7544 | 1252162.6075 | 2694711.6484 | 1252165.2545
139 | 2694700.8081 | 1252162.5124 | 2694700.9441 | 1252163.4486 | 2694700.9163 | 1252165.1829 | 2694700.4604 | 1252166.788 | 2694699.8058 | 1252168.0785 | 2694694.4849 | 1252176.7326
140 | 2694307.4371 | 1252036.4407 | 2694294.2901 | 1252031.1051 | 2694285.8583 | 1252028.0423
141 | 2694724.8652 | 1252168.9513 | 2694716.534 | 1252164.1873 | 2694715.0277 | 1252164.4523 | 2694713.7213 | 1252165.4322 | 2694711.6484 | 1252165.2545
142 | 2694694.2881 | 1252177.0529 | 2694694.4849 | 1252176.7326
143 | 2694271.0205 | 1252022.6526 | 2694285.8583 | 1252028.0423
144 | 2694724.8652 | 1252168.9513 | 2694728.0974 | 1252170.7995 | 2694730.0007 | 1252172.6091 | 2694732.1759 | 1252175.3571 | 2694735.9434 | 1252176.7073 | 2694739.3192 | 1252176.1164 | 2694739.3192 | 1252176.1164
145 | 2694866.8113 | 1252103.8075 | 2694867.1333 | 1252102.8487 | 2694867.7382 | 1252099.9561 | 2694867.8326 | 1252097.8337 | 2694867.3877 | 1252095.447 | 2694866.7 | 1252093.1453 | 2694865.7864 | 1252090.8066 | 2694865.5942 | 1252090.4722
146 | 2694946.916 | 1251977.6735 | 2694952.4493 | 1251980.2131
147 | 2694946.916 | 1251977.6735 | 2694953.0753 | 1251971.0893 | 2694954.4159 | 1251969.8654 | 2694962.9008 | 1251964.6752
148 | 2694964.1295 | 1251984.8294 | 2694962.8332 | 1251984.3893 | 2694952.7906 | 1251980.3697 | 2694952.4493 | 1251980.2131
149 | 2694975.3524 | 1251988.6393 | 2694964.1295 | 1251984.8294
150 | 2694948.6719 | 1251883.7063 | 2694952.0061 | 1251886.3273
151 | 2695015.7967 | 1252000.5398 | 2695002.4225 | 1251997.1672 | 2694990.3026 | 1251993.7146 | 2694975.3524 | 1251988.6393
152 | 2695195.5314 | 1252025.177 | 2695150.3824 | 1252022.0939 | 2695121.6275 | 1252019.508 | 2695091.4454 | 1252015.5539 | 2695075.3016 | 1252013.0929 | 2695055.733 | 1252009.554 | 2695040.0916 | 1252006.3562 | 2695015.7967 | 1252000.5398
153 | 2695015.7967 | 1252000.5398 | 2695040.0916 | 1252006.3562 | 2695035.6643 | 1252028.2467 | 2695035.5414 | 1252028.8451 | 2695033.6071 | 1252038.3771
154 | 2695195.5314 | 1252025.177 | 2695192.2914 | 1252033.2757 | 2695190.7844 | 1252036.3984 | 2695188.9448 | 1252039.5491 | 2695153.0141 | 1252095.5267 | 2695151.3118 | 1252098.5907 | 2695150.1249 | 1252101.9965 | 2695149.8796 | 1252105.5175 | 2695150.3 | 1252108.9492 | 2695151.4682 | 1252112.3484 | 2695154.3607 | 1252116.9428 | 2695157.2156 | 1252120.5915 | 2695159.8749 | 1252124.6707 | 2695161.7935 | 1252128.8159 | 2695163.0563 | 1252132.4279 | 2695163.6663 | 1252136.274 | 2695163.8844 | 1252140.0805 | 2695163.8105 | 1252144.2047 | 2695162.9563 | 1252148.9836 | 2695161.5337 | 1252153.4309 | 2695158.7276 | 1252159.4239 | 2695147.0834 | 1252181.354 | 2695134.0859 | 1252204.3632
155 | 2695033.6071 | 1252038.3771 | 2695020.0192 | 1252035.3278
156 | 2695008.7711 | 1252023.4784 | 2695007.3743 | 1252029.6163 | 2695007.3306 | 1252030.4607 | 2695007.4553 | 1252031.1521 | 2695007.6723 | 1252031.745 | 2695008.1612 | 1252032.3199 | 2695008.7666 | 1252032.6966 | 2695009.5922 | 1252032.9878 | 2695020.0192 | 1252035.3278
157 | 2695011.4229 | 1252147.9845 | 2695015.6428 | 1252149.8314 | 2695018.984 | 1252150.9303 | 2695022.1209 | 1252151.5922 | 2695025.4288 | 1252151.9455 | 2695028.3141 | 1252151.825 | 2695031.4254 | 1252151.2634 | 2695033.2272 | 1252150.4583 | 2695034.8643 | 1252149.0946 | 2695035.9747 | 1252147.6335 | 2695037.5004 | 1252145.2228 | 2695039.0246 | 1252142.901 | 2695040.0457 | 1252141.8276 | 2695040.8863 | 1252141.1851 | 2695041.8955 | 1252140.8565 | 2695042.8574 | 1252140.6496 | 2695043.9915 | 1252140.5344 | 2695045.0849 | 1252140.5964 | 2695046.214 | 1252140.7924 | 2695047.6922 | 1252141.3388
158 | 2694990.3432 | 1252121.5148 | 2695003.3645 | 1252139.8045 | 2695005.332 | 1252142.3158 | 2695007.1309 | 1252144.513 | 2695009.0196 | 1252146.2891 | 2695011.4229 | 1252147.9845
159 | 2694887.6921 | 1252041.2855 | 2694887.6921 | 1252041.2855 | 2694885.332 | 1252040.6583 | 2694884.2267 | 1252040.2761
160 | 2694908.5733 | 1252044.8671 | 2694907.0822 | 1252044.176 | 2694904.3576 | 1252043.2205 | 2694900.6871 | 1252042.4056 | 2694896.6786 | 1252041.9632 | 2694890.4871 | 1252041.6194 | 2694887.6921 | 1252041.2855
161 | 2694914.6718 | 1252025.1161 | 2694913.1733 | 1252027.7163 | 2694912.7939 | 1252028.7777 | 2694912.6358 | 1252029.6982 | 2694912.6828 | 1252030.5329 | 2694912.9454 | 1252031.5712 | 2694913.7742 | 1252034.0198 | 2694914.0169 | 1252034.891 | 2694914.0265 | 1252035.7029 | 2694913.8462 | 1252036.5896 | 2694913.5238 | 1252037.3961 | 2694913.0026 | 1252038.3663 | 2694912.3742 | 1252039.4238 | 2694908.5733 | 1252044.8671
162 | 2694855.2265 | 1252130.2272 | 2694855.1634 | 1252130.3688
163 | 2695019.324 | 1251825.0997 | 2695019.4307 | 1251824.9629
164 | 2695019.2191 | 1251825.2345 | 2695019.324 | 1251825.0997
165 | 2695023.2139 | 1251820.4337 | 2695020.2618 | 1251823.8961 | 2695019.4307 | 1251824.9629
166 | 2695019.2191 | 1251825.2345 | 2695013.8033 | 1251832.186
167 | 2695032.1627 | 1251809.9378 | 2695023.2139 | 1251820.4337
168 | 2695013.8033 | 1251832.186 | 2695000.8302 | 1251848.838
169 | 2695032.1627 | 1251809.9378 | 2695032.4026 | 1251809.6563
170 | 2695000.7269 | 1251848.9706 | 2695000.8302 | 1251848.838
171 | 2695032.4026 | 1251809.6563 | 2695038.057 | 1251803.0245
172 | 2695000.7269 | 1251848.9706 | 2694996.3901 | 1251854.5373
173 | 2694948.6719 | 1251883.7063 | 2694958.9143 | 1251864.9981
174 | 2694948.6719 | 1251883.7063 | 2694936.6219 | 1251874.2335
175 | 2694958.9143 | 1251864.9981 | 2694966.8281 | 1251850.5433
176 | 2694928.0801 | 1251867.5186 | 2694936.6219 | 1251874.2335
177 | 2694975.4609 | 1251834.7753 | 2694966.8281 | 1251850.5433
178 | 2694928.0801 | 1251867.5186 | 2694923.45 | 1251863.8788
179 | 2694910.8257 | 1251853.9546 | 2694923.45 | 1251863.8788
180 | 2694910.8257 | 1251853.9546 | 2694915.8079 | 1251843.2185
181 | 2694915.8109 | 1251843.2119 | 2694915.8079 | 1251843.2185
182 | 2694915.8109 | 1251843.2119 | 2694924.8599 | 1251823.7123
183 | 2695063.5192 | 1251821.3704 | 2695059.4546 | 1251813.6462
184 | 2695050.0759 | 1251795.8191 | 2695056.8955 | 1251808.783 | 2695059.4546 | 1251813.6462
185 | 2695050.0759 | 1251795.8191 | 2695042.0546 | 1251799.4154 | 2695038.6025 | 1251802.3846 | 2695038.6025 | 1251802.3846
186 | 2695038.3622 | 1251802.6664 | 2695038.6025 | 1251802.3846
187 | 2695038.057 | 1251803.0245 | 2695038.3622 | 1251802.6664
188 | 2694946.5583 | 1251771.4124 | 2694942.0629 | 1251782.3067
189 | 2694935.6068 | 1251797.9524 | 2694942.0629 | 1251782.3067
190 | 2694946.5583 | 1251771.4124 | 2694946.7748 | 1251770.8879
191 | 2694935.6068 | 1251797.9524 | 2694947.5069 | 1251802.1
192 | 2694935.6068 | 1251797.9524 | 2694934.2627 | 1251801.2095
193 | 2694946.7748 | 1251770.8879 | 2694950.6707 | 1251761.4464
194 | 2694966.9765 | 1251808.8858 | 2694947.5069 | 1251802.1
195 | 2694927.2548 | 1251818.192 | 2694934.2627 | 1251801.2095
196 | 2694970.3748 | 1251718.7473 | 2694954.8247 | 1251751.3797 | 2694950.6707 | 1251761.4464
197 | 2694927.2548 | 1251818.192 | 2694925.9154 | 1251821.4377 | 2694924.8599 | 1251823.7123
198 | 2695362.958 | 1252487.719 | 2695357.3996 | 1252483.2371 | 2695348.2163 | 1252475.6056 | 2695340.6894 | 1252470.1024 | 2695331.3698 | 1252464.3702 | 2695322.2428 | 1252459.7976 | 2695310.3658 | 1252455.392 | 2695298.6764 | 1252452.4572 | 2695285.1724 | 1252450.6608 | 2695277.8757 | 1252450.5434
199 | 2695356.2139 | 1252457.9761 | 2695360.4219 | 1252476.9475 | 2695362.958 | 1252487.719

## bus_geodata
| x | y | coords
0 | 2694864.1428 | 1251932.9926
1 | 2694871.6031 | 1251936.7735
2 | 2694842.4213 | 1251921.9841
3 | 2694872.1598 | 1251937.0557
4 | 2694808.6844 | 1251901.9791
5 | 2694886.5916 | 1251906.7456
6 | 2694880.6125 | 1251941.911
7 | 2694769.4776 | 1251878.2244
8 | 2694887.0664 | 1251905.7111
9 | 2694895.5805 | 1251950.642
10 | 2694674.0312 | 1251850.2527
11 | 2694647.1458 | 1251835.7153
12 | 2694899.3796 | 1251953.0938
13 | 2694911.9952 | 1251964.6484
14 | 2694903.8744 | 1251972.113
15 | 2694921.3258 | 1251959.883
16 | 2694899.4814 | 1251977.8416
17 | 2694927.4427 | 1251967.137
18 | 2695060.0487 | 1251861.1255
19 | 2695053.4245 | 1251849.3901
20 | 2695060.2044 | 1251861.4014
21 | 2695034.5173 | 1251847.9869
22 | 2695025.7865 | 1251859.2714
23 | 2695024.1104 | 1251861.4378
24 | 2695030.2656 | 1251895.7235
25 | 2695017.5719 | 1251877.2167
26 | 2695007.7897 | 1251908.518
27 | 2695018.5065 | 1251868.7122
28 | 2695390.6844 | 1252331.6126
29 | 2695392.8713 | 1252332.073
30 | 2695371.4551 | 1252327.564
31 | 2695359.1341 | 1252325.7029
32 | 2695304.9529 | 1252323.6013
33 | 2695325.784 | 1252399.5758
34 | 2695304.3947 | 1252392.2031
35 | 2695206.9694 | 1252337.1819
36 | 2695301.5715 | 1252391.241
37 | 2695239.7626 | 1252400.1803
38 | 2695113.4675 | 1252230.5082
39 | 2695225.3205 | 1252411.646
40 | 2695257.7035 | 1252391.6046
41 | 2695008.9456 | 1252248.2674
42 | 2695019.1818 | 1252253.1395
43 | 2694996.2004 | 1252207.1421
44 | 2695109.908 | 1252234.076
45 | 2695117.6409 | 1252226.2724
46 | 2694984.8825 | 1252234.9263
47 | 2694999.6431 | 1252196.6346
48 | 2694999.6874 | 1252196.4992
49 | 2695005.9387 | 1252177.4195
50 | 2694735.7611 | 1252286.69
51 | 2694748.1255 | 1252237.5717
52 | 2694755.3983 | 1252287.4135
53 | 2694758.7449 | 1252210.0508
54 | 2694948.0603 | 1252118.8946
55 | 2694958.6677 | 1252089.7491
56 | 2694850.7472 | 1251976.8321
57 | 2694871.7796 | 1251984.3419
58 | 2694850.6822 | 1251976.8094
59 | 2694873.7989 | 1251985.5716
60 | 2694860.6315 | 1251991.5921
61 | 2694877.1244 | 1251987.5967
62 | 2694855.2618 | 1251999.089
63 | 2694888.554 | 1251994.5629
64 | 2694858.5055 | 1252008.6372
65 | 2694897.5498 | 1251882.8745
66 | 2694989.0069 | 1251919.2137
67 | 2694978.8681 | 1251907.4442
68 | 2694937.7148 | 1251973.1271
69 | 2694584.332 | 1251993.5317
70 | 2694524.2817 | 1252082.6904
71 | 2694608.7956 | 1252000.4467
72 | 2694523.851 | 1252083.8359
73 | 2694645.5569 | 1252011.868
74 | 2694875.0051 | 1252017.1636
75 | 2694866.2686 | 1252030.0893
76 | 2694851.4826 | 1252006.5798
77 | 2694842.5504 | 1252003.1991
78 | 2694820.028 | 1251993.6969
79 | 2694817.5664 | 1251992.6576
80 | 2694816.9906 | 1251992.4144
81 | 2694856.1194 | 1252044.4076
82 | 2694879.8046 | 1252038.1331
83 | 2694811.108 | 1251989.9308
84 | 2694799.467 | 1252059.8513
85 | 2694794.2944 | 1252070.0819
86 | 2694803.4717 | 1252051.9305
87 | 2694792.9775 | 1252072.6866
88 | 2694786.4487 | 1252085.5996
89 | 2694841.7241 | 1252061.999
90 | 2694835.7061 | 1252069.1972
91 | 2694756.6424 | 1252073.0936
92 | 2694791.348 | 1252088.3445
93 | 2694861.8807 | 1252085.8485
94 | 2694702.9288 | 1252047.8066
95 | 2694717.0179 | 1252055.7061
96 | 2694702.3759 | 1252047.4705
97 | 2694717.2126 | 1252055.803
98 | 2694689.0844 | 1252039.3055
99 | 2694721.6505 | 1252058.0103
100 | 2694682.6213 | 1252035.2316
101 | 2694731.7111 | 1252062.8867
102 | 2694675.4233 | 1252030.6943
103 | 2694743.3898 | 1252067.668
104 | 2694746.9896 | 1252069.1417
105 | 2694806.1663 | 1252100.56
106 | 2694814.3332 | 1252094.4415
107 | 2694797.4621 | 1252104.8797
108 | 2694838.1877 | 1252104.7882
109 | 2694798.2149 | 1252117.6834
110 | 2694861.9704 | 1252115.0978
111 | 2694790.7633 | 1252132.6958
112 | 2694765.5164 | 1252117.7609
113 | 2694748.0617 | 1252123.6048
114 | 2694506.2777 | 1252130.5707
115 | 2694780.6736 | 1252152.6038
116 | 2694779.0745 | 1252156.7815
117 | 2694805.7241 | 1252163.4223
118 | 2694776.9238 | 1252162.4071
119 | 2694772.0015 | 1252156.7037
120 | 2694758.4616 | 1252165.2251
121 | 2694715.3458 | 1252133.444
122 | 2694695.3129 | 1252138.4614
123 | 2694720.1018 | 1252132.2528
124 | 2694699.8255 | 1252157.889
125 | 2694747.213 | 1252123.8844
126 | 2694734.1336 | 1252151.2811
127 | 2694700.8081 | 1252162.5124
128 | 2694307.4371 | 1252036.4407
129 | 2694711.6484 | 1252165.2545
130 | 2694694.4849 | 1252176.7326
131 | 2694285.8583 | 1252028.0423
132 | 2694739.3192 | 1252176.1164
133 | 2694865.5942 | 1252090.4722
134 | 2694946.916 | 1251977.6735
135 | 2694952.4493 | 1251980.2131
136 | 2694962.9008 | 1251964.6752
137 | 2694964.1295 | 1251984.8294
138 | 2694952.0061 | 1251886.3273
139 | 2694975.3524 | 1251988.6393
140 | 2695015.7967 | 1252000.5398
141 | 2695195.5314 | 1252025.177
142 | 2695033.6071 | 1252038.3771
143 | 2695134.0859 | 1252204.3632
144 | 2695020.0192 | 1252035.3278
145 | 2695011.4229 | 1252147.9845
146 | 2695047.6922 | 1252141.3388
147 | 2694990.3432 | 1252121.5148
148 | 2695008.7711 | 1252023.4784
149 | 2694887.6921 | 1252041.2855
150 | 2694884.2267 | 1252040.2761
151 | 2694908.5733 | 1252044.8671
152 | 2694914.6718 | 1252025.1161
153 | 2694866.8113 | 1252103.8075
154 | 2694855.2265 | 1252130.2272
155 | 2694855.1634 | 1252130.3688
156 | 2694760.3604 | 1252280.0337
157 | 2695019.324 | 1251825.0997
158 | 2695019.4307 | 1251824.9629
159 | 2695019.2191 | 1251825.2345
160 | 2695023.2139 | 1251820.4337
161 | 2695013.8033 | 1251832.186
162 | 2695032.1627 | 1251809.9378
163 | 2695000.8302 | 1251848.838
164 | 2695032.4026 | 1251809.6563
165 | 2695000.7269 | 1251848.9706
166 | 2695282.7333 | 1252386.4022
167 | 2694948.6719 | 1251883.7063
168 | 2694958.9143 | 1251864.9981
169 | 2694936.6219 | 1251874.2335
170 | 2694966.8281 | 1251850.5433
171 | 2694928.0801 | 1251867.5186
172 | 2694923.45 | 1251863.8788
173 | 2694910.8257 | 1251853.9546
174 | 2694915.8079 | 1251843.2185
175 | 2694915.8109 | 1251843.2119
176 | 2695063.5192 | 1251821.3704
177 | 2695059.4546 | 1251813.6462
178 | 2695050.0759 | 1251795.8191
179 | 2695038.6025 | 1251802.3846
180 | 2695038.3622 | 1251802.6664
181 | 2694942.0629 | 1251782.3067
182 | 2694946.5583 | 1251771.4124
183 | 2694935.6068 | 1251797.9524
184 | 2694946.7748 | 1251770.8879
185 | 2694947.5069 | 1251802.1
186 | 2694934.2627 | 1251801.2095
187 | 2694950.6707 | 1251761.4464
188 | 2694966.9765 | 1251808.8858
189 | 2694927.2548 | 1251818.192
190 | 2694970.3748 | 1251718.7473
191 | 2694924.8599 | 1251823.7123
192 | 2695038.057 | 1251803.0245
193 | 2694694.2881 | 1252177.0529
194 | 2694724.8652 | 1252168.9513
195 | 2695277.8757 | 1252450.5434
196 | 2694996.3901 | 1251854.5373
197 | 2694975.4609 | 1251834.7753
198 | 2694271.0205 | 1252022.6526
199 | 2695362.958 | 1252487.719
200 | 2695356.2139 | 1252457.9761
201 | 2694911.9952 | 1251964.6484

## line_std_types
| c_nf_per_km | r_ohm_per_km | x_ohm_per_km | max_i_ka | type | q_mm2 | alpha | voltage_rating
NAYY 4x50 SE | 210 | 0.642 | 0.083 | 0.142 | cs | 50 | 0.00403 | LV
NAYY 4x120 SE | 264 | 0.225 | 0.08 | 0.242 | cs | 120 | 0.00403 | LV
NAYY 4x150 SE | 261 | 0.208 | 0.08 | 0.27 | cs | 150 | 0.00403 | LV
NA2XS2Y 1x95 RM/25 12/20 kV | 216 | 0.313 | 0.132 | 0.252 | cs | 95 | 0.00403 | MV
NA2XS2Y 1x185 RM/25 12/20 kV | 273 | 0.161 | 0.117 | 0.362 | cs | 185 | 0.00403 | MV
NA2XS2Y 1x240 RM/25 12/20 kV | 304 | 0.122 | 0.112 | 0.421 | cs | 240 | 0.00403 | MV
NA2XS2Y 1x95 RM/25 6/10 kV | 315 | 0.313 | 0.123 | 0.249 | cs | 95 | 0.00403 | MV
NA2XS2Y 1x185 RM/25 6/10 kV | 406 | 0.161 | 0.11 | 0.358 | cs | 185 | 0.00403 | MV
NA2XS2Y 1x240 RM/25 6/10 kV | 456 | 0.122 | 0.105 | 0.416 | cs | 240 | 0.00403 | MV
NA2XS2Y 1x150 RM/25 12/20 kV | 250 | 0.206 | 0.116 | 0.319 | cs | 150 | 0.00403 | MV
NA2XS2Y 1x120 RM/25 12/20 kV | 230 | 0.253 | 0.119 | 0.283 | cs | 120 | 0.00403 | MV
NA2XS2Y 1x70 RM/25 12/20 kV | 190 | 0.443 | 0.132 | 0.22 | cs | 70 | 0.00403 | MV
NA2XS2Y 1x150 RM/25 6/10 kV | 360 | 0.206 | 0.11 | 0.315 | cs | 150 | 0.00403 | MV
NA2XS2Y 1x120 RM/25 6/10 kV | 340 | 0.253 | 0.113 | 0.28 | cs | 120 | 0.00403 | MV
NA2XS2Y 1x70 RM/25 6/10 kV | 280 | 0.443 | 0.123 | 0.217 | cs | 70 | 0.00403 | MV
N2XS(FL)2Y 1x120 RM/35 64/110 kV | 112 | 0.153 | 0.166 | 0.366 | cs | 120 | 0.00393 | HV
N2XS(FL)2Y 1x185 RM/35 64/110 kV | 125 | 0.099 | 0.156 | 0.457 | cs | 185 | 0.00393 | HV
N2XS(FL)2Y 1x240 RM/35 64/110 kV | 135 | 0.075 | 0.149 | 0.526 | cs | 240 | 0.00393 | HV
N2XS(FL)2Y 1x300 RM/35 64/110 kV | 144 | 0.06 | 0.144 | 0.588 | cs | 300 | 0.00393 | HV
15-AL1/3-ST1A 0.4 | 11 | 1.8769 | 0.35 | 0.105 | ol | 16 | 0.00403 | LV
24-AL1/4-ST1A 0.4 | 11.25 | 1.2012 | 0.335 | 0.14 | ol | 24 | 0.00403 | LV
48-AL1/8-ST1A 0.4 | 12.2 | 0.5939 | 0.3 | 0.21 | ol | 48 | 0.00403 | LV
94-AL1/15-ST1A 0.4 | 13.2 | 0.306 | 0.29 | 0.35 | ol | 94 | 0.00403 | LV
34-AL1/6-ST1A 10.0 | 9.7 | 0.8342 | 0.36 | 0.17 | ol | 34 | 0.00403 | MV
48-AL1/8-ST1A 10.0 | 10.1 | 0.5939 | 0.35 | 0.21 | ol | 48 | 0.00403 | MV
70-AL1/11-ST1A 10.0 | 10.4 | 0.4132 | 0.339 | 0.29 | ol | 70 | 0.00403 | MV
94-AL1/15-ST1A 10.0 | 10.75 | 0.306 | 0.33 | 0.35 | ol | 94 | 0.00403 | MV
122-AL1/20-ST1A 10.0 | 11.1 | 0.2376 | 0.323 | 0.41 | ol | 122 | 0.00403 | MV
149-AL1/24-ST1A 10.0 | 11.25 | 0.194 | 0.315 | 0.47 | ol | 149 | 0.00403 | MV
34-AL1/6-ST1A 20.0 | 9.15 | 0.8342 | 0.382 | 0.17 | ol | 34 | 0.00403 | MV
48-AL1/8-ST1A 20.0 | 9.5 | 0.5939 | 0.372 | 0.21 | ol | 48 | 0.00403 | MV
70-AL1/11-ST1A 20.0 | 9.7 | 0.4132 | 0.36 | 0.29 | ol | 70 | 0.00403 | MV
94-AL1/15-ST1A 20.0 | 10 | 0.306 | 0.35 | 0.35 | ol | 94 | 0.00403 | MV
122-AL1/20-ST1A 20.0 | 10.3 | 0.2376 | 0.344 | 0.41 | ol | 122 | 0.00403 | MV
149-AL1/24-ST1A 20.0 | 10.5 | 0.194 | 0.337 | 0.47 | ol | 149 | 0.00403 | MV
184-AL1/30-ST1A 20.0 | 10.75 | 0.1571 | 0.33 | 0.535 | ol | 184 | 0.00403 | MV
243-AL1/39-ST1A 20.0 | 11 | 0.1188 | 0.32 | 0.645 | ol | 243 | 0.00403 | MV
48-AL1/8-ST1A 110.0 | 8 | 0.5939 | 0.46 | 0.21 | ol | 48 | 0.00403 | HV
70-AL1/11-ST1A 110.0 | 8.4 | 0.4132 | 0.45 | 0.29 | ol | 70 | 0.00403 | HV
94-AL1/15-ST1A 110.0 | 8.65 | 0.306 | 0.44 | 0.35 | ol | 94 | 0.00403 | HV
122-AL1/20-ST1A 110.0 | 8.5 | 0.2376 | 0.43 | 0.41 | ol | 122 | 0.00403 | HV
149-AL1/24-ST1A 110.0 | 8.75 | 0.194 | 0.41 | 0.47 | ol | 149 | 0.00403 | HV
184-AL1/30-ST1A 110.0 | 8.8 | 0.1571 | 0.4 | 0.535 | ol | 184 | 0.00403 | HV
243-AL1/39-ST1A 110.0 | 9 | 0.1188 | 0.39 | 0.645 | ol | 243 | 0.00403 | HV
305-AL1/39-ST1A 110.0 | 9.2 | 0.0949 | 0.38 | 0.74 | ol | 305 | 0.00403 | HV
490-AL1/64-ST1A 110.0 | 9.75 | 0.059 | 0.37 | 0.96 | ol | 490 | 0.00403 | HV
679-AL1/86-ST1A 110.0 | 9.95 | 0.042 | 0.36 | 1.15 | ol | 679 | 0.00403 | HV
490-AL1/64-ST1A 220.0 | 10 | 0.059 | 0.285 | 0.96 | ol | 490 | 0.00403 | HV
679-AL1/86-ST1A 220.0 | 11.7 | 0.042 | 0.275 | 1.15 | ol | 679 | 0.00403 | HV
490-AL1/64-ST1A 380.0 | 11 | 0.059 | 0.253 | 0.96 | ol | 490 | 0.00403 | HV
679-AL1/86-ST1A 380.0 | 14.6 | 0.042 | 0.25 | 1.15 | ol | 679 | 0.00403 | HV

## trafo_std_types
| i0_percent | pfe_kw | vkr_percent | sn_mva | vn_lv_kv | vn_hv_kv | vk_percent | shift_degree | vector_group | tap_side | tap_neutral | tap_min | tap_max | tap_step_degree | tap_step_percent | tap_phase_shifter
160 MVA 380/110 kV | 0.06 | 60 | 0.25 | 160 | 110 | 380 | 12.2 | 0 | Yy0 | hv | 0 | -9 | 9 | 0 | 1.5 | FALSE
100 MVA 220/110 kV | 0.06 | 55 | 0.26 | 100 | 110 | 220 | 12 | 0 | Yy0 | hv | 0 | -9 | 9 | 0 | 1.5 | FALSE
63 MVA 110/20 kV | 0.04 | 22 | 0.32 | 63 | 20 | 110 | 18 | 150 | YNd5 | hv | 0 | -9 | 9 | 0 | 1.5 | FALSE
40 MVA 110/20 kV | 0.05 | 18 | 0.34 | 40 | 20 | 110 | 16.2 | 150 | YNd5 | hv | 0 | -9 | 9 | 0 | 1.5 | FALSE
25 MVA 110/20 kV | 0.07 | 14 | 0.41 | 25 | 20 | 110 | 12 | 150 | YNd5 | hv | 0 | -9 | 9 | 0 | 1.5 | FALSE
63 MVA 110/10 kV | 0.04 | 22 | 0.32 | 63 | 10 | 110 | 18 | 150 | YNd5 | hv | 0 | -9 | 9 | 0 | 1.5 | FALSE
40 MVA 110/10 kV | 0.05 | 18 | 0.34 | 40 | 10 | 110 | 16.2 | 150 | YNd5 | hv | 0 | -9 | 9 | 0 | 1.5 | FALSE
25 MVA 110/10 kV | 0.07 | 14 | 0.41 | 25 | 10 | 110 | 12 | 150 | YNd5 | hv | 0 | -9 | 9 | 0 | 1.5 | FALSE
0.25 MVA 20/0.4 kV | 0.32 | 0.8 | 1.44 | 0.25 | 0.4 | 20 | 6 | 150 | Yzn5 | hv | 0 | -2 | 2 | 0 | 2.5 | FALSE
0.4 MVA 20/0.4 kV | 0.3375 | 1.35 | 1.425 | 0.4 | 0.4 | 20 | 6 | 150 | Dyn5 | hv | 0 | -2 | 2 | 0 | 2.5 | FALSE
0.63 MVA 20/0.4 kV | 0.2619 | 1.65 | 1.206 | 0.63 | 0.4 | 20 | 6 | 150 | Dyn5 | hv | 0 | -2 | 2 | 0 | 2.5 | FALSE
0.25 MVA 10/0.4 kV | 0.24 | 0.6 | 1.2 | 0.25 | 0.4 | 10 | 4 | 150 | Dyn5 | hv | 0 | -2 | 2 | 0 | 2.5 | FALSE
0.4 MVA 10/0.4 kV | 0.2375 | 0.95 | 1.325 | 0.4 | 0.4 | 10 | 4 | 150 | Dyn5 | hv | 0 | -2 | 2 | 0 | 2.5 | FALSE
0.63 MVA 10/0.4 kV | 0.1873 | 1.18 | 1.0794 | 0.63 | 0.4 | 10 | 4 | 150 | Dyn5 | hv | 0 | -2 | 2 | 0 | 2.5 | FALSE

## trafo3w_std_types
| sn_hv_mva | sn_mv_mva | sn_lv_mva | vn_hv_kv | vn_mv_kv | vn_lv_kv | vk_hv_percent | vk_mv_percent | vk_lv_percent | vkr_hv_percent | vkr_mv_percent | vkr_lv_percent | pfe_kw | i0_percent | shift_mv_degree | shift_lv_degree | vector_group | tap_side | tap_neutral | tap_min | tap_max | tap_step_percent
63/25/38 MVA 110/20/10 kV | 63 | 25 | 38 | 110 | 20 | 10 | 10.4 | 10.4 | 10.4 | 0.28 | 0.32 | 0.35 | 35 | 0.89 | 0 | 0 | YN0yn0yn0 | hv | 0 | -10 | 10 | 1.2
63/25/38 MVA 110/10/10 kV | 63 | 25 | 38 | 110 | 10 | 10 | 10.4 | 10.4 | 10.4 | 0.28 | 0.32 | 0.35 | 35 | 0.89 | 0 | 0 | YN0yn0yn0 | hv | 0 | -10 | 10 | 1.2

## fuse_std_types
| fuse_type | i_rated_a | t_avg | t_min | t_total | x_avg | x_min | x_total
HV 100A | HV 100A | 100 | 0 | [10.0, 3.64, 0.854, 0.281, 0.1, 0.0531, 0.022, 0.01] | [10.0, 4.267, 1.21, 0.403, 0.1, 0.058, 0.022, 0.01] | 0 | [300.0, 350.0, 450.0, 550.0, 700.0, 850.0, 1200.0, 1752.0] | [600.0, 700.0, 900.0, 1150.0, 1665.0, 2000.0, 3000.0, 4313.0]
HV 10A | HV 10A | 10 | 0 | [10.0, 1675.0, 0.344, 0.156, 0.1, 0.0417, 0.0171, 0.01] | [10.0, 1.3, 0.3, 0.155, 0.1, 0.0555, 0.023, 0.01] | 0 | [30.0, 32.0, 35.0, 37.0, 39.0, 50.0, 70.0, 88.0] | [60.0, 70.0, 80.0, 87.0, 94.0, 110.0, 150.0, 216.0]
HV 125A | HV 125A | 125 | 0 | [10.0, 1.82, 0.344, 0.1, 0.0467, 0.0269, 0.01] | [10.0, 2.478, 0.426, 0.1, 0.0427, 0.0211, 0.01] | 0 | [375.0, 500.0, 700.0, 925.0, 1200.0, 1500.0, 2341.0] | [750.0, 1000.0, 1500.0, 2200.0, 3000.0, 4000.0, 5765.0]
HV 160A | HV 160A | 160 | 0 | [10.0, 4.15, 1.03, 0.198, 0.1, 0.051, 0.0172, 0.01] | [10.0, 2.3, 0.734, 0.274, 0.1, 0.046, 0.0177, 0.01] | 0 | [480.0, 550.0, 700.0, 1000.0, 1260.0, 1600.0, 2500.0, 3227.0] | [960.0, 1300.0, 1700.0, 2200.0, 2996.0, 4000.0, 6000.0, 7946.0]
HV 16A | HV 16A | 16 | 0 | [10.0, 0.352, 0.164, 0.1, 0.0649, 0.0342, 0.01] | [10.0, 2.34, 0.722, 0.181, 0.1, 0.055, 0.0296, 0.01] | 0 | [48.0, 60.0, 65.0, 71.0, 80.0, 100.0, 162.0] | [96.0, 110.0, 125.0, 150.0, 168.0, 200.0, 250.0, 398.0]
HV 200A | HV 200A | 200 | 0 | [10.0, 4.267, 1.21, 0.403, 0.1, 0.058, 0.022, 0.01] | [10.0, 3.73, 1.654, 0.328, 0.1, 0.0531, 0.019, 0.01] | 0 | [600.0, 700.0, 900.0, 1150.0, 1665.0, 2000.0, 3000.0, 4313.0] | [1200.0, 1500.0, 1800.0, 2700.0, 3960.0, 5000.0, 7500.0, 10620.0]
HV 20A | HV 20A | 20 | 0 | [10.0, 1.3, 0.3, 0.155, 0.1, 0.0555, 0.023, 0.01] | [10.0, 1.3, 0.161, 0.1, 0.0611, 0.0399, 0.0141, 0.01] | 0 | [60.0, 70.0, 80.0, 87.0, 94.0, 110.0, 150.0, 216.0] | [120.0, 150.0, 200.0, 223.0, 260.0, 300.0, 450.0, 532.0]
HV 25A | HV 25A | 25 | 0 | [10.0, 2.512, 0.833, 0.299, 0.1, 0.0372, 0.0223, 0.01] | [10.0, 3.125, 0.597, 0.198, 0.1, 0.0378, 0.022, 0.01] | 0 | [75.0, 82.0, 90.0, 100.0, 124.0, 170.0, 200.0, 289.0] | [150.0, 170.0, 210.0, 250.0, 294.0, 400.0, 500.0, 711.0]
HV 31.5A | HV 31.5A | 31.5 | 0 | [10.0, 2.34, 0.722, 0.181, 0.1, 0.055, 0.0296, 0.01] | [10.0, 2.84, 0.368, 0.164, 0.1, 0.0621, 0.0378, 0.0195, 0.01] | 0 | [95.0, 110.0, 125.0, 150.0, 165.0, 200.0, 250.0, 390.0] | [189.0, 220.0, 300.0, 350.0, 393.0, 450.0, 530.0, 700.0, 960.0]
HV 40A | HV 40A | 40 | 0 | [10.0, 1.3, 0.161, 0.1, 0.0611, 0.0399, 0.0141, 0.01] | [10.0, 2.05, 0.369, 0.198, 0.1, 0.051, 0.0298, 0.01] | 0 | [120.0, 150.0, 200.0, 223.0, 260.0, 300.0, 450.0, 532.0] | [240.0, 300.0, 400.0, 450.0, 530.0, 650.0, 800.0, 1311.0]
HV 50A | HV 50A | 50 | 0 | [10.0, 3.215, 0.597, 0.198, 0.1, 0.0378, 0.022, 0.01] | [10.0, 3.64, 0.854, 0.281, 0.1, 0.0531, 0.022, 0.01] | 0 | [150.0, 170.0, 210.0, 250.0, 294.0, 400.0, 500.0, 711.0] | [300.0, 350.0, 450.0, 550.0, 700.0, 850.0, 1200.0, 1752.0]
HV 6.3A | HV 6.3A | 6.3 | 0 | [10.0, 1.39, 0.344, 0.168, 0.1, 0.056, 0.0263, 0.01] | [10.0, 1.711, 0.516, 0.198, 0.1, 0.0634, 0.0303, 0.01] | 0 | [19.0, 19.5, 20.4, 20.8, 22.0, 25.0, 32.0, 48.0] | [38.0, 40.0, 43.0, 48.0, 53.0, 60.0, 75.0, 118.0]
HV 63A | HV 63A | 63 | 0 | [10.0, 2.84, 0.368, 0.164, 0.1, 0.0621, 0.0378, 0.0195, 0.01] | [10.0, 1.82, 0.344, 0.1, 0.0467, 0.0269, 0.01] | 0 | [189.0, 220.0, 300.0, 350.0, 393.0, 450.0, 530.0, 700.0, 961.0] | [378.0, 500.0, 700.0, 934.0, 1200.0, 1500.0, 2366.0]
HV 80A | HV 80A | 80 | 0 | [10.0, 2.05, 0.369, 0.198, 0.1, 0.051, 0.0298, 0.01] | [10.0, 4.15, 1.03, 0.198, 0.1, 0.051, 0.0172, 0.01] | 0 | [240.0, 300.0, 400.0, 450.0, 530.0, 650.0, 800.0, 1311.0] | [480.0, 550.0, 700.0, 1000.0, 1260.0, 1600.0, 2500.0, 3227.0]
Siemens NH-1-100 | Siemens NH-1-100 | 100 | [5400.0, 2000.0, 400.0, 20.0, 1.0, 0.2, 0.012, 0.004] | 0 | 0 | [150.0, 190.0, 250.0, 430.0, 900.0, 1250.0, 2700.0, 3600.0] | 0 | 0
Siemens NH-1-125 | Siemens NH-1-125 | 125 | [4800.0, 120.0, 7.0, 0.1, 0.004] | 0 | 0 | [180.0, 400.0, 740.0, 2000.0, 4250.0] | 0 | 0
Siemens NH-1-16 | Siemens NH-1-16 | 16 | [4000.0, 400.0, 2.0, 0.1, 0.04, 0.01] | 0 | 0 | [26.0, 35.0, 75.0, 150.0, 200.0, 300.0] | 0 | 0
Siemens NH-1-160 | Siemens NH-1-160 | 160 | [4800.0, 120.0, 7.0, 0.1, 0.004] | 0 | 0 | [210.0, 500.0, 900.0, 2300.0, 5000.0] | 0 | 0
Siemens NH-1-25 | Siemens NH-1-25 | 25 | [4000.0, 1000.0, 10.0, 0.2, 0.02, 0.01] | 0 | 0 | [40.0, 50.0, 100.0, 210.0, 400.0, 500.0] | 0 | 0
Siemens NH-1-50 | Siemens NH-1-50 | 50 | [4000.0, 40.0, 4.0, 1.0, 0.02, 0.01] | 0 | 0 | [86.0, 200.0, 300.0, 400.0, 1000.0, 1280.0] | 0 | 0
Siemens NH-1-63 | Siemens NH-1-63 | 63 | [4000.0, 100.0, 10.0, 2.0, 0.04, 0.01] | 0 | 0 | [100.0, 200.0, 300.0, 400.0, 1000.0, 1500.0] | 0 | 0
Siemens NH-1-80 | Siemens NH-1-80 | 80 | [4800.0, 120.0, 7.0, 0.1, 0.01] | 0 | 0 | [150.58, 250.0, 450.0, 1150.0, 2470.0] | 0 | 0
Siemens NH-2-1000 | Siemens NH-2-1000 | 1000 | [4800.0, 120.0, 7.0, 0.1, 0.004] | 0 | 0 | [1900.0, 3500.0, 8400.0, 24000.0, 52000.0] | 0 | 0
Siemens NH-2-200 | Siemens NH-2-200 | 200 | [4800.0, 120.0, 7.0, 0.1, 0.004] | 0 | 0 | [280.0, 650.0, 1200.0, 3000.0, 7000.0] | 0 | 0
Siemens NH-2-224 | Siemens NH-2-224 | 224 | [4800.0, 120.0, 7.0, 0.2, 0.04, 0.004] | 0 | 0 | [400.0, 750.0, 1453.0, 3025.0, 4315.0, 7600.0] | 0 | 0
Siemens NH-2-250 | Siemens NH-2-250 | 250 | [4800.0, 120.0, 7.0, 0.1, 0.004] | 0 | 0 | [450.0, 800.0, 1650.0, 4000.0, 8500.0] | 0 | 0
Siemens NH-2-315 | Siemens NH-2-315 | 315 | [4800.0, 120.0, 7.0, 0.1, 0.004] | 0 | 0 | [550.0, 920.0, 1900.0, 5000.0, 11000.0] | 0 | 0
Siemens NH-2-355 | Siemens NH-2-355 | 355 | [4800.0, 120.0, 6.0, 0.1, 0.004] | 0 | 0 | [650.0, 1116.27, 2350.0, 5840.0, 12790.0] | 0 | 0
Siemens NH-2-400 | Siemens NH-2-400 | 400 | [4800.0, 120.0, 7.0, 0.1, 0.004] | 0 | 0 | [720.0, 1350.0, 2800.0, 6500.0, 15000.0] | 0 | 0
Siemens NH-2-425 | Siemens NH-2-425 | 425 | [4800.0, 120.0, 7.0, 0.1, 0.004] | 0 | 0 | [850.0, 1500.0, 3050.0, 7500.0, 16500.0] | 0 | 0
Siemens NH-2-630 | Siemens NH-2-630 | 630 | [4800.0, 120.0, 7.0, 0.1, 0.004] | 0 | 0 | [1200.0, 2000.0, 4800.0, 12000.0, 26000.0] | 0 | 0

## dtypes
| element | column | dtype
0 | bus | name | object
1 | bus | vn_kv | float64
2 | bus | type | object
3 | bus | zone | object
4 | bus | in_service | bool
5 | load | name | object
6 | load | bus | uint32
7 | load | p_mw | float64
8 | load | q_mvar | float64
9 | load | const_z_percent | float64
10 | load | const_i_percent | float64
11 | load | sn_mva | float64
12 | load | scaling | float64
13 | load | in_service | bool
14 | load | type | object
15 | ext_grid | name | object
16 | ext_grid | bus | uint32
17 | ext_grid | vm_pu | float64
18 | ext_grid | va_degree | float64
19 | ext_grid | slack_weight | float64
20 | ext_grid | in_service | bool
21 | line | name | object
22 | line | std_type | object
23 | line | from_bus | uint32
24 | line | to_bus | uint32
25 | line | length_km | float64
26 | line | r_ohm_per_km | float64
27 | line | x_ohm_per_km | float64
28 | line | c_nf_per_km | float64
29 | line | g_us_per_km | float64
30 | line | max_i_ka | float64
31 | line | df | float64
32 | line | parallel | uint32
33 | line | type | object
34 | line | in_service | bool
35 | trafo | name | object
36 | trafo | std_type | object
37 | trafo | hv_bus | uint32
38 | trafo | lv_bus | uint32
39 | trafo | sn_mva | float64
40 | trafo | vn_hv_kv | float64
41 | trafo | vn_lv_kv | float64
42 | trafo | vk_percent | float64
43 | trafo | vkr_percent | float64
44 | trafo | pfe_kw | float64
45 | trafo | i0_percent | float64
46 | trafo | shift_degree | float64
47 | trafo | tap_side | object
48 | trafo | tap_neutral | int32
49 | trafo | tap_min | int32
50 | trafo | tap_max | int32
51 | trafo | tap_step_percent | float64
52 | trafo | tap_step_degree | float64
53 | trafo | tap_pos | int32
54 | trafo | tap_phase_shifter | bool
55 | trafo | parallel | uint32
56 | trafo | df | float64
57 | trafo | in_service | bool
58 | line_geodata | coords | object
59 | bus_geodata | x | float64
60 | bus_geodata | y | float64
61 | bus_geodata | coords | object

## parameters
| version | format_version | converged | OPF_converged | name | f_hz | sn_mva
0 | 2.14.6 | 2.14.0 | FALSE | FALSE |  | 50 | 1