## bus
| name | vn_kv | type | zone | in_service
0 | bus_LV_296-30_0_5_node_0 | 0.4 | n |  | TRUE
1 | bus_LV_296-30_0_5_node_1 | 0.4 | n |  | TRUE
2 | bus_LV_296-30_0_5_node_2 | 0.4 | n |  | TRUE
3 | bus_LV_296-30_0_5_node_3 | 0.4 | n |  | TRUE
4 | bus_LV_296-30_0_5_node_4 | 0.4 | n |  | TRUE
5 | bus_LV_296-30_0_5_node_34 | 0.4 | n |  | TRUE
6 | bus_LV_296-30_0_5_node_11 | 0.4 | n |  | TRUE
7 | bus_LV_296-30_0_5_node_6 | 0.4 | n |  | TRUE
8 | bus_LV_296-30_0_5_node_5 | 0.4 | n |  | TRUE
9 | bus_LV_296-30_0_5_node_7 | 0.4 | n |  | TRUE
10 | bus_LV_296-30_0_5_node_8 | 0.4 | n |  | TRUE
11 | bus_LV_296-30_0_5_node_25 | 0.4 | n |  | TRUE
12 | bus_LV_296-30_0_5_node_26 | 0.4 | n |  | TRUE
13 | bus_LV_296-30_0_5_node_28 | 0.4 | n |  | TRUE
14 | bus_LV_296-30_0_5_node_9 | 0.4 | n |  | TRUE
15 | bus_LV_296-30_0_5_node_180 | 0.4 | n |  | TRUE
16 | bus_LV_296-30_0_5_node_179 | 0.4 | n |  | TRUE
17 | bus_LV_296-30_0_5_node_10 | 0.4 | n |  | TRUE
18 | bus_LV_296-30_0_5_node_177 | 0.4 | n |  | TRUE
19 | bus_LV_296-30_0_5_node_176 | 0.4 | n |  | TRUE
20 | bus_LV_296-30_0_5_node_12 | 0.4 | n |  | TRUE
21 | bus_LV_296-30_0_5_node_102 | 0.4 | n |  | TRUE
22 | bus_LV_296-30_0_5_node_16 | 0.4 | n |  | TRUE
23 | bus_LV_296-30_0_5_node_99 | 0.4 | n |  | TRUE
24 | bus_LV_296-30_0_5_node_14 | 0.4 | n |  | TRUE
25 | bus_LV_296-30_0_5_node_48 | 0.4 | n |  | TRUE
26 | bus_LV_296-30_0_5_node_55 | 0.4 | n |  | TRUE
27 | bus_LV_296-30_0_5_node_15 | 0.4 | n |  | TRUE
28 | bus_LV_296-30_0_5_node_27 | 0.4 | n |  | TRUE
29 | bus_LV_296-30_0_5_node_17 | 0.4 | n |  | TRUE
30 | bus_LV_296-30_0_5_node_18 | 0.4 | n |  | TRUE
31 | bus_LV_296-30_0_5_node_53 | 0.4 | n |  | TRUE
32 | bus_LV_296-30_0_5_node_44 | 0.4 | n |  | TRUE
33 | bus_LV_296-30_0_5_node_19 | 0.4 | n |  | TRUE
34 | bus_LV_296-30_0_5_node_47 | 0.4 | n |  | TRUE
35 | bus_LV_296-30_0_5_node_20 | 0.4 | n |  | TRUE
36 | bus_LV_296-30_0_5_node_65 | 0.4 | n |  | TRUE
37 | bus_LV_296-30_0_5_node_130 | 0.4 | n |  | TRUE
38 | bus_LV_296-30_0_5_node_21 | 0.4 | n |  | TRUE
39 | bus_LV_296-30_0_5_node_166 | 0.4 | n |  | TRUE
40 | bus_LV_296-30_0_5_node_86 | 0.4 | n |  | TRUE
41 | bus_LV_296-30_0_5_node_24 | 0.4 | n |  | TRUE
42 | bus_LV_296-30_0_5_node_94 | 0.4 | n |  | TRUE
43 | bus_LV_296-30_0_5_node_150 | 0.4 | n |  | TRUE
44 | bus_LV_296-30_0_5_node_33 | 0.4 | n |  | TRUE
45 | bus_LV_296-30_0_5_node_178 | 0.4 | n |  | TRUE
46 | bus_LV_296-30_0_5_node_30 | 0.4 | n |  | TRUE
47 | bus_LV_296-30_0_5_node_32 | 0.4 | n |  | TRUE
48 | bus_LV_296-30_0_5_node_128 | 0.4 | n |  | TRUE
49 | bus_LV_296-30_0_5_node_117 | 0.4 | n |  | TRUE
50 | bus_LV_296-30_0_5_node_114 | 0.4 | n |  | TRUE
51 | bus_LV_296-30_0_5_node_100 | 0.4 | n |  | TRUE
52 | bus_LV_296-30_0_5_node_175 | 0.4 | n |  | TRUE
53 | bus_LV_296-30_0_5_node_80 | 0.4 | n |  | TRUE
54 | bus_LV_296-30_0_5_node_46 | 0.4 | n |  | TRUE
55 | bus_LV_296-30_0_5_node_54 | 0.4 | n |  | TRUE
56 | bus_LV_296-30_0_5_node_29 | 0.4 | n |  | TRUE
57 | bus_LV_296-30_0_5_node_43 | 0.4 | n |  | TRUE
58 | bus_LV_296-30_0_5_node_38 | 0.4 | n |  | TRUE
59 | bus_LV_296-30_0_5_node_52 | 0.4 | n |  | TRUE
60 | bus_LV_296-30_0_5_node_36 | 0.4 | n |  | TRUE
61 | bus_LV_296-30_0_5_node_66 | 0.4 | n |  | TRUE
62 | bus_LV_296-30_0_5_node_105 | 0.4 | n |  | TRUE
63 | bus_LV_296-30_0_5_node_160 | 0.4 | n |  | TRUE
64 | bus_LV_296-30_0_5_node_64 | 0.4 | n |  | TRUE
65 | bus_LV_296-30_0_5_node_97 | 0.4 | n |  | TRUE
66 | bus_LV_296-30_0_5_node_63 | 0.4 | n |  | TRUE
67 | bus_LV_296-30_0_5_node_129 | 0.4 | n |  | TRUE
68 | bus_LV_296-30_0_5_node_168 | 0.4 | n |  | TRUE
69 | bus_LV_296-30_0_5_node_84 | 0.4 | n |  | TRUE
70 | bus_LV_296-30_0_5_node_96 | 0.4 | n |  | TRUE
71 | bus_LV_296-30_0_5_node_139 | 0.4 | n |  | TRUE
72 | bus_LV_296-30_0_5_node_61 | 0.4 | n |  | TRUE
73 | bus_LV_296-30_0_5_node_92 | 0.4 | n |  | TRUE
74 | bus_LV_296-30_0_5_node_42 | 0.4 | n |  | TRUE
75 | bus_LV_296-30_0_5_node_41 | 0.4 | n |  | TRUE
76 | bus_LV_296-30_0_5_node_45 | 0.4 | n |  | TRUE
77 | bus_LV_296-30_0_5_node_37 | 0.4 | n |  | TRUE
78 | bus_LV_296-30_0_5_node_125 | 0.4 | n |  | TRUE
79 | bus_LV_296-30_0_5_node_126 | 0.4 | n |  | TRUE
80 | bus_LV_296-30_0_5_node_122 | 0.4 | n |  | TRUE
81 | bus_LV_296-30_0_5_node_115 | 0.4 | n |  | TRUE
82 | bus_LV_296-30_0_5_node_35 | 0.4 | n |  | TRUE
83 | bus_LV_296-30_0_5_node_39 | 0.4 | n |  | TRUE
84 | bus_LV_296-30_0_5_node_40 | 0.4 | n |  | TRUE
85 | bus_LV_296-30_0_5_node_50 | 0.4 | n |  | TRUE
86 | bus_LV_296-30_0_5_node_49 | 0.4 | n |  | TRUE
87 | bus_LV_296-30_0_5_node_51 | 0.4 | n |  | TRUE
88 | bus_LV_296-30_0_5_node_56 | 0.4 | n |  | TRUE
89 | bus_LV_296-30_0_5_node_57 | 0.4 | n |  | TRUE
90 | bus_LV_296-30_0_5_node_58 | 0.4 | n |  | TRUE
91 | bus_LV_296-30_0_5_node_59 | 0.4 | n |  | TRUE
92 | bus_LV_296-30_0_5_node_60 | 0.4 | n |  | TRUE
93 | bus_LV_296-30_0_5_node_170 | 0.4 | n |  | TRUE
94 | bus_LV_296-30_0_5_node_171 | 0.4 | n |  | TRUE
95 | bus_LV_296-30_0_5_node_62 | 0.4 | n |  | TRUE
96 | bus_LV_296-30_0_5_node_67 | 0.4 | n |  | TRUE
97 | bus_LV_296-30_0_5_node_73 | 0.4 | n |  | TRUE
98 | bus_LV_296-30_0_5_node_161 | 0.4 | n |  | TRUE
99 | bus_LV_296-30_0_5_node_103 | 0.4 | n |  | TRUE
100 | bus_LV_296-30_0_5_node_159 | 0.4 | n |  | TRUE
101 | bus_LV_296-30_0_5_node_162 | 0.4 | n |  | TRUE
102 | bus_LV_296-30_0_5_node_68 | 0.4 | n |  | TRUE
103 | bus_LV_296-30_0_5_node_69 | 0.4 | n |  | TRUE
104 | bus_LV_296-30_0_5_node_71 | 0.4 | n |  | TRUE
105 | bus_LV_296-30_0_5_node_72 | 0.4 | n |  | TRUE
106 | bus_LV_296-30_0_5_node_81 | 0.4 | n |  | TRUE
107 | bus_LV_296-30_0_5_node_147 | 0.4 | n |  | TRUE
108 | bus_LV_296-30_0_5_node_142 | 0.4 | n |  | TRUE
109 | bus_LV_296-30_0_5_node_74 | 0.4 | n |  | TRUE
110 | bus_LV_296-30_0_5_node_118 | 0.4 | n |  | TRUE
111 | bus_LV_296-30_0_5_node_157 | 0.4 | n |  | TRUE
112 | bus_LV_296-30_0_5_node_82 | 0.4 | n |  | TRUE
113 | bus_LV_296-30_0_5_node_158 | 0.4 | n |  | TRUE
114 | bus_LV_296-30_0_5_node_155 | 0.4 | n |  | TRUE
115 | bus_LV_296-30_0_5_node_141 | 0.4 | n |  | TRUE
116 | bus_LV_296-30_0_5_node_116 | 0.4 | n |  | TRUE
117 | bus_LV_296-30_0_5_node_156 | 0.4 | n |  | TRUE
118 | bus_LV_296-30_0_5_node_75 | 0.4 | n |  | TRUE
119 | bus_LV_296-30_0_5_node_76 | 0.4 | n |  | TRUE
120 | bus_LV_296-30_0_5_node_77 | 0.4 | n |  | TRUE
121 | bus_LV_296-30_0_5_node_78 | 0.4 | n |  | TRUE
122 | bus_LV_296-30_0_5_node_79 | 0.4 | n |  | TRUE
123 | bus_LV_296-30_0_5_node_98 | 0.4 | n |  | TRUE
124 | bus_LV_296-30_0_5_node_174 | 0.4 | n |  | TRUE
125 | bus_LV_296-30_0_5_node_101 | 0.4 | n |  | TRUE
126 | bus_LV_296-30_0_5_node_163 | 0.4 | n |  | TRUE
127 | bus_LV_296-30_0_5_node_164 | 0.4 | n |  | TRUE
128 | bus_LV_296-30_0_5_node_165 | 0.4 | n |  | TRUE
129 | bus_LV_296-30_0_5_node_83 | 0.4 | n |  | TRUE
130 | bus_LV_296-30_0_5_node_85 | 0.4 | n |  | TRUE
131 | bus_LV_296-30_0_5_node_87 | 0.4 | n |  | TRUE
132 | bus_LV_296-30_0_5_node_88 | 0.4 | n |  | TRUE
133 | bus_LV_296-30_0_5_node_89 | 0.4 | n |  | TRUE
134 | bus_LV_296-30_0_5_node_91 | 0.4 | n |  | TRUE
135 | bus_LV_296-30_0_5_node_90 | 0.4 | n |  | TRUE
136 | bus_LV_296-30_0_5_node_169 | 0.4 | n |  | TRUE
137 | bus_LV_296-30_0_5_node_143 | 0.4 | n |  | TRUE
138 | bus_LV_296-30_0_5_node_172 | 0.4 | n |  | TRUE
139 | bus_LV_296-30_0_5_node_93 | 0.4 | n |  | TRUE
140 | bus_LV_296-30_0_5_node_95 | 0.4 | n |  | TRUE
141 | bus_LV_296-30_0_5_node_140 | 0.4 | n |  | TRUE
142 | bus_LV_296-30_0_5_node_138 | 0.4 | n |  | TRUE
143 | bus_LV_296-30_0_5_node_104 | 0.4 | n |  | TRUE
144 | bus_LV_296-30_0_5_node_106 | 0.4 | n |  | TRUE
145 | bus_LV_296-30_0_5_node_107 | 0.4 | n |  | TRUE
146 | bus_LV_296-30_0_5_node_108 | 0.4 | n |  | TRUE
147 | bus_LV_296-30_0_5_node_110 | 0.4 | n |  | TRUE
148 | bus_LV_296-30_0_5_node_124 | 0.4 | n |  | TRUE
149 | bus_LV_296-30_0_5_node_127 | 0.4 | n |  | TRUE
150 | bus_LV_296-30_0_5_node_111 | 0.4 | n |  | TRUE
151 | bus_LV_296-30_0_5_node_112 | 0.4 | n |  | TRUE
152 | bus_LV_296-30_0_5_node_149 | 0.4 | n |  | TRUE
153 | bus_LV_296-30_0_5_node_151 | 0.4 | n |  | TRUE
154 | bus_LV_296-30_0_5_node_152 | 0.4 | n |  | TRUE
155 | bus_LV_296-30_0_5_node_123 | 0.4 | n |  | TRUE
156 | bus_LV_296-30_0_5_node_146 | 0.4 | n |  | TRUE
157 | bus_LV_296-30_0_5_node_120 | 0.4 | n |  | TRUE
158 | bus_LV_296-30_0_5_node_119 | 0.4 | n |  | TRUE
159 | bus_LV_296-30_0_5_node_148 | 0.4 | n |  | TRUE
160 | bus_LV_296-30_0_5_node_135 | 0.4 | n |  | TRUE
161 | bus_LV_296-30_0_5_node_136 | 0.4 | n |  | TRUE
162 | bus_LV_296-30_0_5_node_121 | 0.4 | n |  | TRUE
163 | bus_LV_296-30_0_5_node_144 | 0.4 | n |  | TRUE
164 | bus_LV_296-30_0_5_node_153 | 0.4 | n |  | TRUE
165 | bus_LV_296-30_0_5_node_131 | 0.4 | n |  | TRUE
166 | bus_LV_296-30_0_5_node_132 | 0.4 | n |  | TRUE
167 | bus_LV_296-30_0_5_node_133 | 0.4 | n |  | TRUE
168 | bus_LV_296-30_0_5_node_134 | 0.4 | n |  | TRUE
169 | bus_LV_296-30_0_5_node_173 | 0.4 | n |  | TRUE
170 | bus_LV_296-30_0_5_node_137 | 0.4 | n |  | TRUE
171 | bus_LV_296-30_0_5_node_154 | 0.4 | n |  | TRUE
172 | bus_LV_296-30_0_5_node_145 | 0.4 | n |  | TRUE
173 | bus_LV_296-30_0_5_node_167 | 0.4 | n |  | TRUE
174 | bus_MV_363_0_node_70 | 20 | n |  | TRUE

## load
| name | bus | p_mw | q_mvar | const_z_percent | const_i_percent | sn_mva | scaling | in_service | type
0 | LV_296-30_0_5_load_0 | 0 | 0.0089229 | 0.0022363 | 0 | 0 |  | 1 | TRUE | wye
1 | LV_296-30_0_5_load_1 | 1 | 0.0076739 | 0.0019233 | 0 | 0 |  | 1 | TRUE | wye
2 | LV_296-30_0_5_load_3 | 3 | 0.0021376 | 0.00053572 | 0 | 0 |  | 1 | TRUE | wye
3 | LV_296-30_0_5_load_34 | 5 | 0.0075689 | 0.001897 | 0 | 0 |  | 1 | TRUE | wye
4 | LV_296-30_0_5_load_5 | 8 | 0.0061393 | 0.0015386 | 0 | 0 |  | 1 | TRUE | wye
5 | LV_296-30_0_5_load_8 | 10 | 0.0022976 | 0.00057584 | 0 | 0 |  | 1 | TRUE | wye
6 | LV_296-30_0_5_load_25 | 11 | 0.0055469 | 0.0013902 | 0 | 0 |  | 1 | TRUE | wye
7 | LV_296-30_0_5_load_180 | 15 | 0.00031952 | 8.008e-05 | 0 | 0 |  | 1 | TRUE | wye
8 | LV_296-30_0_5_load_179 | 16 | 0.00082357 | 0.00020641 | 0 | 0 |  | 1 | TRUE | wye
9 | LV_296-30_0_5_load_177 | 18 | 0.0056833 | 0.0014244 | 0 | 0 |  | 1 | TRUE | wye
10 | LV_296-30_0_5_load_176 | 19 | 0.0012274 | 0.00030761 | 0 | 0 |  | 1 | TRUE | wye
11 | LV_296-30_0_5_load_102 | 21 | 0.001897 | 0.00047544 | 0 | 0 |  | 1 | TRUE | wye
12 | LV_296-30_0_5_load_99 | 23 | 0.0024471 | 0.0006133 | 0 | 0 |  | 1 | TRUE | wye
13 | LV_296-30_0_5_load_55 | 26 | 0.012723 | 0.0031887 | 0 | 0 |  | 1 | TRUE | wye
14 | LV_296-30_0_5_load_27 | 28 | 0.0023202 | 0.00058151 | 0 | 0 |  | 1 | TRUE | wye
15 | LV_296-30_0_5_load_53 | 31 | 0.009235 | 0.0023145 | 0 | 0 |  | 1 | TRUE | wye
16 | LV_296-30_0_5_load_44 | 32 | 0.013031 | 0.0032658 | 0 | 0 |  | 1 | TRUE | wye
17 | LV_296-30_0_5_load_47 | 34 | 0.011176 | 0.002801 | 0 | 0 |  | 1 | TRUE | wye
18 | LV_296-30_0_5_load_130 | 37 | 0.0014576 | 0.0003653 | 0 | 0 |  | 1 | TRUE | wye
19 | LV_296-30_0_5_load_166 | 39 | 0.0020453 | 0.0005126 | 0 | 0 |  | 1 | TRUE | wye
20 | LV_296-30_0_5_load_86 | 40 | 0.0020843 | 0.00052238 | 0 | 0 |  | 1 | TRUE | wye
21 | LV_296-30_0_5_load_150 | 43 | 0.008439 | 0.002115 | 0 | 0 |  | 1 | TRUE | wye
22 | LV_296-30_0_5_load_178 | 45 | 0.00039673 | 9.943e-05 | 0 | 0 |  | 1 | TRUE | wye
23 | LV_296-30_0_5_load_128 | 48 | 0.013358 | 0.0033478 | 0 | 0 |  | 1 | TRUE | wye
24 | LV_296-30_0_5_load_117 | 49 | 0.012325 | 0.003089 | 0 | 0 |  | 1 | TRUE | wye
25 | LV_296-30_0_5_load_114 | 50 | 0.0071846 | 0.0018006 | 0 | 0 |  | 1 | TRUE | wye
26 | LV_296-30_0_5_load_100 | 51 | 0.002016 | 0.00050525 | 0 | 0 |  | 1 | TRUE | wye
27 | LV_296-30_0_5_load_175 | 52 | 0.0018707 | 0.00046885 | 0 | 0 |  | 1 | TRUE | wye
28 | LV_296-30_0_5_load_80 | 53 | 0.0012566 | 0.00031492 | 0 | 0 |  | 1 | TRUE | wye
29 | LV_296-30_0_5_load_46 | 54 | 0.016223 | 0.0040658 | 0 | 0 |  | 1 | TRUE | wye
30 | LV_296-30_0_5_load_54 | 55 | 0.014918 | 0.0037388 | 0 | 0 |  | 1 | TRUE | wye
31 | LV_296-30_0_5_load_43 | 57 | 0.0065013 | 0.0016294 | 0 | 0 |  | 1 | TRUE | wye
32 | LV_296-30_0_5_load_52 | 59 | 0.015094 | 0.0037828 | 0 | 0 |  | 1 | TRUE | wye
33 | LV_296-30_0_5_load_105 | 62 | 0.0044847 | 0.001124 | 0 | 0 |  | 1 | TRUE | wye
34 | LV_296-30_0_5_load_160 | 63 | 0.0022222 | 0.00055695 | 0 | 0 |  | 1 | TRUE | wye
35 | LV_296-30_0_5_load_97 | 65 | 0.0033875 | 0.000849 | 0 | 0 |  | 1 | TRUE | wye
36 | LV_296-30_0_5_load_63 | 66 | 0.0019408 | 0.00048642 | 0 | 0 |  | 1 | TRUE | wye
37 | LV_296-30_0_5_load_129 | 67 | 0.0028297 | 0.0007092 | 0 | 0 |  | 1 | TRUE | wye
38 | LV_296-30_0_5_load_168 | 68 | 0.0020755 | 0.00052016 | 0 | 0 |  | 1 | TRUE | wye
39 | LV_296-30_0_5_load_84 | 69 | 0.0020561 | 0.00051532 | 0 | 0 |  | 1 | TRUE | wye
40 | LV_296-30_0_5_load_61 | 72 | 0.0040936 | 0.001026 | 0 | 0 |  | 1 | TRUE | wye
41 | LV_296-30_0_5_load_92 | 73 | 0.006947 | 0.0017411 | 0 | 0 |  | 1 | TRUE | wye
42 | LV_296-30_0_5_load_45 | 76 | 0.0064193 | 0.0016088 | 0 | 0 |  | 1 | TRUE | wye
43 | LV_296-30_0_5_load_125 | 78 | 0.0058229 | 0.0014594 | 0 | 0 |  | 1 | TRUE | wye
44 | LV_296-30_0_5_load_126 | 79 | 0.005868 | 0.0014707 | 0 | 0 |  | 1 | TRUE | wye
45 | LV_296-30_0_5_load_115 | 81 | 0.0093226 | 0.0023365 | 0 | 0 |  | 1 | TRUE | wye
46 | LV_296-30_0_5_load_35 | 82 | 0.0011551 | 0.00028948 | 0 | 0 |  | 1 | TRUE | wye
47 | LV_296-30_0_5_load_40 | 84 | 0.011287 | 0.0028289 | 0 | 0 |  | 1 | TRUE | wye
48 | LV_296-30_0_5_load_50 | 85 | 0.0052342 | 0.0013118 | 0 | 0 |  | 1 | TRUE | wye
49 | LV_296-30_0_5_load_49 | 86 | 0.01511 | 0.0037869 | 0 | 0 |  | 1 | TRUE | wye
50 | LV_296-30_0_5_load_51 | 87 | 0.0058236 | 0.0014595 | 0 | 0 |  | 1 | TRUE | wye
51 | LV_296-30_0_5_load_56 | 88 | 0.0031799 | 0.00079696 | 0 | 0 |  | 1 | TRUE | wye
52 | LV_296-30_0_5_load_57 | 89 | 0.0082978 | 0.0020796 | 0 | 0 |  | 1 | TRUE | wye
53 | LV_296-30_0_5_load_59 | 91 | 0.0052717 | 0.0013212 | 0 | 0 |  | 1 | TRUE | wye
54 | LV_296-30_0_5_load_60 | 92 | 0.0037968 | 0.00095157 | 0 | 0 |  | 1 | TRUE | wye
55 | LV_296-30_0_5_load_170 | 93 | 0.0036288 | 0.00090947 | 0 | 0 |  | 1 | TRUE | wye
56 | LV_296-30_0_5_load_62 | 95 | 0.0016772 | 0.00042035 | 0 | 0 |  | 1 | TRUE | wye
57 | LV_296-30_0_5_load_161 | 98 | 0.0023405 | 0.00058658 | 0 | 0 |  | 1 | TRUE | wye
58 | LV_296-30_0_5_load_103 | 99 | 0.0011658 | 0.00029219 | 0 | 0 |  | 1 | TRUE | wye
59 | LV_296-30_0_5_load_159 | 100 | 0.00091307 | 0.00022884 | 0 | 0 |  | 1 | TRUE | wye
60 | LV_296-30_0_5_load_162 | 101 | 0.0041716 | 0.0010455 | 0 | 0 |  | 1 | TRUE | wye
61 | LV_296-30_0_5_load_68 | 102 | 0.0048989 | 0.0012278 | 0 | 0 |  | 1 | TRUE | wye
62 | LV_296-30_0_5_load_71 | 104 | 0.0056468 | 0.0014152 | 0 | 0 |  | 1 | TRUE | wye
63 | LV_296-30_0_5_load_81 | 106 | 0.0020697 | 0.00051872 | 0 | 0 |  | 1 | TRUE | wye
64 | LV_296-30_0_5_load_142 | 108 | 0.0041706 | 0.0010452 | 0 | 0 |  | 1 | TRUE | wye
65 | LV_296-30_0_5_load_157 | 111 | 0.0062924 | 0.001577 | 0 | 0 |  | 1 | TRUE | wye
66 | LV_296-30_0_5_load_82 | 112 | 0.0020564 | 0.00051539 | 0 | 0 |  | 1 | TRUE | wye
67 | LV_296-30_0_5_load_158 | 113 | 0.0028637 | 0.0007177 | 0 | 0 |  | 1 | TRUE | wye
68 | LV_296-30_0_5_load_155 | 114 | 0.0063559 | 0.0015929 | 0 | 0 |  | 1 | TRUE | wye
69 | LV_296-30_0_5_load_141 | 115 | 0.0042104 | 0.0010552 | 0 | 0 |  | 1 | TRUE | wye
70 | LV_296-30_0_5_load_116 | 116 | 0.0025147 | 0.00063023 | 0 | 0 |  | 1 | TRUE | wye
71 | LV_296-30_0_5_load_75 | 118 | 0.0023907 | 0.00059916 | 0 | 0 |  | 1 | TRUE | wye
72 | LV_296-30_0_5_load_76 | 119 | 0.005542 | 0.001389 | 0 | 0 |  | 1 | TRUE | wye
73 | LV_296-30_0_5_load_79 | 122 | 0.0012327 | 0.00030894 | 0 | 0 |  | 1 | TRUE | wye
74 | LV_296-30_0_5_load_174 | 124 | 0.0013511 | 0.00033861 | 0 | 0 |  | 1 | TRUE | wye
75 | LV_296-30_0_5_load_101 | 125 | 0.0028938 | 0.00072526 | 0 | 0 |  | 1 | TRUE | wye
76 | LV_296-30_0_5_load_164 | 127 | 0.0062272 | 0.0015607 | 0 | 0 |  | 1 | TRUE | wye
77 | LV_296-30_0_5_load_165 | 128 | 0.0020756 | 0.00052019 | 0 | 0 |  | 1 | TRUE | wye
78 | LV_296-30_0_5_load_83 | 129 | 0.0044371 | 0.001112 | 0 | 0 |  | 1 | TRUE | wye
79 | LV_296-30_0_5_load_85 | 130 | 0.0031502 | 0.00078951 | 0 | 0 |  | 1 | TRUE | wye
80 | LV_296-30_0_5_load_87 | 131 | 0.0029131 | 0.00073009 | 0 | 0 |  | 1 | TRUE | wye
81 | LV_296-30_0_5_load_88 | 132 | 0.0018328 | 0.00045934 | 0 | 0 |  | 1 | TRUE | wye
82 | LV_296-30_0_5_load_89 | 133 | 0.001756 | 0.0004401 | 0 | 0 |  | 1 | TRUE | wye
83 | LV_296-30_0_5_load_91 | 134 | 0.0016247 | 0.0004072 | 0 | 0 |  | 1 | TRUE | wye
84 | LV_296-30_0_5_load_169 | 136 | 0.0022806 | 0.00057157 | 0 | 0 |  | 1 | TRUE | wye
85 | LV_296-30_0_5_load_143 | 137 | 0.0025358 | 0.00063553 | 0 | 0 |  | 1 | TRUE | wye
86 | LV_296-30_0_5_load_172 | 138 | 0.002198 | 0.00055086 | 0 | 0 |  | 1 | TRUE | wye
87 | LV_296-30_0_5_load_93 | 139 | 0.011021 | 0.002762 | 0 | 0 |  | 1 | TRUE | wye
88 | LV_296-30_0_5_load_138 | 142 | 0.0028127 | 0.00070494 | 0 | 0 |  | 1 | TRUE | wye
89 | LV_296-30_0_5_load_104 | 143 | 0.0017459 | 0.00043756 | 0 | 0 |  | 1 | TRUE | wye
90 | LV_296-30_0_5_load_106 | 144 | 0.0030423 | 0.00076246 | 0 | 0 |  | 1 | TRUE | wye
91 | LV_296-30_0_5_load_107 | 145 | 0.0044844 | 0.0011239 | 0 | 0 |  | 1 | TRUE | wye
92 | LV_296-30_0_5_load_108 | 146 | 0.0065468 | 0.0016408 | 0 | 0 |  | 1 | TRUE | wye
93 | LV_296-30_0_5_load_149 | 152 | 0.0062337 | 0.0015623 | 0 | 0 |  | 1 | TRUE | wye
94 | LV_296-30_0_5_load_151 | 153 | 0.0046636 | 0.0011688 | 0 | 0 |  | 1 | TRUE | wye
95 | LV_296-30_0_5_load_152 | 154 | 0.0047088 | 0.0011801 | 0 | 0 |  | 1 | TRUE | wye
96 | LV_296-30_0_5_load_146 | 156 | 0.0030671 | 0.00076869 | 0 | 0 |  | 1 | TRUE | wye
97 | LV_296-30_0_5_load_119 | 158 | 0.0078712 | 0.0019727 | 0 | 0 |  | 1 | TRUE | wye
98 | LV_296-30_0_5_load_148 | 159 | 0.006013 | 0.001507 | 0 | 0 |  | 1 | TRUE | wye
99 | LV_296-30_0_5_load_135 | 160 | 0.004954 | 0.0012416 | 0 | 0 |  | 1 | TRUE | wye
100 | LV_296-30_0_5_load_136 | 161 | 0.0053255 | 0.0013347 | 0 | 0 |  | 1 | TRUE | wye
101 | LV_296-30_0_5_load_121 | 162 | 0.0024219 | 0.00060698 | 0 | 0 |  | 1 | TRUE | wye
102 | LV_296-30_0_5_load_144 | 163 | 0.0072961 | 0.0018286 | 0 | 0 |  | 1 | TRUE | wye
103 | LV_296-30_0_5_load_131 | 165 | 0.009039 | 0.0022654 | 0 | 0 |  | 1 | TRUE | wye
104 | LV_296-30_0_5_load_133 | 167 | 0.0025009 | 0.00062677 | 0 | 0 |  | 1 | TRUE | wye
105 | LV_296-30_0_5_load_134 | 168 | 0.006727 | 0.001686 | 0 | 0 |  | 1 | TRUE | wye
106 | LV_296-30_0_5_load_173 | 169 | 0.0074786 | 0.0018743 | 0 | 0 |  | 1 | TRUE | wye
107 | LV_296-30_0_5_load_137 | 170 | 0.0051477 | 0.0012901 | 0 | 0 |  | 1 | TRUE | wye
108 | LV_296-30_0_5_load_154 | 171 | 0.0013021 | 0.00032634 | 0 | 0 |  | 1 | TRUE | wye
109 | LV_296-30_0_5_load_145 | 172 | 0.0070909 | 0.0017771 | 0 | 0 |  | 1 | TRUE | wye
110 | LV_296-30_0_5_load_167 | 173 | 0.0020579 | 0.00051575 | 0 | 0 |  | 1 | TRUE | wye

## ext_grid
| name | bus | vm_pu | va_degree | slack_weight | in_service
0 |  | 131 | 1 | 0 | 1 | TRUE

## line
| name | std_type | from_bus | to_bus | length_km | r_ohm_per_km | x_ohm_per_km | c_nf_per_km | g_us_per_km | max_i_ka | df | parallel | type | in_service
0 | LV_296-30_0_5_line_0 |  | 0 | 1 | 0.0027308 | 0.125 | 0.08 | 261 | 0 | 0.364 | 1 | 1 | cs | TRUE
1 | LV_296-30_0_5_line_1 |  | 0 | 2 | 0.021402 | 0.125 | 0.08 | 261 | 0 | 0.364 | 1 | 1 | cs | TRUE
2 | LV_296-30_0_5_line_2 |  | 1 | 3 | 0.057595 | 0.125 | 0.08 | 261 | 0 | 0.364 | 1 | 1 | cs | TRUE
3 | LV_296-30_0_5_line_3 |  | 2 | 4 | 0.076124 | 0.125 | 0.08 | 261 | 0 | 0.364 | 1 | 1 | cs | TRUE
4 | LV_296-30_0_5_line_4 |  | 4 | 5 | 0.051677 | 0.125 | 0.08 | 261 | 0 | 0.364 | 1 | 1 | cs | TRUE
5 | LV_296-30_0_5_line_5 |  | 5 | 6 | 0.040928 | 0.125 | 0.08 | 261 | 0 | 0.364 | 1 | 1 | cs | TRUE
6 | LV_296-30_0_5_line_6 |  | 6 | 7 | 0.17568 | 0.125 | 0.08 | 261 | 0 | 0.364 | 1 | 1 | cs | TRUE
7 | LV_296-30_0_5_line_7 |  | 7 | 10 | 0.017827 | 0.125 | 0.08 | 261 | 0 | 0.364 | 1 | 4 | cs | TRUE
8 | LV_296-30_0_5_line_8 |  | 7 | 8 | 0.02445 | 0.125 | 0.08 | 261 | 0 | 0.364 | 1 | 4 | cs | TRUE
9 | LV_296-30_0_5_line_9 |  | 8 | 9 | 0.0091981 | 0.125 | 0.08 | 261 | 0 | 0.364 | 1 | 4 | cs | TRUE
10 | LV_296-30_0_5_line_10 |  | 9 | 11 | 0.0098869 | 0.125 | 0.08 | 261 | 0 | 0.364 | 1 | 4 | cs | TRUE
11 | LV_296-30_0_5_line_11 |  | 9 | 12 | 0.012456 | 0.125 | 0.08 | 261 | 0 | 0.364 | 1 | 1 | cs | TRUE
12 | LV_296-30_0_5_line_12 |  | 10 | 13 | 0.011846 | 0.125 | 0.08 | 261 | 0 | 0.364 | 1 | 4 | cs | TRUE
13 | LV_296-30_0_5_line_13 |  | 11 | 44 | 0.012422 | 0.125 | 0.08 | 261 | 0 | 0.364 | 1 | 4 | cs | TRUE
14 | LV_296-30_0_5_line_14 |  | 12 | 16 | 0.015282 | 0.125 | 0.08 | 261 | 0 | 0.364 | 1 | 1 | cs | TRUE
15 | LV_296-30_0_5_line_15 |  | 13 | 28 | 0.021734 | 0.125 | 0.08 | 261 | 0 | 0.364 | 1 | 4 | cs | TRUE
16 | LV_296-30_0_5_line_16 |  | 14 | 15 | 0.023758 | 0.125 | 0.08 | 261 | 0 | 0.364 | 1 | 1 | cs | TRUE
17 | LV_296-30_0_5_line_17 |  | 14 | 16 | 0.03579 | 0.125 | 0.08 | 261 | 0 | 0.364 | 1 | 1 | cs | TRUE
18 | LV_296-30_0_5_line_18 |  | 16 | 45 | 0.0078182 | 0.125 | 0.08 | 261 | 0 | 0.364 | 1 | 1 | cs | TRUE
19 | LV_296-30_0_5_line_19 |  | 17 | 18 | 0.031599 | 0.125 | 0.08 | 261 | 0 | 0.364 | 1 | 1 | cs | TRUE
20 | LV_296-30_0_5_line_20 |  | 17 | 19 | 0.039393 | 0.125 | 0.08 | 261 | 0 | 0.364 | 1 | 1 | cs | TRUE
21 | LV_296-30_0_5_line_21 |  | 19 | 27 | 0.011376 | 0.125 | 0.08 | 261 | 0 | 0.364 | 1 | 1 | cs | TRUE
22 | LV_296-30_0_5_line_22 |  | 20 | 21 | 0.023888 | 0.125 | 0.08 | 261 | 0 | 0.364 | 1 | 4 | cs | TRUE
23 | LV_296-30_0_5_line_23 |  | 20 | 22 | 0.013596 | 0.125 | 0.08 | 261 | 0 | 0.364 | 1 | 4 | cs | TRUE
24 | LV_296-30_0_5_line_24 |  | 20 | 23 | 0.016881 | 0.125 | 0.08 | 261 | 0 | 0.364 | 1 | 1 | cs | TRUE
25 | LV_296-30_0_5_line_25 |  | 21 | 43 | 0.024176 | 0.125 | 0.08 | 261 | 0 | 0.364 | 1 | 4 | cs | TRUE
26 | LV_296-30_0_5_line_26 |  | 22 | 28 | 0.0097159 | 0.125 | 0.08 | 261 | 0 | 0.364 | 1 | 4 | cs | TRUE
27 | LV_296-30_0_5_line_27 |  | 22 | 27 | 0.003584 | 0.125 | 0.08 | 261 | 0 | 0.364 | 1 | 1 | cs | TRUE
28 | LV_296-30_0_5_line_28 |  | 23 | 51 | 0.0014772 | 0.125 | 0.08 | 261 | 0 | 0.364 | 1 | 1 | cs | TRUE
29 | LV_296-30_0_5_line_29 |  | 24 | 25 | 0.014191 | 0.125 | 0.08 | 261 | 0 | 0.364 | 1 | 1 | cs | TRUE
30 | LV_296-30_0_5_line_30 |  | 24 | 26 | 0.073182 | 0.125 | 0.08 | 261 | 0 | 0.364 | 1 | 1 | cs | TRUE
31 | LV_296-30_0_5_line_31 |  | 25 | 54 | 0.029305 | 0.125 | 0.08 | 261 | 0 | 0.364 | 1 | 1 | cs | TRUE
32 | LV_296-30_0_5_line_32 |  | 26 | 55 | 0.017832 | 0.125 | 0.08 | 261 | 0 | 0.364 | 1 | 1 | cs | TRUE
33 | LV_296-30_0_5_line_33 |  | 29 | 30 | 0.01878 | 0.125 | 0.08 | 261 | 0 | 0.364 | 1 | 1 | cs | TRUE
34 | LV_296-30_0_5_line_34 |  | 29 | 31 | 0.018688 | 0.125 | 0.08 | 261 | 0 | 0.364 | 1 | 1 | cs | TRUE
35 | LV_296-30_0_5_line_35 |  | 30 | 32 | 0.016426 | 0.125 | 0.08 | 261 | 0 | 0.364 | 1 | 1 | cs | TRUE
36 | LV_296-30_0_5_line_36 |  | 31 | 33 | 0.026298 | 0.125 | 0.08 | 261 | 0 | 0.364 | 1 | 1 | cs | TRUE
37 | LV_296-30_0_5_line_37 |  | 32 | 56 | 0.02279 | 0.125 | 0.08 | 261 | 0 | 0.364 | 1 | 1 | cs | TRUE
38 | LV_296-30_0_5_line_38 |  | 33 | 34 | 0.0017606 | 0.125 | 0.08 | 261 | 0 | 0.364 | 1 | 1 | cs | TRUE
39 | LV_296-30_0_5_line_39 |  | 35 | 36 | 0.003751 | 0.125 | 0.08 | 261 | 0 | 0.364 | 1 | 1 | cs | TRUE
40 | LV_296-30_0_5_line_40 |  | 35 | 37 | 0.012571 | 0.125 | 0.08 | 261 | 0 | 0.364 | 1 | 1 | cs | TRUE
41 | LV_296-30_0_5_line_41 |  | 36 | 65 | 0.0029865 | 0.125 | 0.08 | 261 | 0 | 0.364 | 1 | 1 | cs | TRUE
42 | LV_296-30_0_5_line_42 |  | 36 | 66 | 0.006959 | 0.125 | 0.08 | 261 | 0 | 0.364 | 1 | 1 | cs | TRUE
43 | LV_296-30_0_5_line_43 |  | 37 | 67 | 0.0055185 | 0.125 | 0.08 | 261 | 0 | 0.364 | 1 | 1 | cs | TRUE
44 | LV_296-30_0_5_line_44 |  | 38 | 39 | 0.0065969 | 0.125 | 0.08 | 261 | 0 | 0.364 | 1 | 1 | cs | TRUE
45 | LV_296-30_0_5_line_45 |  | 38 | 40 | 0.031965 | 0.125 | 0.08 | 261 | 0 | 0.364 | 1 | 1 | cs | TRUE
46 | LV_296-30_0_5_line_46 |  | 39 | 68 | 0.012146 | 0.125 | 0.08 | 261 | 0 | 0.364 | 1 | 1 | cs | TRUE
47 | LV_296-30_0_5_line_47 |  | 40 | 69 | 0.0049159 | 0.125 | 0.08 | 261 | 0 | 0.364 | 1 | 1 | cs | TRUE
48 | LV_296-30_0_5_line_48 |  | 41 | 42 | 0.025283 | 0.125 | 0.08 | 261 | 0 | 0.364 | 1 | 4 | cs | TRUE
49 | LV_296-30_0_5_line_49 |  | 41 | 43 | 0.021293 | 0.125 | 0.08 | 261 | 0 | 0.364 | 1 | 4 | cs | TRUE
50 | LV_296-30_0_5_line_50 |  | 42 | 73 | 0.020559 | 0.125 | 0.08 | 261 | 0 | 0.364 | 1 | 4 | cs | TRUE
51 | LV_296-30_0_5_line_51 |  | 44 | 74 | 0.022108 | 0.125 | 0.08 | 261 | 0 | 0.364 | 1 | 4 | cs | TRUE
52 | LV_296-30_0_5_line_52 |  | 46 | 47 | 0.063247 | 0.125 | 0.08 | 261 | 0 | 0.364 | 1 | 1 | cs | TRUE
53 | LV_296-30_0_5_line_53 |  | 46 | 48 | 0.007564 | 0.125 | 0.08 | 261 | 0 | 0.364 | 1 | 1 | cs | TRUE
54 | LV_296-30_0_5_line_54 |  | 47 | 49 | 0.016836 | 0.125 | 0.08 | 261 | 0 | 0.364 | 1 | 1 | cs | TRUE
55 | LV_296-30_0_5_line_55 |  | 47 | 50 | 0.017474 | 0.125 | 0.08 | 261 | 0 | 0.364 | 1 | 1 | cs | TRUE
56 | LV_296-30_0_5_line_56 |  | 49 | 80 | 0.026198 | 0.125 | 0.08 | 261 | 0 | 0.364 | 1 | 1 | cs | TRUE
57 | LV_296-30_0_5_line_57 |  | 50 | 81 | 0.027627 | 0.125 | 0.08 | 261 | 0 | 0.364 | 1 | 1 | cs | TRUE
58 | LV_296-30_0_5_line_58 |  | 51 | 125 | 0.0017998 | 0.125 | 0.08 | 261 | 0 | 0.364 | 1 | 1 | cs | TRUE
59 | LV_296-30_0_5_line_59 |  | 52 | 53 | 0.0017701 | 0.125 | 0.08 | 261 | 0 | 0.364 | 1 | 1 | cs | TRUE
60 | LV_296-30_0_5_line_60 |  | 53 | 120 | 0.012116 | 0.125 | 0.08 | 261 | 0 | 0.364 | 1 | 1 | cs | TRUE
61 | LV_296-30_0_5_line_61 |  | 55 | 83 | 0.066739 | 0.125 | 0.08 | 261 | 0 | 0.364 | 1 | 1 | cs | TRUE
62 | LV_296-30_0_5_line_62 |  | 56 | 57 | 0.017351 | 0.125 | 0.08 | 261 | 0 | 0.364 | 1 | 1 | cs | TRUE
63 | LV_296-30_0_5_line_63 |  | 57 | 74 | 0.012946 | 0.125 | 0.08 | 261 | 0 | 0.364 | 1 | 1 | cs | TRUE
64 | LV_296-30_0_5_line_64 |  | 58 | 59 | 0.015263 | 0.125 | 0.08 | 261 | 0 | 0.364 | 1 | 1 | cs | TRUE
65 | LV_296-30_0_5_line_65 |  | 58 | 60 | 0.003291 | 0.125 | 0.08 | 261 | 0 | 0.364 | 1 | 1 | cs | TRUE
66 | LV_296-30_0_5_line_66 |  | 59 | 85 | 0.0087776 | 0.125 | 0.08 | 261 | 0 | 0.364 | 1 | 1 | cs | TRUE
67 | LV_296-30_0_5_line_67 |  | 60 | 83 | 0.02863 | 0.125 | 0.08 | 261 | 0 | 0.364 | 1 | 2 | cs | TRUE
68 | LV_296-30_0_5_line_68 |  | 60 | 82 | 0.015026 | 0.125 | 0.08 | 261 | 0 | 0.364 | 1 | 3 | cs | TRUE
69 | LV_296-30_0_5_line_69 |  | 61 | 62 | 0.016023 | 0.125 | 0.08 | 261 | 0 | 0.364 | 1 | 1 | cs | TRUE
70 | LV_296-30_0_5_line_70 |  | 61 | 63 | 0.015575 | 0.125 | 0.08 | 261 | 0 | 0.364 | 1 | 1 | cs | TRUE
71 | LV_296-30_0_5_line_71 |  | 61 | 64 | 0.003269 | 0.125 | 0.08 | 261 | 0 | 0.364 | 1 | 1 | cs | TRUE
72 | LV_296-30_0_5_line_72 |  | 62 | 99 | 0.016368 | 0.125 | 0.08 | 261 | 0 | 0.364 | 1 | 1 | cs | TRUE
73 | LV_296-30_0_5_line_73 |  | 63 | 97 | 0.020598 | 0.125 | 0.08 | 261 | 0 | 0.364 | 1 | 1 | cs | TRUE
74 | LV_296-30_0_5_line_74 |  | 64 | 95 | 0.015571 | 0.125 | 0.08 | 261 | 0 | 0.364 | 1 | 1 | cs | TRUE
75 | LV_296-30_0_5_line_75 |  | 66 | 95 | 0.017266 | 0.125 | 0.08 | 261 | 0 | 0.364 | 1 | 1 | cs | TRUE
76 | LV_296-30_0_5_line_76 |  | 68 | 173 | 0.0093593 | 0.125 | 0.08 | 261 | 0 | 0.364 | 1 | 1 | cs | TRUE
77 | LV_296-30_0_5_line_77 |  | 69 | 129 | 0.057034 | 0.125 | 0.08 | 261 | 0 | 0.364 | 1 | 1 | cs | TRUE
78 | LV_296-30_0_5_line_78 |  | 70 | 71 | 0.006052 | 0.125 | 0.08 | 261 | 0 | 0.364 | 1 | 4 | cs | TRUE
79 | LV_296-30_0_5_line_79 |  | 70 | 72 | 0.019989 | 0.125 | 0.08 | 261 | 0 | 0.364 | 1 | 4 | cs | TRUE
80 | LV_296-30_0_5_line_80 |  | 71 | 142 | 0.01588 | 0.125 | 0.08 | 261 | 0 | 0.364 | 1 | 1 | cs | TRUE
81 | LV_296-30_0_5_line_81 |  | 71 | 141 | 0.014479 | 0.125 | 0.08 | 261 | 0 | 0.364 | 1 | 4 | cs | TRUE
82 | LV_296-30_0_5_line_82 |  | 72 | 90 | 0.0038933 | 0.125 | 0.08 | 261 | 0 | 0.364 | 1 | 4 | cs | TRUE
83 | LV_296-30_0_5_line_83 |  | 73 | 139 | 0.0025264 | 0.125 | 0.08 | 261 | 0 | 0.364 | 1 | 4 | cs | TRUE
84 | LV_296-30_0_5_line_84 |  | 74 | 76 | 0.012866 | 0.125 | 0.08 | 261 | 0 | 0.364 | 1 | 4 | cs | TRUE
85 | LV_296-30_0_5_line_85 |  | 75 | 76 | 0.016072 | 0.125 | 0.08 | 261 | 0 | 0.364 | 1 | 4 | cs | TRUE
86 | LV_296-30_0_5_line_86 |  | 75 | 77 | 0.023138 | 0.125 | 0.08 | 261 | 0 | 0.364 | 1 | 4 | cs | TRUE
87 | LV_296-30_0_5_line_87 |  | 77 | 84 | 0.014753 | 0.125 | 0.08 | 261 | 0 | 0.364 | 1 | 1 | cs | TRUE
88 | LV_296-30_0_5_line_88 |  | 77 | 82 | 0.0083456 | 0.125 | 0.08 | 261 | 0 | 0.364 | 1 | 4 | cs | TRUE
89 | LV_296-30_0_5_line_89 |  | 78 | 79 | 0.019037 | 0.125 | 0.08 | 261 | 0 | 0.364 | 1 | 1 | cs | TRUE
90 | LV_296-30_0_5_line_90 |  | 79 | 149 | 0.028789 | 0.125 | 0.08 | 261 | 0 | 0.364 | 1 | 1 | cs | TRUE
91 | LV_296-30_0_5_line_91 |  | 80 | 149 | 0.00351 | 0.125 | 0.08 | 261 | 0 | 0.364 | 1 | 1 | cs | TRUE
92 | LV_296-30_0_5_line_92 |  | 80 | 157 | 0.005192 | 0.125 | 0.08 | 261 | 0 | 0.364 | 1 | 1 | cs | TRUE
93 | LV_296-30_0_5_line_93 |  | 81 | 116 | 0.0093404 | 0.125 | 0.08 | 261 | 0 | 0.364 | 1 | 1 | cs | TRUE
94 | LV_296-30_0_5_line_94 |  | 85 | 86 | 0.010348 | 0.125 | 0.08 | 261 | 0 | 0.364 | 1 | 1 | cs | TRUE
95 | LV_296-30_0_5_line_95 |  | 86 | 87 | 0.01518 | 0.125 | 0.08 | 261 | 0 | 0.364 | 1 | 1 | cs | TRUE
96 | LV_296-30_0_5_line_96 |  | 88 | 89 | 0.013377 | 0.125 | 0.08 | 261 | 0 | 0.364 | 1 | 1 | cs | TRUE
97 | LV_296-30_0_5_line_97 |  | 88 | 90 | 0.012076 | 0.125 | 0.08 | 261 | 0 | 0.364 | 1 | 1 | cs | TRUE
98 | LV_296-30_0_5_line_98 |  | 89 | 91 | 0.0098673 | 0.125 | 0.08 | 261 | 0 | 0.364 | 1 | 1 | cs | TRUE
99 | LV_296-30_0_5_line_99 |  | 90 | 92 | 0.013101 | 0.125 | 0.08 | 261 | 0 | 0.364 | 1 | 4 | cs | TRUE
100 | LV_296-30_0_5_line_100 |  | 92 | 93 | 0.010971 | 0.125 | 0.08 | 261 | 0 | 0.364 | 1 | 4 | cs | TRUE
101 | LV_296-30_0_5_line_101 |  | 93 | 94 | 0.0015217 | 0.125 | 0.08 | 261 | 0 | 0.364 | 1 | 4 | cs | TRUE
102 | LV_296-30_0_5_line_102 |  | 94 | 138 | 0.0059355 | 0.125 | 0.08 | 261 | 0 | 0.364 | 1 | 4 | cs | TRUE
103 | LV_296-30_0_5_line_103 |  | 94 | 134 | 0.010229 | 0.125 | 0.08 | 261 | 0 | 0.364 | 1 | 4 | cs | TRUE
104 | LV_296-30_0_5_line_104 |  | 96 | 97 | 0.014862 | 0.125 | 0.08 | 261 | 0 | 0.364 | 1 | 1 | cs | TRUE
105 | LV_296-30_0_5_line_105 |  | 96 | 98 | 0.017298 | 0.125 | 0.08 | 261 | 0 | 0.364 | 1 | 1 | cs | TRUE
106 | LV_296-30_0_5_line_106 |  | 97 | 100 | 0.011182 | 0.125 | 0.08 | 261 | 0 | 0.364 | 1 | 1 | cs | TRUE
107 | LV_296-30_0_5_line_107 |  | 98 | 101 | 0.0030087 | 0.125 | 0.08 | 261 | 0 | 0.364 | 1 | 1 | cs | TRUE
108 | LV_296-30_0_5_line_108 |  | 99 | 143 | 0.016505 | 0.125 | 0.08 | 261 | 0 | 0.364 | 1 | 1 | cs | TRUE
109 | LV_296-30_0_5_line_109 |  | 100 | 110 | 0.009325 | 0.125 | 0.08 | 261 | 0 | 0.364 | 1 | 1 | cs | TRUE
110 | LV_296-30_0_5_line_110 |  | 102 | 103 | 0.013536 | 0.125 | 0.08 | 261 | 0 | 0.364 | 1 | 1 | cs | TRUE
111 | LV_296-30_0_5_line_111 |  | 103 | 104 | 0.025322 | 0.125 | 0.08 | 261 | 0 | 0.364 | 1 | 1 | cs | TRUE
112 | LV_296-30_0_5_line_112 |  | 103 | 105 | 0.007368 | 0.125 | 0.08 | 261 | 0 | 0.364 | 1 | 1 | cs | TRUE
113 | LV_296-30_0_5_line_113 |  | 104 | 106 | 0.010429 | 0.125 | 0.08 | 261 | 0 | 0.364 | 1 | 1 | cs | TRUE
114 | LV_296-30_0_5_line_114 |  | 105 | 107 | 0.024371 | 0.125 | 0.08 | 261 | 0 | 0.364 | 1 | 4 | cs | TRUE
115 | LV_296-30_0_5_line_115 |  | 105 | 108 | 0.018693 | 0.125 | 0.08 | 261 | 0 | 0.364 | 1 | 4 | cs | TRUE
116 | LV_296-30_0_5_line_116 |  | 106 | 112 | 0.00077406 | 0.125 | 0.08 | 261 | 0 | 0.364 | 1 | 1 | cs | TRUE
117 | LV_296-30_0_5_line_117 |  | 107 | 113 | 0.0048339 | 0.125 | 0.08 | 261 | 0 | 0.364 | 1 | 1 | cs | TRUE
118 | LV_296-30_0_5_line_118 |  | 107 | 114 | 0.01787 | 0.125 | 0.08 | 261 | 0 | 0.364 | 1 | 4 | cs | TRUE
119 | LV_296-30_0_5_line_119 |  | 108 | 115 | 0.017912 | 0.125 | 0.08 | 261 | 0 | 0.364 | 1 | 4 | cs | TRUE
120 | LV_296-30_0_5_line_120 |  | 109 | 110 | 0.009807 | 0.125 | 0.08 | 261 | 0 | 0.364 | 1 | 2 | cs | TRUE
121 | LV_296-30_0_5_line_121 |  | 109 | 111 | 0.016983 | 0.125 | 0.08 | 261 | 0 | 0.364 | 1 | 4 | cs | TRUE
122 | LV_296-30_0_5_line_122 |  | 110 | 116 | 0.0095948 | 0.125 | 0.08 | 261 | 0 | 0.364 | 1 | 1 | cs | TRUE
123 | LV_296-30_0_5_line_123 |  | 111 | 117 | 0.011052 | 0.125 | 0.08 | 261 | 0 | 0.364 | 1 | 4 | cs | TRUE
124 | LV_296-30_0_5_line_124 |  | 112 | 126 | 0.013213 | 0.125 | 0.08 | 261 | 0 | 0.364 | 1 | 1 | cs | TRUE
125 | LV_296-30_0_5_line_125 |  | 113 | 155 | 0.019787 | 0.125 | 0.08 | 261 | 0 | 0.364 | 1 | 1 | cs | TRUE
126 | LV_296-30_0_5_line_126 |  | 114 | 117 | 0.011077 | 0.125 | 0.08 | 261 | 0 | 0.364 | 1 | 4 | cs | TRUE
127 | LV_296-30_0_5_line_127 |  | 115 | 137 | 0.0073385 | 0.125 | 0.08 | 261 | 0 | 0.364 | 1 | 4 | cs | TRUE
128 | LV_296-30_0_5_line_128 |  | 118 | 119 | 0.003203 | 0.125 | 0.08 | 261 | 0 | 0.364 | 1 | 1 | cs | TRUE
129 | LV_296-30_0_5_line_129 |  | 118 | 120 | 0.019111 | 0.125 | 0.08 | 261 | 0 | 0.364 | 1 | 1 | cs | TRUE
130 | LV_296-30_0_5_line_130 |  | 119 | 121 | 0.00010573 | 0.125 | 0.08 | 261 | 0 | 0.364 | 1 | 1 | cs | TRUE
131 | LV_296-30_0_5_line_131 |  | 120 | 122 | 0.012289 | 0.125 | 0.08 | 261 | 0 | 0.364 | 1 | 1 | cs | TRUE
132 | LV_296-30_0_5_line_132 |  | 121 | 123 | 0.026148 | 0.125 | 0.08 | 261 | 0 | 0.364 | 1 | 1 | cs | TRUE
133 | LV_296-30_0_5_line_133 |  | 122 | 124 | 0.0048669 | 0.125 | 0.08 | 261 | 0 | 0.364 | 1 | 1 | cs | TRUE
134 | LV_296-30_0_5_line_134 |  | 123 | 125 | 0.012471 | 0.125 | 0.08 | 261 | 0 | 0.364 | 1 | 1 | cs | TRUE
135 | LV_296-30_0_5_line_135 |  | 126 | 127 | 0.014242 | 0.125 | 0.08 | 261 | 0 | 0.364 | 1 | 1 | cs | TRUE
136 | LV_296-30_0_5_line_136 |  | 126 | 128 | 0.0052873 | 0.125 | 0.08 | 261 | 0 | 0.364 | 1 | 1 | cs | TRUE
137 | LV_296-30_0_5_line_137 |  | 128 | 173 | 0.004398 | 0.125 | 0.08 | 261 | 0 | 0.364 | 1 | 1 | cs | TRUE
138 | LV_296-30_0_5_line_138 |  | 129 | 130 | 0.0030076 | 0.125 | 0.08 | 261 | 0 | 0.364 | 1 | 1 | cs | TRUE
139 | LV_296-30_0_5_line_139 |  | 131 | 132 | 0.0094682 | 0.125 | 0.08 | 261 | 0 | 0.364 | 1 | 1 | cs | TRUE
140 | LV_296-30_0_5_line_140 |  | 131 | 133 | 0.0075771 | 0.125 | 0.08 | 261 | 0 | 0.364 | 1 | 4 | cs | TRUE
141 | LV_296-30_0_5_line_141 |  | 133 | 134 | 0.0055069 | 0.125 | 0.08 | 261 | 0 | 0.364 | 1 | 4 | cs | TRUE
142 | LV_296-30_0_5_line_142 |  | 135 | 136 | 0.0067022 | 0.125 | 0.08 | 261 | 0 | 0.364 | 1 | 4 | cs | TRUE
143 | LV_296-30_0_5_line_143 |  | 135 | 137 | 0.0075461 | 0.125 | 0.08 | 261 | 0 | 0.364 | 1 | 4 | cs | TRUE
144 | LV_296-30_0_5_line_144 |  | 136 | 138 | 0.0079176 | 0.125 | 0.08 | 261 | 0 | 0.364 | 1 | 4 | cs | TRUE
145 | LV_296-30_0_5_line_145 |  | 139 | 140 | 0.013854 | 0.125 | 0.08 | 261 | 0 | 0.364 | 1 | 4 | cs | TRUE
146 | LV_296-30_0_5_line_146 |  | 140 | 141 | 0.026038 | 0.125 | 0.08 | 261 | 0 | 0.364 | 1 | 4 | cs | TRUE
147 | LV_296-30_0_5_line_147 |  | 142 | 167 | 0.0044624 | 0.125 | 0.08 | 261 | 0 | 0.364 | 1 | 1 | cs | TRUE
148 | LV_296-30_0_5_line_148 |  | 143 | 144 | 0.0019143 | 0.125 | 0.08 | 261 | 0 | 0.364 | 1 | 1 | cs | TRUE
149 | LV_296-30_0_5_line_149 |  | 145 | 146 | 0.020313 | 0.125 | 0.08 | 261 | 0 | 0.364 | 1 | 1 | cs | TRUE
150 | LV_296-30_0_5_line_150 |  | 146 | 147 | 0.020083 | 0.125 | 0.08 | 261 | 0 | 0.364 | 1 | 1 | cs | TRUE
151 | LV_296-30_0_5_line_151 |  | 147 | 148 | 0.026612 | 0.125 | 0.08 | 261 | 0 | 0.364 | 1 | 1 | cs | TRUE
152 | LV_296-30_0_5_line_152 |  | 147 | 149 | 0.030021 | 0.125 | 0.08 | 261 | 0 | 0.364 | 1 | 1 | cs | TRUE
153 | LV_296-30_0_5_line_153 |  | 148 | 154 | 0.031959 | 0.125 | 0.08 | 261 | 0 | 0.364 | 1 | 1 | cs | TRUE
154 | LV_296-30_0_5_line_154 |  | 148 | 151 | 0.038063 | 0.125 | 0.08 | 261 | 0 | 0.364 | 1 | 1 | cs | TRUE
155 | LV_296-30_0_5_line_155 |  | 150 | 151 | 0.032814 | 0.125 | 0.08 | 261 | 0 | 0.364 | 1 | 1 | cs | TRUE
156 | LV_296-30_0_5_line_156 |  | 150 | 152 | 0.013803 | 0.125 | 0.08 | 261 | 0 | 0.364 | 1 | 1 | cs | TRUE
157 | LV_296-30_0_5_line_157 |  | 151 | 153 | 0.016386 | 0.125 | 0.08 | 261 | 0 | 0.364 | 1 | 1 | cs | TRUE
158 | LV_296-30_0_5_line_158 |  | 152 | 159 | 0.0098434 | 0.125 | 0.08 | 261 | 0 | 0.364 | 1 | 1 | cs | TRUE
159 | LV_296-30_0_5_line_159 |  | 154 | 164 | 0.019465 | 0.125 | 0.08 | 261 | 0 | 0.364 | 1 | 1 | cs | TRUE
160 | LV_296-30_0_5_line_160 |  | 155 | 156 | 0.017003 | 0.125 | 0.08 | 261 | 0 | 0.364 | 1 | 1 | cs | TRUE
161 | LV_296-30_0_5_line_161 |  | 156 | 163 | 0.0061406 | 0.125 | 0.08 | 261 | 0 | 0.364 | 1 | 1 | cs | TRUE
162 | LV_296-30_0_5_line_162 |  | 157 | 158 | 0.018096 | 0.125 | 0.08 | 261 | 0 | 0.364 | 1 | 1 | cs | TRUE
163 | LV_296-30_0_5_line_163 |  | 158 | 162 | 0.00194 | 0.125 | 0.08 | 261 | 0 | 0.364 | 1 | 1 | cs | TRUE
164 | LV_296-30_0_5_line_164 |  | 160 | 161 | 0.00058874 | 0.125 | 0.08 | 261 | 0 | 0.364 | 1 | 1 | cs | TRUE
165 | LV_296-30_0_5_line_165 |  | 161 | 170 | 0.063136 | 0.125 | 0.08 | 261 | 0 | 0.364 | 1 | 1 | cs | TRUE
166 | LV_296-30_0_5_line_166 |  | 163 | 172 | 0.020833 | 0.125 | 0.08 | 261 | 0 | 0.364 | 1 | 1 | cs | TRUE
167 | LV_296-30_0_5_line_167 |  | 164 | 171 | 0.05228 | 0.125 | 0.08 | 261 | 0 | 0.364 | 1 | 1 | cs | TRUE
168 | LV_296-30_0_5_line_168 |  | 164 | 170 | 0.012288 | 0.125 | 0.08 | 261 | 0 | 0.364 | 1 | 1 | cs | TRUE
169 | LV_296-30_0_5_line_169 |  | 165 | 166 | 0.0035048 | 0.125 | 0.08 | 261 | 0 | 0.364 | 1 | 1 | cs | TRUE
170 | LV_296-30_0_5_line_170 |  | 166 | 167 | 0.021151 | 0.125 | 0.08 | 261 | 0 | 0.364 | 1 | 1 | cs | TRUE
171 | LV_296-30_0_5_line_171 |  | 166 | 168 | 0.050292 | 0.125 | 0.08 | 261 | 0 | 0.364 | 1 | 1 | cs | TRUE
172 | LV_296-30_0_5_line_172 |  | 168 | 169 | 0.003772 | 0.125 | 0.08 | 261 | 0 | 0.364 | 1 | 1 | cs | TRUE

## trafo
| name | std_type | hv_bus | lv_bus | sn_mva | vn_hv_kv | vn_lv_kv | vk_percent | vkr_percent | pfe_kw | i0_percent | shift_degree | tap_side | tap_neutral | tap_min | tap_max | tap_step_percent | tap_step_degree | tap_pos | tap_phase_shifter | parallel | df | in_service
0 | LV_296-30_0_5_trafo_87 | 0.63 MVA 20/0.4 kV | 174 | 131 | 0.63 | 20 | 0.4 | 6 | 1.206 | 1.65 | 0.2619 | 150 | hv | 0 | -2 | 2 | 2.5 | 0 | 0 | FALSE | 1 | 1 | TRUE

## line_geodata
| x0 | y0 | x1 | y1 | x2 | y2 | x3 | y3 | x4 | y4 | x5 | y5 | x6 | y6 | x7 | y7 | x8 | y8 | x9 | y9 | x10 | y10 | x11 | y11 | x12 | y12 | x13 | y13 | x14 | y14 | x15 | y15 | x16 | y16 | x17 | y17 | x18 | y18
0 | 2694436.6808 | 1254117.0284 | 2694437.6281 | 1254119.5896
1 | 2694429.2562 | 1254096.9552 | 2694436.6808 | 1254117.0284
2 | 2694457.6076 | 1254173.6081 | 2694454.0308 | 1254163.936 | 2694437.6281 | 1254119.5896
3 | 2694450.0071 | 1254046.313 | 2694448.8101 | 1254047.5616 | 2694447.49 | 1254048.4857 | 2694446.0813 | 1254049.2861 | 2694439.1587 | 1254051.8555 | 2694436.373 | 1254052.8897 | 2694415.7801 | 1254060.5229 | 2694429.2562 | 1254096.9552
4 | 2694450.0071 | 1254046.313 | 2694446.6511 | 1254044.3135 | 2694444.1053 | 1254042.6049 | 2694441.4813 | 1254040.5948 | 2694438.9607 | 1254038.2528 | 2694436.7677 | 1254035.7158 | 2694426.0115 | 1254020.8105 | 2694424.6513 | 1254019.043 | 2694422.7547 | 1254017.3225 | 2694420.6909 | 1254015.6661 | 2694413.5727 | 1254010.5142
5 | 2694377.794 | 1253992.0084 | 2694379.2515 | 1253993.3549 | 2694380.8958 | 1253994.3374 | 2694382.4252 | 1253994.9623 | 2694384.6649 | 1253995.5206 | 2694393.6786 | 1253997.6215 | 2694395.9597 | 1253998.4251 | 2694397.809 | 1253999.3331 | 2694399.5134 | 1254000.3388 | 2694413.5727 | 1254010.5142
6 | 2694260.238 | 1254031.4787 | 2694265.0404 | 1254023.6823 | 2694269.9535 | 1254015.0982 | 2694283.4261 | 1253990.2376 | 2694284.8811 | 1253987.0027 | 2694285.8472 | 1253983.671 | 2694286.3751 | 1253980.8439 | 2694286.4384 | 1253977.8203 | 2694286.1028 | 1253975.2018 | 2694315.6664 | 1253970.0128 | 2694363.2709 | 1253962.0425 | 2694364.8439 | 1253962.3011 | 2694365.959 | 1253962.8748 | 2694366.969 | 1253963.8917 | 2694367.5901 | 1253965.1693 | 2694374.5552 | 1253985.9632 | 2694375.5502 | 1253988.3921 | 2694376.7377 | 1253990.5794 | 2694377.794 | 1253992.0084
7 | 2694260.238 | 1254031.4787 | 2694254.2023 | 1254039.9559 | 2694249.8797 | 1254045.9879
8 | 2694260.238 | 1254031.4787 | 2694262.6826 | 1254032.9076 | 2694267.2351 | 1254039.3851 | 2694274.818 | 1254050.797
9 | 2694278.8683 | 1254058.9411 | 2694277.8096 | 1254055.2992 | 2694274.818 | 1254050.797
10 | 2694278.8683 | 1254058.9411 | 2694274.0797 | 1254061.1332 | 2694270.5388 | 1254064.1014
11 | 2694291.189 | 1254057.1246 | 2694287.9511 | 1254057.1731 | 2694278.8683 | 1254058.9411
12 | 2694242.743 | 1254055.4413 | 2694248.5612 | 1254047.8279 | 2694249.8797 | 1254045.9879
13 | 2694263.5471 | 1254074.3315 | 2694268.8663 | 1254067.2551 | 2694270.5388 | 1254064.1014
14 | 2694305.7451 | 1254052.3415 | 2694297.1437 | 1254055.1512 | 2694291.189 | 1254057.1246
15 | 2694242.743 | 1254055.4413 | 2694238.4969 | 1254061.0003 | 2694228.7435 | 1254072.0506
16 | 2694312.8539 | 1254028.1357 | 2694290.0317 | 1254021.3004
17 | 2694305.7451 | 1254052.3415 | 2694297.7911 | 1254030.142 | 2694297.1733 | 1254028.6643 | 2694296.4716 | 1254027.2409 | 2694295.6278 | 1254025.7374 | 2694295.0021 | 1254024.7489 | 2694294.4177 | 1254024.0168 | 2694293.7568 | 1254023.3502 | 2694292.9214 | 1254022.7364 | 2694292.0098 | 1254022.177 | 2694291.0441 | 1254021.6946 | 2694290.0317 | 1254021.3004
18 | 2694305.7451 | 1254052.3415 | 2694306.6987 | 1254055.0032 | 2694307.686 | 1254057.4431 | 2694308.6552 | 1254059.5935
19 | 2694229.1598 | 1254039.4015 | 2694210.8396 | 1254027.0449 | 2694201.5163 | 1254029.2206
20 | 2694201.5163 | 1254029.2206 | 2694205.6558 | 1254041.7406 | 2694211.0569 | 1254056.06 | 2694215.5338 | 1254066.0011
21 | 2694220.5833 | 1254076.1939 | 2694216.1512 | 1254067.372 | 2694215.5338 | 1254066.0011
22 | 2694214.8314 | 1254090.5581 | 2694217.0836 | 1254094.1189 | 2694219.9375 | 1254098.2787 | 2694224.0054 | 1254103.9145 | 2694228.745 | 1254109.9566
23 | 2694214.8314 | 1254090.5581 | 2694218.1571 | 1254084.0392 | 2694222.3141 | 1254079.335
24 | 2694214.8314 | 1254090.5581 | 2694207.2057 | 1254105.6189
25 | 2694228.745 | 1254109.9566 | 2694229.0491 | 1254110.3442 | 2694236.1844 | 1254119.0423 | 2694244.4905 | 1254128.2936
26 | 2694222.3141 | 1254079.335 | 2694228.7435 | 1254072.0506
27 | 2694220.5833 | 1254076.1939 | 2694222.3141 | 1254079.335
28 | 2694206.5384 | 1254106.9368 | 2694207.2057 | 1254105.6189
29 | 2694406.834 | 1254255.711 | 2694407.5351 | 1254253.3871 | 2694410.9291 | 1254242.1212
30 | 2694410.9291 | 1254242.1212 | 2694385.6275 | 1254173.4521
31 | 2694406.834 | 1254255.711 | 2694402.1044 | 1254254.2123 | 2694394.3489 | 1254251.7757 | 2694388.5225 | 1254246.1895 | 2694382.648 | 1254240.5516
32 | 2694379.4622 | 1254156.7196 | 2694385.6275 | 1254173.4521
33 | 2694277.985 | 1254138.556 | 2694284.195 | 1254144.2371 | 2694288.5352 | 1254147.4531 | 2694292.2779 | 1254150.7597
34 | 2694292.2779 | 1254150.7597 | 2694296.9283 | 1254154.8703 | 2694297.6622 | 1254158.0623 | 2694298.4303 | 1254160.0538 | 2694299.6548 | 1254162.2862 | 2694301.2481 | 1254164.1019 | 2694302.8032 | 1254165.5275
35 | 2694277.985 | 1254138.556 | 2694265.86 | 1254127.474
36 | 2694322.029 | 1254183.4701 | 2694310.8639 | 1254172.9174 | 2694302.8032 | 1254165.5275
37 | 2694249.331 | 1254111.7902 | 2694257.1087 | 1254119.4755 | 2694265.86 | 1254127.474
38 | 2694322.029 | 1254183.4701 | 2694323.3087 | 1254184.6793
39 | 2694387.3921 | 1254367.222 | 2694390.5778 | 1254365.2267
40 | 2694387.3921 | 1254367.222 | 2694380.1065 | 1254371.765 | 2694377.3965 | 1254374.686
41 | 2694390.5778 | 1254365.2267 | 2694392.71 | 1254367.3179
42 | 2694390.5778 | 1254365.2267 | 2694385.2043 | 1254360.8049
43 | 2694377.3965 | 1254374.686 | 2694373.6432 | 1254378.7316
44 | 2694326.4958 | 1254217.0898 | 2694326.3477 | 1254219.2781 | 2694326.0485 | 1254223.6715
45 | 2694326.4958 | 1254217.0898 | 2694327.5909 | 1254217.9746 | 2694328.7915 | 1254218.8611 | 2694330.6283 | 1254220.0802 | 2694332.4531 | 1254221.0989 | 2694334.1364 | 1254222.0042 | 2694337.8454 | 1254223.6312 | 2694341.4274 | 1254225.1784 | 2694342.7302 | 1254225.8107 | 2694343.9572 | 1254226.4641 | 2694344.9211 | 1254227.0577 | 2694345.8612 | 1254227.7288 | 2694353.0335 | 1254234.3798
46 | 2694320.8225 | 1254234.2782 | 2694322.5584 | 1254232.1611 | 2694323.4292 | 1254231.0186 | 2694324.1944 | 1254229.8743 | 2694324.9779 | 1254228.5302 | 2694325.2738 | 1254227.9566 | 2694325.4932 | 1254227.4486 | 2694325.7538 | 1254226.7189 | 2694325.8848 | 1254226.076 | 2694326.0485 | 1254223.6715
47 | 2694356.6381 | 1254237.7224 | 2694353.0335 | 1254234.3798
48 | 2694236.5316 | 1254155.0538 | 2694242.3088 | 1254159.4825 | 2694253.4746 | 1254145.3602
49 | 2694253.4746 | 1254145.3602 | 2694251.2987 | 1254143.1683 | 2694252.1329 | 1254141.9584 | 2694252.5558 | 1254140.9866 | 2694252.7277 | 1254139.6661 | 2694252.5978 | 1254138.3519 | 2694252.2744 | 1254137.3348 | 2694251.7316 | 1254136.3587 | 2694244.4905 | 1254128.2936
50 | 2694236.5316 | 1254155.0538 | 2694235.4833 | 1254154.5478 | 2694234.3343 | 1254154.207 | 2694233.033 | 1254153.9528 | 2694216.268 | 1254152.0667
51 | 2694263.5471 | 1254074.3315 | 2694266.0435 | 1254079.6198 | 2694269.5036 | 1254084.5677 | 2694272.8662 | 1254089.4695 | 2694273.0998 | 1254093.7543
52 | 2694248.7978 | 1254429.1081 | 2694265.6166 | 1254421.9479 | 2694270.3646 | 1254419.9218 | 2694278.1442 | 1254416.5652 | 2694279.286 | 1254415.9385 | 2694280.3213 | 1254415.3656 | 2694282.6634 | 1254413.7461 | 2694284.5181 | 1254411.9408 | 2694285.72 | 1254410.381 | 2694286.7079 | 1254408.5175 | 2694287.7501 | 1254406.0877 | 2694288.4769 | 1254403.564 | 2694288.7099 | 1254401.2548 | 2694288.4225 | 1254398.9261 | 2694287.6433 | 1254396.6897 | 2694286.2891 | 1254394.5443 | 2694284.8434 | 1254392.9422 | 2694283.1025 | 1254391.3911
53 | 2694248.7978 | 1254429.1081 | 2694253.3009 | 1254423.0305
54 | 2694283.1025 | 1254391.3911 | 2694281.3342 | 1254390.1397 | 2694269.4057 | 1254381.6013
55 | 2694283.1025 | 1254391.3911 | 2694293.2255 | 1254377.1482
56 | 2694248.1611 | 1254366.2709 | 2694263.4598 | 1254377.3452 | 2694269.4057 | 1254381.6013
57 | 2694293.2255 | 1254377.1482 | 2694309.2306 | 1254354.6294
58 | 2694206.5384 | 1254106.9368 | 2694205.7254 | 1254108.5425
59 | 2694152.4525 | 1254156.8407 | 2694152.9658 | 1254156.4816 | 2694153.9478 | 1254155.8956
60 | 2694164.9469 | 1254150.8565 | 2694159.0988 | 1254153.2543 | 2694155.6701 | 1254154.8678 | 2694153.9478 | 1254155.8956
61 | 2694353.8588 | 1254095.6972 | 2694356.2349 | 1254097.6366 | 2694357.5167 | 1254099.1137 | 2694358.6164 | 1254100.6546 | 2694359.4488 | 1254102.4026 | 2694379.4622 | 1254156.7196
62 | 2694249.331 | 1254111.7902 | 2694257.0673 | 1254105.9643 | 2694261.6697 | 1254099.8327
63 | 2694273.0998 | 1254093.7543 | 2694261.6697 | 1254099.8327
64 | 2694329.5325 | 1254111.2886 | 2694334.8863 | 1254125.5819
65 | 2694329.5325 | 1254111.2886 | 2694331.8041 | 1254108.9007
66 | 2694337.9653 | 1254133.8018 | 2694334.8863 | 1254125.5819
67 | 2694331.8041 | 1254108.9007 | 2694344.0983 | 1254095.953 | 2694346.3768 | 1254097.3905 | 2694349.0331 | 1254097.8442 | 2694351.6609 | 1254097.2523 | 2694353.8588 | 1254095.6972
68 | 2694331.8041 | 1254108.9007 | 2694325.0448 | 1254097.9178 | 2694322.9218 | 1254098.0841
69 | 2694357.3891 | 1254342.8248 | 2694346.9502 | 1254354.9807
70 | 2694357.3891 | 1254342.8248 | 2694344.8369 | 1254333.6045
71 | 2694359.5262 | 1254340.3458 | 2694357.3891 | 1254342.8248
72 | 2694342.6881 | 1254366.915 | 2694339.2457 | 1254363.9524 | 2694346.9502 | 1254354.9807
73 | 2694328.2362 | 1254321.4104 | 2694344.8369 | 1254333.6045
74 | 2694359.5262 | 1254340.3458 | 2694364.0735 | 1254343.8099 | 2694370.4175 | 1254348.6369 | 2694371.8717 | 1254349.8335
75 | 2694371.8717 | 1254349.8335 | 2694385.2043 | 1254360.8049
76 | 2694314.7756 | 1254241.4204 | 2694317.4496 | 1254238.3513 | 2694317.9953 | 1254237.7262 | 2694320.8225 | 1254234.2782
77 | 2694373.0728 | 1254286.5301 | 2694377.2988 | 1254277.6576 | 2694377.9202 | 1254276.0662 | 2694378.1644 | 1254274.947 | 2694378.1511 | 1254273.8904 | 2694377.9061 | 1254272.6967 | 2694377.5587 | 1254271.7682 | 2694376.7811 | 1254270.377 | 2694375.8533 | 1254268.9388 | 2694370.9964 | 1254262.6454 | 2694370.208 | 1254261.4541 | 2694369.5876 | 1254260.1432 | 2694369.1411 | 1254258.8017 | 2694366.5766 | 1254247.8634 | 2694366.3227 | 1254247.2255 | 2694365.9933 | 1254246.5865 | 2694365.4684 | 1254245.9109 | 2694356.6381 | 1254237.7224
78 | 2694218.7899 | 1254184.1165 | 2694223.9377 | 1254187.3231
79 | 2694223.9377 | 1254187.3231 | 2694223.9406 | 1254189.0356 | 2694224.3501 | 1254191.2772 | 2694225.0133 | 1254193.2226 | 2694226.1651 | 1254195.287 | 2694227.9699 | 1254197.562 | 2694231.6878 | 1254201.4797 | 2694233.9385 | 1254203.8571
80 | 2694218.7899 | 1254184.1165 | 2694207.8929 | 1254195.6673
81 | 2694218.7899 | 1254184.1165 | 2694215.8419 | 1254182.0791 | 2694213.8961 | 1254180.6026 | 2694211.9008 | 1254178.914 | 2694210.1773 | 1254177.2186 | 2694208.9971 | 1254175.9877 | 2694207.8867 | 1254174.6468
82 | 2694236.6151 | 1254206.6844 | 2694233.9385 | 1254203.8571
83 | 2694213.7575 | 1254151.7843 | 2694216.268 | 1254152.0667
84 | 2694273.0998 | 1254093.7543 | 2694276.5757 | 1254094.866 | 2694285.0831 | 1254091.3209
85 | 2694299.6243 | 1254089.8401 | 2694288.1751 | 1254093.7943 | 2694285.0831 | 1254091.3209
86 | 2694299.6243 | 1254089.8401 | 2694300.4033 | 1254091.6206 | 2694317.4044 | 1254104.3456
87 | 2694317.4044 | 1254104.3456 | 2694308.15 | 1254115.8349
88 | 2694317.4044 | 1254104.3456 | 2694322.9218 | 1254098.0841
89 | 2694210.3109 | 1254399.5162 | 2694217.8684 | 1254395.1116 | 2694220.7733 | 1254391.7885 | 2694225.9129 | 1254388.9413
90 | 2694246.0415 | 1254369.0727 | 2694242.4348 | 1254373.819 | 2694234.0415 | 1254384.4383 | 2694225.9129 | 1254388.9413
91 | 2694248.1611 | 1254366.2709 | 2694246.0415 | 1254369.0727
92 | 2694248.1611 | 1254366.2709 | 2694244.0699 | 1254363.0588
93 | 2694309.2306 | 1254354.6294 | 2694313.682 | 1254348.3664 | 2694314.01 | 1254346.7425
94 | 2694341.5948 | 1254143.4919 | 2694337.9653 | 1254133.8018
95 | 2694337.3187 | 1254153.0009 | 2694344.3405 | 1254150.8221 | 2694341.5948 | 1254143.4919
96 | 2694243.9296 | 1254197.0755 | 2694252.0319 | 1254186.4319
97 | 2694236.6151 | 1254206.6844 | 2694243.9296 | 1254197.0755
98 | 2694258.0086 | 1254178.5806 | 2694252.0319 | 1254186.4319
99 | 2694236.6151 | 1254206.6844 | 2694238.5147 | 1254208.694 | 2694241.0295 | 1254211.8698 | 2694243.2357 | 1254215.0074 | 2694244.4934 | 1254217.1085
100 | 2694244.4934 | 1254217.1085 | 2694245.1981 | 1254218.2856 | 2694247.0236 | 1254221.6284 | 2694248.6299 | 1254225.001 | 2694249.3885 | 1254226.9105
101 | 2694249.9502 | 1254228.3246 | 2694249.3885 | 1254226.9105
102 | 2694249.9502 | 1254228.3246 | 2694251.9025 | 1254233.9299
103 | 2694249.9502 | 1254228.3246 | 2694258.3903 | 1254225.6791 | 2694259.7592 | 1254225.4785 | 2694259.7592 | 1254225.4785
104 | 2694339.8519 | 1254326.3882 | 2694334.3915 | 1254322.4537 | 2694330.0276 | 1254319.315 | 2694328.9052 | 1254320.6204 | 2694328.2362 | 1254321.4104
105 | 2694339.8519 | 1254326.3882 | 2694341.2349 | 1254323.886 | 2694342.4548 | 1254321.6704 | 2694347.7458 | 1254312.0916 | 2694348.2727 | 1254311.2813
106 | 2694328.2362 | 1254321.4104 | 2694325.6222 | 1254324.46 | 2694320.77 | 1254329.7331
107 | 2694348.2727 | 1254311.2813 | 2694349.664 | 1254309.142 | 2694349.9313 | 1254308.7716
108 | 2694342.6881 | 1254366.915 | 2694355.198 | 1254377.6813
109 | 2694315.91 | 1254337.3377 | 2694316.5159 | 1254334.3561 | 2694320.77 | 1254329.7331
110 | 2694288.6394 | 1254291.5343 | 2694290.5078 | 1254292.1868 | 2694292.2444 | 1254293.0596 | 2694294.4091 | 1254294.5285 | 2694300.0455 | 1254298.6746
111 | 2694288.6394 | 1254291.5343 | 2694301.8941 | 1254269.958
112 | 2694288.6394 | 1254291.5343 | 2694286.4045 | 1254291.154 | 2694284.4104 | 1254291.289 | 2694282.9325 | 1254291.6992 | 2694281.4957 | 1254292.3768
113 | 2694301.8941 | 1254269.958 | 2694304.7669 | 1254265.2816 | 2694307.9181 | 1254264.5089 | 2694308.6718 | 1254264.0873 | 2694309.1654 | 1254263.4168 | 2694309.1654 | 1254263.4168
114 | 2694262.2056 | 1254307.3371 | 2694266.7247 | 1254304.0509 | 2694281.4957 | 1254292.3768
115 | 2694281.4957 | 1254292.3768 | 2694279.8136 | 1254287.1348 | 2694278.4098 | 1254283.8432 | 2694276.8073 | 1254281.1823 | 2694272.8282 | 1254276.0391
116 | 2694309.1654 | 1254263.4168 | 2694309.3434 | 1254262.6635
117 | 2694262.2056 | 1254307.3371 | 2694259.9615 | 1254308.9582 | 2694258.2524 | 1254310.118
118 | 2694262.2056 | 1254307.3371 | 2694276.5885 | 1254317.9418
119 | 2694262.5661 | 1254261.4016 | 2694263.8345 | 1254263.8067 | 2694266.4422 | 1254267.7846 | 2694272.8282 | 1254276.0391
120 | 2694307.9125 | 1254331.6281 | 2694315.91 | 1254337.3377
121 | 2694307.9125 | 1254331.6281 | 2694294.1004 | 1254321.7465
122 | 2694315.91 | 1254337.3377 | 2694314.01 | 1254346.7425
123 | 2694286.3553 | 1254323.1338 | 2694289.6947 | 1254318.5945 | 2694294.1004 | 1254321.7465
124 | 2694310.1381 | 1254249.7216 | 2694309.402 | 1254250.933 | 2694309.0847 | 1254251.9065 | 2694308.9628 | 1254252.9276 | 2694309.3434 | 1254262.6635 | 2694309.3434 | 1254262.6635
125 | 2694241.6407 | 1254320.8649 | 2694253.333 | 1254313.4563 | 2694258.2524 | 1254310.118
126 | 2694286.3553 | 1254323.1338 | 2694277.6355 | 1254318.7138 | 2694276.5885 | 1254317.9418
127 | 2694262.5661 | 1254261.4016 | 2694261.7764 | 1254259.9042 | 2694259.6304 | 1254255.3665 | 2694259.3947 | 1254254.7865
128 | 2694182.226 | 1254142.7916 | 2694184.6694 | 1254140.7206
129 | 2694164.9469 | 1254150.8565 | 2694172.3649 | 1254147.9611 | 2694177.4122 | 1254145.6284 | 2694182.226 | 1254142.7916
130 | 2694184.6694 | 1254140.7206 | 2694184.7501 | 1254140.6523
131 | 2694164.9469 | 1254150.8565 | 2694175.6965 | 1254156.8122
132 | 2694184.7501 | 1254140.6523 | 2694186.9148 | 1254138.8075 | 2694191.094 | 1254134.1258 | 2694194.6503 | 1254129.2341 | 2694200.0919 | 1254119.6687
133 | 2694175.6965 | 1254156.8122 | 2694179.9537 | 1254159.1708
134 | 2694200.0919 | 1254119.6687 | 2694205.7254 | 1254108.5425
135 | 2694310.1381 | 1254249.7216 | 2694311.1647 | 1254248.7483 | 2694312.4128 | 1254248.0787 | 2694313.7912 | 1254247.756 | 2694315.1655 | 1254247.6889 | 2694320.5564 | 1254247.9416 | 2694323.8135 | 1254248.0936
136 | 2694310.1381 | 1254249.7216 | 2694310.448 | 1254248.2698 | 2694310.8146 | 1254247.0414 | 2694311.2846 | 1254245.9591 | 2694311.9819 | 1254244.8138
137 | 2694311.9819 | 1254244.8138 | 2694312.9456 | 1254243.5281 | 2694313.8757 | 1254242.4532 | 2694314.7756 | 1254241.4204
138 | 2694371.7795 | 1254289.2454 | 2694373.0728 | 1254286.5301
139 | 2694270.2772 | 1254232.1288 | 2694270.2772 | 1254232.1288 | 2694270.526 | 1254233.0891 | 2694270.5934 | 1254234.0687 | 2694270.4796 | 1254235.0566 | 2694270.1854 | 1254235.9971 | 2694269.7263 | 1254236.8682 | 2694269.1103 | 1254237.6479 | 2694268.3681 | 1254238.2922 | 2694266.3842 | 1254239.8995
140 | 2694265.0198 | 1254226.8077 | 2694265.0198 | 1254226.8077 | 2694266.1235 | 1254227.6259 | 2694269.2857 | 1254230.4228 | 2694269.8614 | 1254231.2326 | 2694270.2772 | 1254232.1288
141 | 2694259.7592 | 1254225.4785 | 2694261.1322 | 1254225.5003 | 2694262.4942 | 1254225.7333 | 2694263.7924 | 1254226.1765 | 2694265.0198 | 1254226.8077
142 | 2694256.7111 | 1254247.7363 | 2694254.5067 | 1254241.407
143 | 2694256.7111 | 1254247.7363 | 2694257.7934 | 1254250.8448 | 2694259.3947 | 1254254.7865
144 | 2694251.9025 | 1254233.9299 | 2694254.5067 | 1254241.407
145 | 2694199.9903 | 1254150.2354 | 2694213.7575 | 1254151.7843
146 | 2694199.9903 | 1254150.2354 | 2694201.7765 | 1254161.2725 | 2694202.1259 | 1254163.0239 | 2694202.67 | 1254164.8673 | 2694203.2809 | 1254166.7785 | 2694203.9661 | 1254168.2906 | 2694204.8728 | 1254170.1064 | 2694206.0914 | 1254172.2386 | 2694207.8867 | 1254174.6468
147 | 2694207.8929 | 1254195.6673 | 2694204.8307 | 1254198.9132
148 | 2694356.6489 | 1254378.93 | 2694355.198 | 1254377.6813
149 | 2694195.444 | 1254372.8297 | 2694201.8574 | 1254369.0476 | 2694202.5617 | 1254366.9905 | 2694211.8843 | 1254361.7522
150 | 2694224.5695 | 1254348.1258 | 2694220.0301 | 1254356.0042 | 2694220.5747 | 1254356.8691 | 2694211.8843 | 1254361.7522
151 | 2694214.3509 | 1254326.9467 | 2694211.4454 | 1254329.8249 | 2694214.8887 | 1254334.8725 | 2694224.5695 | 1254348.1258
152 | 2694224.5695 | 1254348.1258 | 2694229.0535 | 1254353.2011 | 2694238.6214 | 1254363.1166 | 2694246.0415 | 1254369.0727
153 | 2694214.3509 | 1254326.9467 | 2694209.0943 | 1254318.7344 | 2694197.8144 | 1254299.6039
154 | 2694190.6095 | 1254348.5416 | 2694214.8887 | 1254334.8725 | 2694211.4454 | 1254329.8249 | 2694214.3509 | 1254326.9467
155 | 2694170.6853 | 1254334.1468 | 2694173.9415 | 1254340.0477 | 2694178.6056 | 1254348.5062 | 2694181.4582 | 1254353.689 | 2694190.6095 | 1254348.5416
156 | 2694170.6853 | 1254334.1468 | 2694157.2427 | 1254337.28
157 | 2694190.6095 | 1254348.5416 | 2694182.0749 | 1254334.8507 | 2694181.9245 | 1254334.6473
158 | 2694157.2427 | 1254337.28 | 2694151.359 | 1254329.3887
159 | 2694187.9277 | 1254282.8363 | 2694197.8144 | 1254299.6039
160 | 2694241.6407 | 1254320.8649 | 2694239.9349 | 1254318.0578 | 2694232.809 | 1254306.3355
161 | 2694229.6193 | 1254301.0883 | 2694232.809 | 1254306.3355
162 | 2694244.0699 | 1254363.0588 | 2694255.7589 | 1254349.2449
163 | 2694257.012 | 1254347.7639 | 2694255.7589 | 1254349.2449
164 | 2694133.9487 | 1254274.9694 | 2694133.5448 | 1254275.3978
165 | 2694133.9487 | 1254274.9694 | 2694147.7526 | 1254260.3245 | 2694150.3824 | 1254258.1757 | 2694152.9334 | 1254256.704 | 2694155.7418 | 1254255.6589 | 2694158.474 | 1254255.1353 | 2694161.4942 | 1254255.0054 | 2694164.1594 | 1254255.3703 | 2694167.1335 | 1254256.2405 | 2694170.2339 | 1254257.7131 | 2694172.1501 | 1254259.1558 | 2694173.9776 | 1254260.953 | 2694175.9752 | 1254263.4422 | 2694177.4315 | 1254265.8117 | 2694181.4792 | 1254272.3769
166 | 2694229.6193 | 1254301.0883 | 2694218.798 | 1254283.2868
167 | 2694228.0464 | 1254250.1043 | 2694210.0688 | 1254269.8338 | 2694191.2409 | 1254280.8875 | 2694187.9277 | 1254282.8363
168 | 2694187.9277 | 1254282.8363 | 2694181.4792 | 1254272.3769
169 | 2694190.3162 | 1254214.2984 | 2694187.9107 | 1254216.8474
170 | 2694190.3162 | 1254214.2984 | 2694204.8307 | 1254198.9132
171 | 2694190.3162 | 1254214.2984 | 2694214.0961 | 1254236.772 | 2694202.1632 | 1254249.6724
172 | 2694203.2486 | 1254252.3426 | 2694201.3746 | 1254250.5249 | 2694202.1632 | 1254249.6724

## bus_geodata
| x | y | coords
0 | 2694436.6808 | 1254117.0284
1 | 2694437.6281 | 1254119.5896
2 | 2694429.2562 | 1254096.9552
3 | 2694457.6076 | 1254173.6081
4 | 2694450.0071 | 1254046.313
5 | 2694413.5727 | 1254010.5142
6 | 2694377.794 | 1253992.0084
7 | 2694260.238 | 1254031.4787
8 | 2694274.818 | 1254050.797
9 | 2694278.8683 | 1254058.9411
10 | 2694249.8797 | 1254045.9879
11 | 2694270.5388 | 1254064.1014
12 | 2694291.189 | 1254057.1246
13 | 2694242.743 | 1254055.4413
14 | 2694290.0317 | 1254021.3004
15 | 2694312.8539 | 1254028.1357
16 | 2694305.7451 | 1254052.3415
17 | 2694201.5163 | 1254029.2206
18 | 2694229.1598 | 1254039.4015
19 | 2694215.5338 | 1254066.0011
20 | 2694214.8314 | 1254090.5581
21 | 2694228.745 | 1254109.9566
22 | 2694222.3141 | 1254079.335
23 | 2694207.2057 | 1254105.6189
24 | 2694410.9291 | 1254242.1212
25 | 2694406.834 | 1254255.711
26 | 2694385.6275 | 1254173.4521
27 | 2694220.5833 | 1254076.1939
28 | 2694228.7435 | 1254072.0506
29 | 2694292.2779 | 1254150.7597
30 | 2694277.985 | 1254138.556
31 | 2694302.8032 | 1254165.5275
32 | 2694265.86 | 1254127.474
33 | 2694322.029 | 1254183.4701
34 | 2694323.3087 | 1254184.6793
35 | 2694387.3921 | 1254367.222
36 | 2694390.5778 | 1254365.2267
37 | 2694377.3965 | 1254374.686
38 | 2694326.4958 | 1254217.0898
39 | 2694326.0485 | 1254223.6715
40 | 2694353.0335 | 1254234.3798
41 | 2694253.4746 | 1254145.3602
42 | 2694236.5316 | 1254155.0538
43 | 2694244.4905 | 1254128.2936
44 | 2694263.5471 | 1254074.3315
45 | 2694308.6552 | 1254059.5935
46 | 2694248.7978 | 1254429.1081
47 | 2694283.1025 | 1254391.3911
48 | 2694253.3009 | 1254423.0305
49 | 2694269.4057 | 1254381.6013
50 | 2694293.2255 | 1254377.1482
51 | 2694206.5384 | 1254106.9368
52 | 2694152.4525 | 1254156.8407
53 | 2694153.9478 | 1254155.8956
54 | 2694382.648 | 1254240.5516
55 | 2694379.4622 | 1254156.7196
56 | 2694249.331 | 1254111.7902
57 | 2694261.6697 | 1254099.8327
58 | 2694329.5325 | 1254111.2886
59 | 2694334.8863 | 1254125.5819
60 | 2694331.8041 | 1254108.9007
61 | 2694357.3891 | 1254342.8248
62 | 2694346.9502 | 1254354.9807
63 | 2694344.8369 | 1254333.6045
64 | 2694359.5262 | 1254340.3458
65 | 2694392.71 | 1254367.3179
66 | 2694385.2043 | 1254360.8049
67 | 2694373.6432 | 1254378.7316
68 | 2694320.8225 | 1254234.2782
69 | 2694356.6381 | 1254237.7224
70 | 2694223.9377 | 1254187.3231
71 | 2694218.7899 | 1254184.1165
72 | 2694233.9385 | 1254203.8571
73 | 2694216.268 | 1254152.0667
74 | 2694273.0998 | 1254093.7543
75 | 2694299.6243 | 1254089.8401
76 | 2694285.0831 | 1254091.3209
77 | 2694317.4044 | 1254104.3456
78 | 2694210.3109 | 1254399.5162
79 | 2694225.9129 | 1254388.9413
80 | 2694248.1611 | 1254366.2709
81 | 2694309.2306 | 1254354.6294
82 | 2694322.9218 | 1254098.0841
83 | 2694353.8588 | 1254095.6972
84 | 2694308.15 | 1254115.8349
85 | 2694337.9653 | 1254133.8018
86 | 2694341.5948 | 1254143.4919
87 | 2694337.3187 | 1254153.0009
88 | 2694243.9296 | 1254197.0755
89 | 2694252.0319 | 1254186.4319
90 | 2694236.6151 | 1254206.6844
91 | 2694258.0086 | 1254178.5806
92 | 2694244.4934 | 1254217.1085
93 | 2694249.3885 | 1254226.9105
94 | 2694249.9502 | 1254228.3246
95 | 2694371.8717 | 1254349.8335
96 | 2694339.8519 | 1254326.3882
97 | 2694328.2362 | 1254321.4104
98 | 2694348.2727 | 1254311.2813
99 | 2694342.6881 | 1254366.915
100 | 2694320.77 | 1254329.7331
101 | 2694349.9313 | 1254308.7716
102 | 2694300.0455 | 1254298.6746
103 | 2694288.6394 | 1254291.5343
104 | 2694301.8941 | 1254269.958
105 | 2694281.4957 | 1254292.3768
106 | 2694309.1654 | 1254263.4168
107 | 2694262.2056 | 1254307.3371
108 | 2694272.8282 | 1254276.0391
109 | 2694307.9125 | 1254331.6281
110 | 2694315.91 | 1254337.3377
111 | 2694294.1004 | 1254321.7465
112 | 2694309.3434 | 1254262.6635
113 | 2694258.2524 | 1254310.118
114 | 2694276.5885 | 1254317.9418
115 | 2694262.5661 | 1254261.4016
116 | 2694314.01 | 1254346.7425
117 | 2694286.3553 | 1254323.1338
118 | 2694182.226 | 1254142.7916
119 | 2694184.6694 | 1254140.7206
120 | 2694164.9469 | 1254150.8565
121 | 2694184.7501 | 1254140.6523
122 | 2694175.6965 | 1254156.8122
123 | 2694200.0919 | 1254119.6687
124 | 2694179.9537 | 1254159.1708
125 | 2694205.7254 | 1254108.5425
126 | 2694310.1381 | 1254249.7216
127 | 2694323.8135 | 1254248.0936
128 | 2694311.9819 | 1254244.8138
129 | 2694373.0728 | 1254286.5301
130 | 2694371.7795 | 1254289.2454
131 | 2694270.2772 | 1254232.1288
132 | 2694266.3842 | 1254239.8995
133 | 2694265.0198 | 1254226.8077
134 | 2694259.7592 | 1254225.4785
135 | 2694256.7111 | 1254247.7363
136 | 2694254.5067 | 1254241.407
137 | 2694259.3947 | 1254254.7865
138 | 2694251.9025 | 1254233.9299
139 | 2694213.7575 | 1254151.7843
140 | 2694199.9903 | 1254150.2354
141 | 2694207.8867 | 1254174.6468
142 | 2694207.8929 | 1254195.6673
143 | 2694355.198 | 1254377.6813
144 | 2694356.6489 | 1254378.93
145 | 2694195.444 | 1254372.8297
146 | 2694211.8843 | 1254361.7522
147 | 2694224.5695 | 1254348.1258
148 | 2694214.3509 | 1254326.9467
149 | 2694246.0415 | 1254369.0727
150 | 2694170.6853 | 1254334.1468
151 | 2694190.6095 | 1254348.5416
152 | 2694157.2427 | 1254337.28
153 | 2694181.9245 | 1254334.6473
154 | 2694197.8144 | 1254299.6039
155 | 2694241.6407 | 1254320.8649
156 | 2694232.809 | 1254306.3355
157 | 2694244.0699 | 1254363.0588
158 | 2694255.7589 | 1254349.2449
159 | 2694151.359 | 1254329.3887
160 | 2694133.5448 | 1254275.3978
161 | 2694133.9487 | 1254274.9694
162 | 2694257.012 | 1254347.7639
163 | 2694229.6193 | 1254301.0883
164 | 2694187.9277 | 1254282.8363
165 | 2694187.9107 | 1254216.8474
166 | 2694190.3162 | 1254214.2984
167 | 2694204.8307 | 1254198.9132
168 | 2694202.1632 | 1254249.6724
169 | 2694203.2486 | 1254252.3426
170 | 2694181.4792 | 1254272.3769
171 | 2694228.0464 | 1254250.1043
172 | 2694218.798 | 1254283.2868
173 | 2694314.7756 | 1254241.4204
174 | 2694256.7111 | 1254247.7363

## line_std_types
| c_nf_per_km | r_ohm_per_km | x_ohm_per_km | max_i_ka | type | q_mm2 | alpha | voltage_rating
NAYY 4x50 SE | 210 | 0.642 | 0.083 | 0.142 | cs | 50 | 0.00403 | LV
NAYY 4x120 SE | 264 | 0.225 | 0.08 | 0.242 | cs | 120 | 0.00403 | LV
NAYY 4x150 SE | 261 | 0.208 | 0.08 | 0.27 | cs | 150 | 0.00403 | LV
NA2XS2Y 1x95 RM/25 12/20 kV | 216 | 0.313 | 0.132 | 0.252 | cs | 95 | 0.00403 | MV
NA2XS2Y 1x185 RM/25 12/20 kV | 273 | 0.161 | 0.117 | 0.362 | cs | 185 | 0.00403 | MV
NA2XS2Y 1x240 RM/25 12/20 kV | 304 | 0.122 | 0.112 | 0.421 | cs | 240 | 0.00403 | MV
NA2XS2Y 1x95 RM/25 6/10 kV | 315 | 0.313 | 0.123 | 0.249 | cs | 95 | 0.00403 | MV
NA2XS2Y 1x185 RM/25 6/10 kV | 406 | 0.161 | 0.11 | 0.358 | cs | 185 | 0.00403 | MV
NA2XS2Y 1x240 RM/25 6/10 kV | 456 | 0.122 | 0.105 | 0.416 | cs | 240 | 0.00403 | MV
NA2XS2Y 1x150 RM/25 12/20 kV | 250 | 0.206 | 0.116 | 0.319 | cs | 150 | 0.00403 | MV
NA2XS2Y 1x120 RM/25 12/20 kV | 230 | 0.253 | 0.119 | 0.283 | cs | 120 | 0.00403 | MV
NA2XS2Y 1x70 RM/25 12/20 kV | 190 | 0.443 | 0.132 | 0.22 | cs | 70 | 0.00403 | MV
NA2XS2Y 1x150 RM/25 6/10 kV | 360 | 0.206 | 0.11 | 0.315 | cs | 150 | 0.00403 | MV
NA2XS2Y 1x120 RM/25 6/10 kV | 340 | 0.253 | 0.113 | 0.28 | cs | 120 | 0.00403 | MV
NA2XS2Y 1x70 RM/25 6/10 kV | 280 | 0.443 | 0.123 | 0.217 | cs | 70 | 0.00403 | MV
N2XS(FL)2Y 1x120 RM/35 64/110 kV | 112 | 0.153 | 0.166 | 0.366 | cs | 120 | 0.00393 | HV
N2XS(FL)2Y 1x185 RM/35 64/110 kV | 125 | 0.099 | 0.156 | 0.457 | cs | 185 | 0.00393 | HV
N2XS(FL)2Y 1x240 RM/35 64/110 kV | 135 | 0.075 | 0.149 | 0.526 | cs | 240 | 0.00393 | HV
N2XS(FL)2Y 1x300 RM/35 64/110 kV | 144 | 0.06 | 0.144 | 0.588 | cs | 300 | 0.00393 | HV
15-AL1/3-ST1A 0.4 | 11 | 1.8769 | 0.35 | 0.105 | ol | 16 | 0.00403 | LV
24-AL1/4-ST1A 0.4 | 11.25 | 1.2012 | 0.335 | 0.14 | ol | 24 | 0.00403 | LV
48-AL1/8-ST1A 0.4 | 12.2 | 0.5939 | 0.3 | 0.21 | ol | 48 | 0.00403 | LV
94-AL1/15-ST1A 0.4 | 13.2 | 0.306 | 0.29 | 0.35 | ol | 94 | 0.00403 | LV
34-AL1/6-ST1A 10.0 | 9.7 | 0.8342 | 0.36 | 0.17 | ol | 34 | 0.00403 | MV
48-AL1/8-ST1A 10.0 | 10.1 | 0.5939 | 0.35 | 0.21 | ol | 48 | 0.00403 | MV
70-AL1/11-ST1A 10.0 | 10.4 | 0.4132 | 0.339 | 0.29 | ol | 70 | 0.00403 | MV
94-AL1/15-ST1A 10.0 | 10.75 | 0.306 | 0.33 | 0.35 | ol | 94 | 0.00403 | MV
122-AL1/20-ST1A 10.0 | 11.1 | 0.2376 | 0.323 | 0.41 | ol | 122 | 0.00403 | MV
149-AL1/24-ST1A 10.0 | 11.25 | 0.194 | 0.315 | 0.47 | ol | 149 | 0.00403 | MV
34-AL1/6-ST1A 20.0 | 9.15 | 0.8342 | 0.382 | 0.17 | ol | 34 | 0.00403 | MV
48-AL1/8-ST1A 20.0 | 9.5 | 0.5939 | 0.372 | 0.21 | ol | 48 | 0.00403 | MV
70-AL1/11-ST1A 20.0 | 9.7 | 0.4132 | 0.36 | 0.29 | ol | 70 | 0.00403 | MV
94-AL1/15-ST1A 20.0 | 10 | 0.306 | 0.35 | 0.35 | ol | 94 | 0.00403 | MV
122-AL1/20-ST1A 20.0 | 10.3 | 0.2376 | 0.344 | 0.41 | ol | 122 | 0.00403 | MV
149-AL1/24-ST1A 20.0 | 10.5 | 0.194 | 0.337 | 0.47 | ol | 149 | 0.00403 | MV
184-AL1/30-ST1A 20.0 | 10.75 | 0.1571 | 0.33 | 0.535 | ol | 184 | 0.00403 | MV
243-AL1/39-ST1A 20.0 | 11 | 0.1188 | 0.32 | 0.645 | ol | 243 | 0.00403 | MV
48-AL1/8-ST1A 110.0 | 8 | 0.5939 | 0.46 | 0.21 | ol | 48 | 0.00403 | HV
70-AL1/11-ST1A 110.0 | 8.4 | 0.4132 | 0.45 | 0.29 | ol | 70 | 0.00403 | HV
94-AL1/15-ST1A 110.0 | 8.65 | 0.306 | 0.44 | 0.35 | ol | 94 | 0.00403 | HV
122-AL1/20-ST1A 110.0 | 8.5 | 0.2376 | 0.43 | 0.41 | ol | 122 | 0.00403 | HV
149-AL1/24-ST1A 110.0 | 8.75 | 0.194 | 0.41 | 0.47 | ol | 149 | 0.00403 | HV
184-AL1/30-ST1A 110.0 | 8.8 | 0.1571 | 0.4 | 0.535 | ol | 184 | 0.00403 | HV
243-AL1/39-ST1A 110.0 | 9 | 0.1188 | 0.39 | 0.645 | ol | 243 | 0.00403 | HV
305-AL1/39-ST1A 110.0 | 9.2 | 0.0949 | 0.38 | 0.74 | ol | 305 | 0.00403 | HV
490-AL1/64-ST1A 110.0 | 9.75 | 0.059 | 0.37 | 0.96 | ol | 490 | 0.00403 | HV
679-AL1/86-ST1A 110.0 | 9.95 | 0.042 | 0.36 | 1.15 | ol | 679 | 0.00403 | HV
490-AL1/64-ST1A 220.0 | 10 | 0.059 | 0.285 | 0.96 | ol | 490 | 0.00403 | HV
679-AL1/86-ST1A 220.0 | 11.7 | 0.042 | 0.275 | 1.15 | ol | 679 | 0.00403 | HV
490-AL1/64-ST1A 380.0 | 11 | 0.059 | 0.253 | 0.96 | ol | 490 | 0.00403 | HV
679-AL1/86-ST1A 380.0 | 14.6 | 0.042 | 0.25 | 1.15 | ol | 679 | 0.00403 | HV

## trafo_std_types
| i0_percent | pfe_kw | vkr_percent | sn_mva | vn_lv_kv | vn_hv_kv | vk_percent | shift_degree | vector_group | tap_side | tap_neutral | tap_min | tap_max | tap_step_degree | tap_step_percent | tap_phase_shifter
160 MVA 380/110 kV | 0.06 | 60 | 0.25 | 160 | 110 | 380 | 12.2 | 0 | Yy0 | hv | 0 | -9 | 9 | 0 | 1.5 | FALSE
100 MVA 220/110 kV | 0.06 | 55 | 0.26 | 100 | 110 | 220 | 12 | 0 | Yy0 | hv | 0 | -9 | 9 | 0 | 1.5 | FALSE
63 MVA 110/20 kV | 0.04 | 22 | 0.32 | 63 | 20 | 110 | 18 | 150 | YNd5 | hv | 0 | -9 | 9 | 0 | 1.5 | FALSE
40 MVA 110/20 kV | 0.05 | 18 | 0.34 | 40 | 20 | 110 | 16.2 | 150 | YNd5 | hv | 0 | -9 | 9 | 0 | 1.5 | FALSE
25 MVA 110/20 kV | 0.07 | 14 | 0.41 | 25 | 20 | 110 | 12 | 150 | YNd5 | hv | 0 | -9 | 9 | 0 | 1.5 | FALSE
63 MVA 110/10 kV | 0.04 | 22 | 0.32 | 63 | 10 | 110 | 18 | 150 | YNd5 | hv | 0 | -9 | 9 | 0 | 1.5 | FALSE
40 MVA 110/10 kV | 0.05 | 18 | 0.34 | 40 | 10 | 110 | 16.2 | 150 | YNd5 | hv | 0 | -9 | 9 | 0 | 1.5 | FALSE
25 MVA 110/10 kV | 0.07 | 14 | 0.41 | 25 | 10 | 110 | 12 | 150 | YNd5 | hv | 0 | -9 | 9 | 0 | 1.5 | FALSE
0.25 MVA 20/0.4 kV | 0.32 | 0.8 | 1.44 | 0.25 | 0.4 | 20 | 6 | 150 | Yzn5 | hv | 0 | -2 | 2 | 0 | 2.5 | FALSE
0.4 MVA 20/0.4 kV | 0.3375 | 1.35 | 1.425 | 0.4 | 0.4 | 20 | 6 | 150 | Dyn5 | hv | 0 | -2 | 2 | 0 | 2.5 | FALSE
0.63 MVA 20/0.4 kV | 0.2619 | 1.65 | 1.206 | 0.63 | 0.4 | 20 | 6 | 150 | Dyn5 | hv | 0 | -2 | 2 | 0 | 2.5 | FALSE
0.25 MVA 10/0.4 kV | 0.24 | 0.6 | 1.2 | 0.25 | 0.4 | 10 | 4 | 150 | Dyn5 | hv | 0 | -2 | 2 | 0 | 2.5 | FALSE
0.4 MVA 10/0.4 kV | 0.2375 | 0.95 | 1.325 | 0.4 | 0.4 | 10 | 4 | 150 | Dyn5 | hv | 0 | -2 | 2 | 0 | 2.5 | FALSE
0.63 MVA 10/0.4 kV | 0.1873 | 1.18 | 1.0794 | 0.63 | 0.4 | 10 | 4 | 150 | Dyn5 | hv | 0 | -2 | 2 | 0 | 2.5 | FALSE

## trafo3w_std_types
| sn_hv_mva | sn_mv_mva | sn_lv_mva | vn_hv_kv | vn_mv_kv | vn_lv_kv | vk_hv_percent | vk_mv_percent | vk_lv_percent | vkr_hv_percent | vkr_mv_percent | vkr_lv_percent | pfe_kw | i0_percent | shift_mv_degree | shift_lv_degree | vector_group | tap_side | tap_neutral | tap_min | tap_max | tap_step_percent
63/25/38 MVA 110/20/10 kV | 63 | 25 | 38 | 110 | 20 | 10 | 10.4 | 10.4 | 10.4 | 0.28 | 0.32 | 0.35 | 35 | 0.89 | 0 | 0 | YN0yn0yn0 | hv | 0 | -10 | 10 | 1.2
63/25/38 MVA 110/10/10 kV | 63 | 25 | 38 | 110 | 10 | 10 | 10.4 | 10.4 | 10.4 | 0.28 | 0.32 | 0.35 | 35 | 0.89 | 0 | 0 | YN0yn0yn0 | hv | 0 | -10 | 10 | 1.2

## fuse_std_types
| fuse_type | i_rated_a | t_avg | t_min | t_total | x_avg | x_min | x_total
HV 100A | HV 100A | 100 | 0 | [10.0, 3.64, 0.854, 0.281, 0.1, 0.0531, 0.022, 0.01] | [10.0, 4.267, 1.21, 0.403, 0.1, 0.058, 0.022, 0.01] | 0 | [300.0, 350.0, 450.0, 550.0, 700.0, 850.0, 1200.0, 1752.0] | [600.0, 700.0, 900.0, 1150.0, 1665.0, 2000.0, 3000.0, 4313.0]
HV 10A | HV 10A | 10 | 0 | [10.0, 1675.0, 0.344, 0.156, 0.1, 0.0417, 0.0171, 0.01] | [10.0, 1.3, 0.3, 0.155, 0.1, 0.0555, 0.023, 0.01] | 0 | [30.0, 32.0, 35.0, 37.0, 39.0, 50.0, 70.0, 88.0] | [60.0, 70.0, 80.0, 87.0, 94.0, 110.0, 150.0, 216.0]
HV 125A | HV 125A | 125 | 0 | [10.0, 1.82, 0.344, 0.1, 0.0467, 0.0269, 0.01] | [10.0, 2.478, 0.426, 0.1, 0.0427, 0.0211, 0.01] | 0 | [375.0, 500.0, 700.0, 925.0, 1200.0, 1500.0, 2341.0] | [750.0, 1000.0, 1500.0, 2200.0, 3000.0, 4000.0, 5765.0]
HV 160A | HV 160A | 160 | 0 | [10.0, 4.15, 1.03, 0.198, 0.1, 0.051, 0.0172, 0.01] | [10.0, 2.3, 0.734, 0.274, 0.1, 0.046, 0.0177, 0.01] | 0 | [480.0, 550.0, 700.0, 1000.0, 1260.0, 1600.0, 2500.0, 3227.0] | [960.0, 1300.0, 1700.0, 2200.0, 2996.0, 4000.0, 6000.0, 7946.0]
HV 16A | HV 16A | 16 | 0 | [10.0, 0.352, 0.164, 0.1, 0.0649, 0.0342, 0.01] | [10.0, 2.34, 0.722, 0.181, 0.1, 0.055, 0.0296, 0.01] | 0 | [48.0, 60.0, 65.0, 71.0, 80.0, 100.0, 162.0] | [96.0, 110.0, 125.0, 150.0, 168.0, 200.0, 250.0, 398.0]
HV 200A | HV 200A | 200 | 0 | [10.0, 4.267, 1.21, 0.403, 0.1, 0.058, 0.022, 0.01] | [10.0, 3.73, 1.654, 0.328, 0.1, 0.0531, 0.019, 0.01] | 0 | [600.0, 700.0, 900.0, 1150.0, 1665.0, 2000.0, 3000.0, 4313.0] | [1200.0, 1500.0, 1800.0, 2700.0, 3960.0, 5000.0, 7500.0, 10620.0]
HV 20A | HV 20A | 20 | 0 | [10.0, 1.3, 0.3, 0.155, 0.1, 0.0555, 0.023, 0.01] | [10.0, 1.3, 0.161, 0.1, 0.0611, 0.0399, 0.0141, 0.01] | 0 | [60.0, 70.0, 80.0, 87.0, 94.0, 110.0, 150.0, 216.0] | [120.0, 150.0, 200.0, 223.0, 260.0, 300.0, 450.0, 532.0]
HV 25A | HV 25A | 25 | 0 | [10.0, 2.512, 0.833, 0.299, 0.1, 0.0372, 0.0223, 0.01] | [10.0, 3.125, 0.597, 0.198, 0.1, 0.0378, 0.022, 0.01] | 0 | [75.0, 82.0, 90.0, 100.0, 124.0, 170.0, 200.0, 289.0] | [150.0, 170.0, 210.0, 250.0, 294.0, 400.0, 500.0, 711.0]
HV 31.5A | HV 31.5A | 31.5 | 0 | [10.0, 2.34, 0.722, 0.181, 0.1, 0.055, 0.0296, 0.01] | [10.0, 2.84, 0.368, 0.164, 0.1, 0.0621, 0.0378, 0.0195, 0.01] | 0 | [95.0, 110.0, 125.0, 150.0, 165.0, 200.0, 250.0, 390.0] | [189.0, 220.0, 300.0, 350.0, 393.0, 450.0, 530.0, 700.0, 960.0]
HV 40A | HV 40A | 40 | 0 | [10.0, 1.3, 0.161, 0.1, 0.0611, 0.0399, 0.0141, 0.01] | [10.0, 2.05, 0.369, 0.198, 0.1, 0.051, 0.0298, 0.01] | 0 | [120.0, 150.0, 200.0, 223.0, 260.0, 300.0, 450.0, 532.0] | [240.0, 300.0, 400.0, 450.0, 530.0, 650.0, 800.0, 1311.0]
HV 50A | HV 50A | 50 | 0 | [10.0, 3.215, 0.597, 0.198, 0.1, 0.0378, 0.022, 0.01] | [10.0, 3.64, 0.854, 0.281, 0.1, 0.0531, 0.022, 0.01] | 0 | [150.0, 170.0, 210.0, 250.0, 294.0, 400.0, 500.0, 711.0] | [300.0, 350.0, 450.0, 550.0, 700.0, 850.0, 1200.0, 1752.0]
HV 6.3A | HV 6.3A | 6.3 | 0 | [10.0, 1.39, 0.344, 0.168, 0.1, 0.056, 0.0263, 0.01] | [10.0, 1.711, 0.516, 0.198, 0.1, 0.0634, 0.0303, 0.01] | 0 | [19.0, 19.5, 20.4, 20.8, 22.0, 25.0, 32.0, 48.0] | [38.0, 40.0, 43.0, 48.0, 53.0, 60.0, 75.0, 118.0]
HV 63A | HV 63A | 63 | 0 | [10.0, 2.84, 0.368, 0.164, 0.1, 0.0621, 0.0378, 0.0195, 0.01] | [10.0, 1.82, 0.344, 0.1, 0.0467, 0.0269, 0.01] | 0 | [189.0, 220.0, 300.0, 350.0, 393.0, 450.0, 530.0, 700.0, 961.0] | [378.0, 500.0, 700.0, 934.0, 1200.0, 1500.0, 2366.0]
HV 80A | HV 80A | 80 | 0 | [10.0, 2.05, 0.369, 0.198, 0.1, 0.051, 0.0298, 0.01] | [10.0, 4.15, 1.03, 0.198, 0.1, 0.051, 0.0172, 0.01] | 0 | [240.0, 300.0, 400.0, 450.0, 530.0, 650.0, 800.0, 1311.0] | [480.0, 550.0, 700.0, 1000.0, 1260.0, 1600.0, 2500.0, 3227.0]
Siemens NH-1-100 | Siemens NH-1-100 | 100 | [5400.0, 2000.0, 400.0, 20.0, 1.0, 0.2, 0.012, 0.004] | 0 | 0 | [150.0, 190.0, 250.0, 430.0, 900.0, 1250.0, 2700.0, 3600.0] | 0 | 0
Siemens NH-1-125 | Siemens NH-1-125 | 125 | [4800.0, 120.0, 7.0, 0.1, 0.004] | 0 | 0 | [180.0, 400.0, 740.0, 2000.0, 4250.0] | 0 | 0
Siemens NH-1-16 | Siemens NH-1-16 | 16 | [4000.0, 400.0, 2.0, 0.1, 0.04, 0.01] | 0 | 0 | [26.0, 35.0, 75.0, 150.0, 200.0, 300.0] | 0 | 0
Siemens NH-1-160 | Siemens NH-1-160 | 160 | [4800.0, 120.0, 7.0, 0.1, 0.004] | 0 | 0 | [210.0, 500.0, 900.0, 2300.0, 5000.0] | 0 | 0
Siemens NH-1-25 | Siemens NH-1-25 | 25 | [4000.0, 1000.0, 10.0, 0.2, 0.02, 0.01] | 0 | 0 | [40.0, 50.0, 100.0, 210.0, 400.0, 500.0] | 0 | 0
Siemens NH-1-50 | Siemens NH-1-50 | 50 | [4000.0, 40.0, 4.0, 1.0, 0.02, 0.01] | 0 | 0 | [86.0, 200.0, 300.0, 400.0, 1000.0, 1280.0] | 0 | 0
Siemens NH-1-63 | Siemens NH-1-63 | 63 | [4000.0, 100.0, 10.0, 2.0, 0.04, 0.01] | 0 | 0 | [100.0, 200.0, 300.0, 400.0, 1000.0, 1500.0] | 0 | 0
Siemens NH-1-80 | Siemens NH-1-80 | 80 | [4800.0, 120.0, 7.0, 0.1, 0.01] | 0 | 0 | [150.58, 250.0, 450.0, 1150.0, 2470.0] | 0 | 0
Siemens NH-2-1000 | Siemens NH-2-1000 | 1000 | [4800.0, 120.0, 7.0, 0.1, 0.004] | 0 | 0 | [1900.0, 3500.0, 8400.0, 24000.0, 52000.0] | 0 | 0
Siemens NH-2-200 | Siemens NH-2-200 | 200 | [4800.0, 120.0, 7.0, 0.1, 0.004] | 0 | 0 | [280.0, 650.0, 1200.0, 3000.0, 7000.0] | 0 | 0
Siemens NH-2-224 | Siemens NH-2-224 | 224 | [4800.0, 120.0, 7.0, 0.2, 0.04, 0.004] | 0 | 0 | [400.0, 750.0, 1453.0, 3025.0, 4315.0, 7600.0] | 0 | 0
Siemens NH-2-250 | Siemens NH-2-250 | 250 | [4800.0, 120.0, 7.0, 0.1, 0.004] | 0 | 0 | [450.0, 800.0, 1650.0, 4000.0, 8500.0] | 0 | 0
Siemens NH-2-315 | Siemens NH-2-315 | 315 | [4800.0, 120.0, 7.0, 0.1, 0.004] | 0 | 0 | [550.0, 920.0, 1900.0, 5000.0, 11000.0] | 0 | 0
Siemens NH-2-355 | Siemens NH-2-355 | 355 | [4800.0, 120.0, 6.0, 0.1, 0.004] | 0 | 0 | [650.0, 1116.27, 2350.0, 5840.0, 12790.0] | 0 | 0
Siemens NH-2-400 | Siemens NH-2-400 | 400 | [4800.0, 120.0, 7.0, 0.1, 0.004] | 0 | 0 | [720.0, 1350.0, 2800.0, 6500.0, 15000.0] | 0 | 0
Siemens NH-2-425 | Siemens NH-2-425 | 425 | [4800.0, 120.0, 7.0, 0.1, 0.004] | 0 | 0 | [850.0, 1500.0, 3050.0, 7500.0, 16500.0] | 0 | 0
Siemens NH-2-630 | Siemens NH-2-630 | 630 | [4800.0, 120.0, 7.0, 0.1, 0.004] | 0 | 0 | [1200.0, 2000.0, 4800.0, 12000.0, 26000.0] | 0 | 0

## dtypes
| element | column | dtype
0 | bus | name | object
1 | bus | vn_kv | float64
2 | bus | type | object
3 | bus | zone | object
4 | bus | in_service | bool
5 | load | name | object
6 | load | bus | uint32
7 | load | p_mw | float64
8 | load | q_mvar | float64
9 | load | const_z_percent | float64
10 | load | const_i_percent | float64
11 | load | sn_mva | float64
12 | load | scaling | float64
13 | load | in_service | bool
14 | load | type | object
15 | ext_grid | name | object
16 | ext_grid | bus | uint32
17 | ext_grid | vm_pu | float64
18 | ext_grid | va_degree | float64
19 | ext_grid | slack_weight | float64
20 | ext_grid | in_service | bool
21 | line | name | object
22 | line | std_type | object
23 | line | from_bus | uint32
24 | line | to_bus | uint32
25 | line | length_km | float64
26 | line | r_ohm_per_km | float64
27 | line | x_ohm_per_km | float64
28 | line | c_nf_per_km | float64
29 | line | g_us_per_km | float64
30 | line | max_i_ka | float64
31 | line | df | float64
32 | line | parallel | uint32
33 | line | type | object
34 | line | in_service | bool
35 | trafo | name | object
36 | trafo | std_type | object
37 | trafo | hv_bus | uint32
38 | trafo | lv_bus | uint32
39 | trafo | sn_mva | float64
40 | trafo | vn_hv_kv | float64
41 | trafo | vn_lv_kv | float64
42 | trafo | vk_percent | float64
43 | trafo | vkr_percent | float64
44 | trafo | pfe_kw | float64
45 | trafo | i0_percent | float64
46 | trafo | shift_degree | float64
47 | trafo | tap_side | object
48 | trafo | tap_neutral | int32
49 | trafo | tap_min | int32
50 | trafo | tap_max | int32
51 | trafo | tap_step_percent | float64
52 | trafo | tap_step_degree | float64
53 | trafo | tap_pos | int32
54 | trafo | tap_phase_shifter | bool
55 | trafo | parallel | uint32
56 | trafo | df | float64
57 | trafo | in_service | bool
58 | line_geodata | coords | object
59 | bus_geodata | x | float64
60 | bus_geodata | y | float64
61 | bus_geodata | coords | object

## parameters
| version | format_version | converged | OPF_converged | name | f_hz | sn_mva
0 | 2.14.6 | 2.14.0 | FALSE | FALSE |  | 50 | 1