## bus
| name | vn_kv | type | zone | in_service
0 | bus_LV_306-39_0_7_node_0 | 0.4 | n |  | TRUE
1 | bus_LV_306-39_0_7_node_2 | 0.4 | n |  | TRUE
2 | bus_LV_306-39_0_7_node_3 | 0.4 | n |  | TRUE
3 | bus_LV_306-39_0_7_node_4 | 0.4 | n |  | TRUE
4 | bus_LV_306-39_0_7_node_5 | 0.4 | n |  | TRUE
5 | bus_LV_306-39_0_7_node_112 | 0.4 | n |  | TRUE
6 | bus_LV_306-39_0_7_node_93 | 0.4 | n |  | TRUE
7 | bus_LV_306-39_0_7_node_86 | 0.4 | n |  | TRUE
8 | bus_LV_306-39_0_7_node_95 | 0.4 | n |  | TRUE
9 | bus_LV_306-39_0_7_node_84 | 0.4 | n |  | TRUE
10 | bus_LV_306-39_0_7_node_113 | 0.4 | n |  | TRUE
11 | bus_LV_306-39_0_7_node_85 | 0.4 | n |  | TRUE
12 | bus_LV_306-39_0_7_node_94 | 0.4 | n |  | TRUE
13 | bus_LV_306-39_0_7_node_92 | 0.4 | n |  | TRUE
14 | bus_LV_306-39_0_7_node_6 | 0.4 | n |  | TRUE
15 | bus_LV_306-39_0_7_node_7 | 0.4 | n |  | TRUE
16 | bus_LV_306-39_0_7_node_8 | 0.4 | n |  | TRUE
17 | bus_LV_306-39_0_7_node_9 | 0.4 | n |  | TRUE
18 | bus_LV_306-39_0_7_node_10 | 0.4 | n |  | TRUE
19 | bus_LV_306-39_0_7_node_231 | 0.4 | n |  | TRUE
20 | bus_LV_306-39_0_7_node_23 | 0.4 | n |  | TRUE
21 | bus_LV_306-39_0_7_node_43 | 0.4 | n |  | TRUE
22 | bus_LV_306-39_0_7_node_18 | 0.4 | n |  | TRUE
23 | bus_LV_306-39_0_7_node_41 | 0.4 | n |  | TRUE
24 | bus_LV_306-39_0_7_node_11 | 0.4 | n |  | TRUE
25 | bus_LV_306-39_0_7_node_12 | 0.4 | n |  | TRUE
26 | bus_LV_306-39_0_7_node_13 | 0.4 | n |  | TRUE
27 | bus_LV_306-39_0_7_node_14 | 0.4 | n |  | TRUE
28 | bus_LV_306-39_0_7_node_16 | 0.4 | n |  | TRUE
29 | bus_LV_306-39_0_7_node_22 | 0.4 | n |  | TRUE
30 | bus_LV_306-39_0_7_node_24 | 0.4 | n |  | TRUE
31 | bus_LV_306-39_0_7_node_17 | 0.4 | n |  | TRUE
32 | bus_LV_306-39_0_7_node_15 | 0.4 | n |  | TRUE
33 | bus_LV_306-39_0_7_node_199 | 0.4 | n |  | TRUE
34 | bus_LV_306-39_0_7_node_20 | 0.4 | n |  | TRUE
35 | bus_LV_306-39_0_7_node_30 | 0.4 | n |  | TRUE
36 | bus_LV_306-39_0_7_node_19 | 0.4 | n |  | TRUE
37 | bus_LV_306-39_0_7_node_21 | 0.4 | n |  | TRUE
38 | bus_LV_306-39_0_7_node_197 | 0.4 | n |  | TRUE
39 | bus_LV_306-39_0_7_node_31 | 0.4 | n |  | TRUE
40 | bus_LV_306-39_0_7_node_32 | 0.4 | n |  | TRUE
41 | bus_LV_306-39_0_7_node_45 | 0.4 | n |  | TRUE
42 | bus_LV_306-39_0_7_node_29 | 0.4 | n |  | TRUE
43 | bus_LV_306-39_0_7_node_25 | 0.4 | n |  | TRUE
44 | bus_LV_306-39_0_7_node_26 | 0.4 | n |  | TRUE
45 | bus_LV_306-39_0_7_node_27 | 0.4 | n |  | TRUE
46 | bus_LV_306-39_0_7_node_28 | 0.4 | n |  | TRUE
47 | bus_LV_306-39_0_7_node_51 | 0.4 | n |  | TRUE
48 | bus_LV_306-39_0_7_node_48 | 0.4 | n |  | TRUE
49 | bus_LV_306-39_0_7_node_72 | 0.4 | n |  | TRUE
50 | bus_LV_306-39_0_7_node_67 | 0.4 | n |  | TRUE
51 | bus_LV_306-39_0_7_node_49 | 0.4 | n |  | TRUE
52 | bus_LV_306-39_0_7_node_46 | 0.4 | n |  | TRUE
53 | bus_LV_306-39_0_7_node_33 | 0.4 | n |  | TRUE
54 | bus_LV_306-39_0_7_node_34 | 0.4 | n |  | TRUE
55 | bus_LV_306-39_0_7_node_35 | 0.4 | n |  | TRUE
56 | bus_LV_306-39_0_7_node_36 | 0.4 | n |  | TRUE
57 | bus_LV_306-39_0_7_node_37 | 0.4 | n |  | TRUE
58 | bus_LV_306-39_0_7_node_38 | 0.4 | n |  | TRUE
59 | bus_LV_306-39_0_7_node_192 | 0.4 | n |  | TRUE
60 | bus_LV_306-39_0_7_node_189 | 0.4 | n |  | TRUE
61 | bus_LV_306-39_0_7_node_103 | 0.4 | n |  | TRUE
62 | bus_LV_306-39_0_7_node_109 | 0.4 | n |  | TRUE
63 | bus_LV_306-39_0_7_node_180 | 0.4 | n |  | TRUE
64 | bus_LV_306-39_0_7_node_200 | 0.4 | n |  | TRUE
65 | bus_LV_306-39_0_7_node_190 | 0.4 | n |  | TRUE
66 | bus_LV_306-39_0_7_node_102 | 0.4 | n |  | TRUE
67 | bus_LV_306-39_0_7_node_110 | 0.4 | n |  | TRUE
68 | bus_LV_306-39_0_7_node_179 | 0.4 | n |  | TRUE
69 | bus_LV_306-39_0_7_node_178 | 0.4 | n |  | TRUE
70 | bus_LV_306-39_0_7_node_39 | 0.4 | n |  | TRUE
71 | bus_LV_306-39_0_7_node_40 | 0.4 | n |  | TRUE
72 | bus_LV_306-39_0_7_node_42 | 0.4 | n |  | TRUE
73 | bus_LV_306-39_0_7_node_44 | 0.4 | n |  | TRUE
74 | bus_LV_306-39_0_7_node_52 | 0.4 | n |  | TRUE
75 | bus_LV_306-39_0_7_node_76 | 0.4 | n |  | TRUE
76 | bus_LV_306-39_0_7_node_47 | 0.4 | n |  | TRUE
77 | bus_LV_306-39_0_7_node_73 | 0.4 | n |  | TRUE
78 | bus_LV_306-39_0_7_node_74 | 0.4 | n |  | TRUE
79 | bus_LV_306-39_0_7_node_50 | 0.4 | n |  | TRUE
80 | bus_LV_306-39_0_7_node_77 | 0.4 | n |  | TRUE
81 | bus_LV_306-39_0_7_node_66 | 0.4 | n |  | TRUE
82 | bus_LV_306-39_0_7_node_59 | 0.4 | n |  | TRUE
83 | bus_LV_306-39_0_7_node_53 | 0.4 | n |  | TRUE
84 | bus_LV_306-39_0_7_node_54 | 0.4 | n |  | TRUE
85 | bus_LV_306-39_0_7_node_55 | 0.4 | n |  | TRUE
86 | bus_LV_306-39_0_7_node_56 | 0.4 | n |  | TRUE
87 | bus_LV_306-39_0_7_node_57 | 0.4 | n |  | TRUE
88 | bus_LV_306-39_0_7_node_78 | 0.4 | n |  | TRUE
89 | bus_LV_306-39_0_7_node_79 | 0.4 | n |  | TRUE
90 | bus_LV_306-39_0_7_node_58 | 0.4 | n |  | TRUE
91 | bus_LV_306-39_0_7_node_75 | 0.4 | n |  | TRUE
92 | bus_LV_306-39_0_7_node_201 | 0.4 | n |  | TRUE
93 | bus_LV_306-39_0_7_node_207 | 0.4 | n |  | TRUE
94 | bus_LV_306-39_0_7_node_60 | 0.4 | n |  | TRUE
95 | bus_LV_306-39_0_7_node_61 | 0.4 | n |  | TRUE
96 | bus_LV_306-39_0_7_node_62 | 0.4 | n |  | TRUE
97 | bus_LV_306-39_0_7_node_63 | 0.4 | n |  | TRUE
98 | bus_LV_306-39_0_7_node_65 | 0.4 | n |  | TRUE
99 | bus_LV_306-39_0_7_node_71 | 0.4 | n |  | TRUE
100 | bus_LV_306-39_0_7_node_69 | 0.4 | n |  | TRUE
101 | bus_LV_306-39_0_7_node_68 | 0.4 | n |  | TRUE
102 | bus_LV_306-39_0_7_node_70 | 0.4 | n |  | TRUE
103 | bus_LV_306-39_0_7_node_80 | 0.4 | n |  | TRUE
104 | bus_LV_306-39_0_7_node_81 | 0.4 | n |  | TRUE
105 | bus_LV_306-39_0_7_node_202 | 0.4 | n |  | TRUE
106 | bus_LV_306-39_0_7_node_208 | 0.4 | n |  | TRUE
107 | bus_LV_306-39_0_7_node_82 | 0.4 | n |  | TRUE
108 | bus_LV_306-39_0_7_node_91 | 0.4 | n |  | TRUE
109 | bus_LV_306-39_0_7_node_90 | 0.4 | n |  | TRUE
110 | bus_LV_306-39_0_7_node_83 | 0.4 | n |  | TRUE
111 | bus_LV_306-39_0_7_node_88 | 0.4 | n |  | TRUE
112 | bus_LV_306-39_0_7_node_87 | 0.4 | n |  | TRUE
113 | bus_LV_306-39_0_7_node_89 | 0.4 | n |  | TRUE
114 | bus_LV_306-39_0_7_node_96 | 0.4 | n |  | TRUE
115 | bus_LV_306-39_0_7_node_97 | 0.4 | n |  | TRUE
116 | bus_LV_306-39_0_7_node_98 | 0.4 | n |  | TRUE
117 | bus_LV_306-39_0_7_node_99 | 0.4 | n |  | TRUE
118 | bus_LV_306-39_0_7_node_100 | 0.4 | n |  | TRUE
119 | bus_LV_306-39_0_7_node_101 | 0.4 | n |  | TRUE
120 | bus_LV_306-39_0_7_node_136 | 0.4 | n |  | TRUE
121 | bus_LV_306-39_0_7_node_148 | 0.4 | n |  | TRUE
122 | bus_LV_306-39_0_7_node_137 | 0.4 | n |  | TRUE
123 | bus_LV_306-39_0_7_node_146 | 0.4 | n |  | TRUE
124 | bus_LV_306-39_0_7_node_104 | 0.4 | n |  | TRUE
125 | bus_LV_306-39_0_7_node_105 | 0.4 | n |  | TRUE
126 | bus_LV_306-39_0_7_node_106 | 0.4 | n |  | TRUE
127 | bus_LV_306-39_0_7_node_107 | 0.4 | n |  | TRUE
128 | bus_LV_306-39_0_7_node_108 | 0.4 | n |  | TRUE
129 | bus_LV_306-39_0_7_node_183 | 0.4 | n |  | TRUE
130 | bus_LV_306-39_0_7_node_111 | 0.4 | n |  | TRUE
131 | bus_LV_306-39_0_7_node_187 | 0.4 | n |  | TRUE
132 | bus_LV_306-39_0_7_node_118 | 0.4 | n |  | TRUE
133 | bus_LV_306-39_0_7_node_181 | 0.4 | n |  | TRUE
134 | bus_LV_306-39_0_7_node_126 | 0.4 | n |  | TRUE
135 | bus_LV_306-39_0_7_node_124 | 0.4 | n |  | TRUE
136 | bus_LV_306-39_0_7_node_114 | 0.4 | n |  | TRUE
137 | bus_LV_306-39_0_7_node_115 | 0.4 | n |  | TRUE
138 | bus_LV_306-39_0_7_node_116 | 0.4 | n |  | TRUE
139 | bus_LV_306-39_0_7_node_117 | 0.4 | n |  | TRUE
140 | bus_LV_306-39_0_7_node_119 | 0.4 | n |  | TRUE
141 | bus_LV_306-39_0_7_node_120 | 0.4 | n |  | TRUE
142 | bus_LV_306-39_0_7_node_182 | 0.4 | n |  | TRUE
143 | bus_LV_306-39_0_7_node_165 | 0.4 | n |  | TRUE
144 | bus_LV_306-39_0_7_node_164 | 0.4 | n |  | TRUE
145 | bus_LV_306-39_0_7_node_121 | 0.4 | n |  | TRUE
146 | bus_LV_306-39_0_7_node_156 | 0.4 | n |  | TRUE
147 | bus_LV_306-39_0_7_node_161 | 0.4 | n |  | TRUE
148 | bus_LV_306-39_0_7_node_188 | 0.4 | n |  | TRUE
149 | bus_LV_306-39_0_7_node_166 | 0.4 | n |  | TRUE
150 | bus_LV_306-39_0_7_node_184 | 0.4 | n |  | TRUE
151 | bus_LV_306-39_0_7_node_155 | 0.4 | n |  | TRUE
152 | bus_LV_306-39_0_7_node_159 | 0.4 | n |  | TRUE
153 | bus_LV_306-39_0_7_node_122 | 0.4 | n |  | TRUE
154 | bus_LV_306-39_0_7_node_123 | 0.4 | n |  | TRUE
155 | bus_LV_306-39_0_7_node_125 | 0.4 | n |  | TRUE
156 | bus_LV_306-39_0_7_node_127 | 0.4 | n |  | TRUE
157 | bus_LV_306-39_0_7_node_128 | 0.4 | n |  | TRUE
158 | bus_LV_306-39_0_7_node_129 | 0.4 | n |  | TRUE
159 | bus_LV_306-39_0_7_node_130 | 0.4 | n |  | TRUE
160 | bus_LV_306-39_0_7_node_131 | 0.4 | n |  | TRUE
161 | bus_LV_306-39_0_7_node_132 | 0.4 | n |  | TRUE
162 | bus_LV_306-39_0_7_node_133 | 0.4 | n |  | TRUE
163 | bus_LV_306-39_0_7_node_230 | 0.4 | n |  | TRUE
164 | bus_LV_306-39_0_7_node_134 | 0.4 | n |  | TRUE
165 | bus_LV_306-39_0_7_node_135 | 0.4 | n |  | TRUE
166 | bus_LV_306-39_0_7_node_139 | 0.4 | n |  | TRUE
167 | bus_LV_306-39_0_7_node_147 | 0.4 | n |  | TRUE
168 | bus_LV_306-39_0_7_node_140 | 0.4 | n |  | TRUE
169 | bus_LV_306-39_0_7_node_141 | 0.4 | n |  | TRUE
170 | bus_LV_306-39_0_7_node_145 | 0.4 | n |  | TRUE
171 | bus_LV_306-39_0_7_node_138 | 0.4 | n |  | TRUE
172 | bus_LV_306-39_0_7_node_142 | 0.4 | n |  | TRUE
173 | bus_LV_306-39_0_7_node_143 | 0.4 | n |  | TRUE
174 | bus_LV_306-39_0_7_node_160 | 0.4 | n |  | TRUE
175 | bus_LV_306-39_0_7_node_157 | 0.4 | n |  | TRUE
176 | bus_LV_306-39_0_7_node_144 | 0.4 | n |  | TRUE
177 | bus_LV_306-39_0_7_node_149 | 0.4 | n |  | TRUE
178 | bus_LV_306-39_0_7_node_150 | 0.4 | n |  | TRUE
179 | bus_LV_306-39_0_7_node_151 | 0.4 | n |  | TRUE
180 | bus_LV_306-39_0_7_node_152 | 0.4 | n |  | TRUE
181 | bus_LV_306-39_0_7_node_153 | 0.4 | n |  | TRUE
182 | bus_LV_306-39_0_7_node_154 | 0.4 | n |  | TRUE
183 | bus_LV_306-39_0_7_node_158 | 0.4 | n |  | TRUE
184 | bus_LV_306-39_0_7_node_162 | 0.4 | n |  | TRUE
185 | bus_LV_306-39_0_7_node_163 | 0.4 | n |  | TRUE
186 | bus_LV_306-39_0_7_node_185 | 0.4 | n |  | TRUE
187 | bus_LV_306-39_0_7_node_167 | 0.4 | n |  | TRUE
188 | bus_LV_306-39_0_7_node_168 | 0.4 | n |  | TRUE
189 | bus_LV_306-39_0_7_node_169 | 0.4 | n |  | TRUE
190 | bus_LV_306-39_0_7_node_170 | 0.4 | n |  | TRUE
191 | bus_LV_306-39_0_7_node_171 | 0.4 | n |  | TRUE
192 | bus_LV_306-39_0_7_node_172 | 0.4 | n |  | TRUE
193 | bus_LV_306-39_0_7_node_173 | 0.4 | n |  | TRUE
194 | bus_LV_306-39_0_7_node_175 | 0.4 | n |  | TRUE
195 | bus_LV_306-39_0_7_node_174 | 0.4 | n |  | TRUE
196 | bus_LV_306-39_0_7_node_213 | 0.4 | n |  | TRUE
197 | bus_LV_306-39_0_7_node_210 | 0.4 | n |  | TRUE
198 | bus_LV_306-39_0_7_node_228 | 0.4 | n |  | TRUE
199 | bus_LV_306-39_0_7_node_217 | 0.4 | n |  | TRUE
200 | bus_LV_306-39_0_7_node_211 | 0.4 | n |  | TRUE
201 | bus_LV_306-39_0_7_node_227 | 0.4 | n |  | TRUE
202 | bus_LV_306-39_0_7_node_176 | 0.4 | n |  | TRUE
203 | bus_LV_306-39_0_7_node_177 | 0.4 | n |  | TRUE
204 | bus_LV_306-39_0_7_node_186 | 0.4 | n |  | TRUE
205 | bus_LV_306-39_0_7_node_223 | 0.4 | n |  | TRUE
206 | bus_LV_306-39_0_7_node_224 | 0.4 | n |  | TRUE
207 | bus_LV_306-39_0_7_node_191 | 0.4 | n |  | TRUE
208 | bus_LV_306-39_0_7_node_196 | 0.4 | n |  | TRUE
209 | bus_LV_306-39_0_7_node_198 | 0.4 | n |  | TRUE
210 | bus_LV_306-39_0_7_node_193 | 0.4 | n |  | TRUE
211 | bus_LV_306-39_0_7_node_194 | 0.4 | n |  | TRUE
212 | bus_LV_306-39_0_7_node_195 | 0.4 | n |  | TRUE
213 | bus_LV_306-39_0_7_node_203 | 0.4 | n |  | TRUE
214 | bus_LV_306-39_0_7_node_204 | 0.4 | n |  | TRUE
215 | bus_LV_306-39_0_7_node_205 | 0.4 | n |  | TRUE
216 | bus_LV_306-39_0_7_node_206 | 0.4 | n |  | TRUE
217 | bus_LV_306-39_0_7_node_212 | 0.4 | n |  | TRUE
218 | bus_LV_306-39_0_7_node_214 | 0.4 | n |  | TRUE
219 | bus_LV_306-39_0_7_node_215 | 0.4 | n |  | TRUE
220 | bus_LV_306-39_0_7_node_218 | 0.4 | n |  | TRUE
221 | bus_LV_306-39_0_7_node_216 | 0.4 | n |  | TRUE
222 | bus_LV_306-39_0_7_node_229 | 0.4 | n |  | TRUE
223 | bus_LV_306-39_0_7_node_222 | 0.4 | n |  | TRUE
224 | bus_LV_306-39_0_7_node_219 | 0.4 | n |  | TRUE
225 | bus_LV_306-39_0_7_node_220 | 0.4 | n |  | TRUE
226 | bus_LV_306-39_0_7_node_221 | 0.4 | n |  | TRUE
227 | bus_LV_306-39_0_7_node_226 | 0.4 | n |  | TRUE
228 | bus_LV_306-39_0_7_node_225 | 0.4 | n |  | TRUE
229 | bus_MV_416_0_node_127 | 20 | n |  | TRUE

## load
| name | bus | p_mw | q_mvar | const_z_percent | const_i_percent | sn_mva | scaling | in_service | type
0 | LV_306-39_0_7_load_0 | 0 | 0.0021306 | 0.00053398 | 0 | 0 |  | 1 | TRUE | wye
1 | LV_306-39_0_7_load_3 | 2 | 0.00065067 | 0.00016307 | 0 | 0 |  | 1 | TRUE | wye
2 | LV_306-39_0_7_load_4 | 3 | 0.002596 | 0.00065062 | 0 | 0 |  | 1 | TRUE | wye
3 | LV_306-39_0_7_load_5 | 4 | 0.0013659 | 0.00034232 | 0 | 0 |  | 1 | TRUE | wye
4 | LV_306-39_0_7_load_112 | 5 | 0.00083861 | 0.00021018 | 0 | 0 |  | 1 | TRUE | wye
5 | LV_306-39_0_7_load_93 | 6 | 0.0003126 | 7.8344e-05 | 0 | 0 |  | 1 | TRUE | wye
6 | LV_306-39_0_7_load_86 | 7 | 0.0010861 | 0.00027219 | 0 | 0 |  | 1 | TRUE | wye
7 | LV_306-39_0_7_load_95 | 8 | 0.0032528 | 0.00081523 | 0 | 0 |  | 1 | TRUE | wye
8 | LV_306-39_0_7_load_113 | 10 | 0.0012428 | 0.00031149 | 0 | 0 |  | 1 | TRUE | wye
9 | LV_306-39_0_7_load_94 | 12 | 0.0032476 | 0.00081392 | 0 | 0 |  | 1 | TRUE | wye
10 | LV_306-39_0_7_load_92 | 13 | 0.0007127 | 0.00017862 | 0 | 0 |  | 1 | TRUE | wye
11 | LV_306-39_0_7_load_6 | 14 | 0.0022178 | 0.00055584 | 0 | 0 |  | 1 | TRUE | wye
12 | LV_306-39_0_7_load_8 | 16 | 0.0034586 | 0.0008668 | 0 | 0 |  | 1 | TRUE | wye
13 | LV_306-39_0_7_load_9 | 17 | 0.0019111 | 0.00047898 | 0 | 0 |  | 1 | TRUE | wye
14 | LV_306-39_0_7_load_10 | 18 | 0.0027375 | 0.00068608 | 0 | 0 |  | 1 | TRUE | wye
15 | LV_306-39_0_7_load_231 | 19 | 0.016465 | 0.0041264 | 0 | 0 |  | 1 | TRUE | wye
16 | LV_306-39_0_7_load_23 | 20 | 0.0085819 | 0.0021508 | 0 | 0 |  | 1 | TRUE | wye
17 | LV_306-39_0_7_load_43 | 21 | 0.0018282 | 0.00045818 | 0 | 0 |  | 1 | TRUE | wye
18 | LV_306-39_0_7_load_11 | 24 | 0.0032408 | 0.00081221 | 0 | 0 |  | 1 | TRUE | wye
19 | LV_306-39_0_7_load_12 | 25 | 0.0018358 | 0.00046008 | 0 | 0 |  | 1 | TRUE | wye
20 | LV_306-39_0_7_load_13 | 26 | 0.0055529 | 0.0013917 | 0 | 0 |  | 1 | TRUE | wye
21 | LV_306-39_0_7_load_17 | 31 | 0.004732 | 0.0011859 | 0 | 0 |  | 1 | TRUE | wye
22 | LV_306-39_0_7_load_15 | 32 | 0.002207 | 0.00055312 | 0 | 0 |  | 1 | TRUE | wye
23 | LV_306-39_0_7_load_199 | 33 | 0.0017162 | 0.00043013 | 0 | 0 |  | 1 | TRUE | wye
24 | LV_306-39_0_7_load_20 | 34 | 0.00077357 | 0.00019387 | 0 | 0 |  | 1 | TRUE | wye
25 | LV_306-39_0_7_load_30 | 35 | 0.0067833 | 0.0017001 | 0 | 0 |  | 1 | TRUE | wye
26 | LV_306-39_0_7_load_19 | 36 | 0.00089387 | 0.00022403 | 0 | 0 |  | 1 | TRUE | wye
27 | LV_306-39_0_7_load_21 | 37 | 0.0012508 | 0.00031349 | 0 | 0 |  | 1 | TRUE | wye
28 | LV_306-39_0_7_load_197 | 38 | 0.0014849 | 0.00037214 | 0 | 0 |  | 1 | TRUE | wye
29 | LV_306-39_0_7_load_32 | 40 | 0.0028069 | 0.00070348 | 0 | 0 |  | 1 | TRUE | wye
30 | LV_306-39_0_7_load_45 | 41 | 0.0023008 | 0.00057663 | 0 | 0 |  | 1 | TRUE | wye
31 | LV_306-39_0_7_load_25 | 43 | 0.0012933 | 0.00032412 | 0 | 0 |  | 1 | TRUE | wye
32 | LV_306-39_0_7_load_27 | 45 | 0.0013924 | 0.00034897 | 0 | 0 |  | 1 | TRUE | wye
33 | LV_306-39_0_7_load_48 | 48 | 0.0009219 | 0.00023105 | 0 | 0 |  | 1 | TRUE | wye
34 | LV_306-39_0_7_load_72 | 49 | 0.0012383 | 0.00031036 | 0 | 0 |  | 1 | TRUE | wye
35 | LV_306-39_0_7_load_67 | 50 | 0.0024247 | 0.00060768 | 0 | 0 |  | 1 | TRUE | wye
36 | LV_306-39_0_7_load_49 | 51 | 0.0011255 | 0.00028209 | 0 | 0 |  | 1 | TRUE | wye
37 | LV_306-39_0_7_load_46 | 52 | 0.001583 | 0.00039673 | 0 | 0 |  | 1 | TRUE | wye
38 | LV_306-39_0_7_load_33 | 53 | 0.014846 | 0.0037209 | 0 | 0 |  | 1 | TRUE | wye
39 | LV_306-39_0_7_load_34 | 54 | 0.0096649 | 0.0024223 | 0 | 0 |  | 1 | TRUE | wye
40 | LV_306-39_0_7_load_37 | 57 | 0.0041029 | 0.0010283 | 0 | 0 |  | 1 | TRUE | wye
41 | LV_306-39_0_7_load_38 | 58 | 0.00262 | 0.00065663 | 0 | 0 |  | 1 | TRUE | wye
42 | LV_306-39_0_7_load_192 | 59 | 0.0014428 | 0.0003616 | 0 | 0 |  | 1 | TRUE | wye
43 | LV_306-39_0_7_load_189 | 60 | 0.004267 | 0.0010694 | 0 | 0 |  | 1 | TRUE | wye
44 | LV_306-39_0_7_load_103 | 61 | 0.002435 | 0.00061027 | 0 | 0 |  | 1 | TRUE | wye
45 | LV_306-39_0_7_load_109 | 62 | 0.0042647 | 0.0010688 | 0 | 0 |  | 1 | TRUE | wye
46 | LV_306-39_0_7_load_190 | 65 | 0.00077505 | 0.00019425 | 0 | 0 |  | 1 | TRUE | wye
47 | LV_306-39_0_7_load_102 | 66 | 0.0056078 | 0.0014055 | 0 | 0 |  | 1 | TRUE | wye
48 | LV_306-39_0_7_load_110 | 67 | 0.0022485 | 0.00056352 | 0 | 0 |  | 1 | TRUE | wye
49 | LV_306-39_0_7_load_179 | 68 | 0.0042878 | 0.0010746 | 0 | 0 |  | 1 | TRUE | wye
50 | LV_306-39_0_7_load_178 | 69 | 0.0016826 | 0.00042169 | 0 | 0 |  | 1 | TRUE | wye
51 | LV_306-39_0_7_load_39 | 70 | 0.0016716 | 0.00041895 | 0 | 0 |  | 1 | TRUE | wye
52 | LV_306-39_0_7_load_40 | 71 | 0.0019741 | 0.00049474 | 0 | 0 |  | 1 | TRUE | wye
53 | LV_306-39_0_7_load_44 | 73 | 0.032796 | 0.0082195 | 0 | 0 |  | 1 | TRUE | wye
54 | LV_306-39_0_7_load_52 | 74 | 0.0051628 | 0.0012939 | 0 | 0 |  | 1 | TRUE | wye
55 | LV_306-39_0_7_load_76 | 75 | 0.0016269 | 0.00040775 | 0 | 0 |  | 1 | TRUE | wye
56 | LV_306-39_0_7_load_47 | 76 | 0.0041514 | 0.0010404 | 0 | 0 |  | 1 | TRUE | wye
57 | LV_306-39_0_7_load_73 | 77 | 0.011391 | 0.0028549 | 0 | 0 |  | 1 | TRUE | wye
58 | LV_306-39_0_7_load_74 | 78 | 0.0013678 | 0.0003428 | 0 | 0 |  | 1 | TRUE | wye
59 | LV_306-39_0_7_load_50 | 79 | 0.0018878 | 0.00047312 | 0 | 0 |  | 1 | TRUE | wye
60 | LV_306-39_0_7_load_77 | 80 | 0.0014693 | 0.00036825 | 0 | 0 |  | 1 | TRUE | wye
61 | LV_306-39_0_7_load_66 | 81 | 0.00096313 | 0.00024138 | 0 | 0 |  | 1 | TRUE | wye
62 | LV_306-39_0_7_load_53 | 83 | 0.0055386 | 0.0013881 | 0 | 0 |  | 1 | TRUE | wye
63 | LV_306-39_0_7_load_54 | 84 | 0.0053571 | 0.0013426 | 0 | 0 |  | 1 | TRUE | wye
64 | LV_306-39_0_7_load_57 | 87 | 0.0019608 | 0.00049143 | 0 | 0 |  | 1 | TRUE | wye
65 | LV_306-39_0_7_load_78 | 88 | 0.0018266 | 0.00045779 | 0 | 0 |  | 1 | TRUE | wye
66 | LV_306-39_0_7_load_79 | 89 | 0.0012583 | 0.00031535 | 0 | 0 |  | 1 | TRUE | wye
67 | LV_306-39_0_7_load_75 | 91 | 0.0019526 | 0.00048936 | 0 | 0 |  | 1 | TRUE | wye
68 | LV_306-39_0_7_load_201 | 92 | 0.0033878 | 0.00084906 | 0 | 0 |  | 1 | TRUE | wye
69 | LV_306-39_0_7_load_207 | 93 | 0.0014859 | 0.00037239 | 0 | 0 |  | 1 | TRUE | wye
70 | LV_306-39_0_7_load_60 | 94 | 0.0016192 | 0.00040582 | 0 | 0 |  | 1 | TRUE | wye
71 | LV_306-39_0_7_load_61 | 95 | 0.0015404 | 0.00038606 | 0 | 0 |  | 1 | TRUE | wye
72 | LV_306-39_0_7_load_62 | 96 | 0.00056924 | 0.00014267 | 0 | 0 |  | 1 | TRUE | wye
73 | LV_306-39_0_7_load_63 | 97 | 0.0038194 | 0.00095722 | 0 | 0 |  | 1 | TRUE | wye
74 | LV_306-39_0_7_load_65 | 98 | 0.0012035 | 0.00030163 | 0 | 0 |  | 1 | TRUE | wye
75 | LV_306-39_0_7_load_69 | 100 | 0.0014228 | 0.00035659 | 0 | 0 |  | 1 | TRUE | wye
76 | LV_306-39_0_7_load_70 | 102 | 0.00064205 | 0.00016091 | 0 | 0 |  | 1 | TRUE | wye
77 | LV_306-39_0_7_load_80 | 103 | 0.0012912 | 0.0003236 | 0 | 0 |  | 1 | TRUE | wye
78 | LV_306-39_0_7_load_81 | 104 | 0.00078698 | 0.00019724 | 0 | 0 |  | 1 | TRUE | wye
79 | LV_306-39_0_7_load_202 | 105 | 0.0018343 | 0.00045972 | 0 | 0 |  | 1 | TRUE | wye
80 | LV_306-39_0_7_load_208 | 106 | 0.012796 | 0.0032069 | 0 | 0 |  | 1 | TRUE | wye
81 | LV_306-39_0_7_load_82 | 107 | 0.0013769 | 0.00034508 | 0 | 0 |  | 1 | TRUE | wye
82 | LV_306-39_0_7_load_91 | 108 | 0.001466 | 0.00036742 | 0 | 0 |  | 1 | TRUE | wye
83 | LV_306-39_0_7_load_90 | 109 | 0.0014029 | 0.00035159 | 0 | 0 |  | 1 | TRUE | wye
84 | LV_306-39_0_7_load_83 | 110 | 0.0012624 | 0.00031638 | 0 | 0 |  | 1 | TRUE | wye
85 | LV_306-39_0_7_load_88 | 111 | 0.0017364 | 0.00043518 | 0 | 0 |  | 1 | TRUE | wye
86 | LV_306-39_0_7_load_87 | 112 | 0.0014994 | 0.00037579 | 0 | 0 |  | 1 | TRUE | wye
87 | LV_306-39_0_7_load_89 | 113 | 0.0016288 | 0.00040822 | 0 | 0 |  | 1 | TRUE | wye
88 | LV_306-39_0_7_load_96 | 114 | 0.0052361 | 0.0013123 | 0 | 0 |  | 1 | TRUE | wye
89 | LV_306-39_0_7_load_99 | 117 | 0.0039561 | 0.0009915 | 0 | 0 |  | 1 | TRUE | wye
90 | LV_306-39_0_7_load_100 | 118 | 0.0024276 | 0.00060841 | 0 | 0 |  | 1 | TRUE | wye
91 | LV_306-39_0_7_load_101 | 119 | 0.0010346 | 0.00025931 | 0 | 0 |  | 1 | TRUE | wye
92 | LV_306-39_0_7_load_136 | 120 | 0.0012775 | 0.00032018 | 0 | 0 |  | 1 | TRUE | wye
93 | LV_306-39_0_7_load_148 | 121 | 0.0011784 | 0.00029532 | 0 | 0 |  | 1 | TRUE | wye
94 | LV_306-39_0_7_load_137 | 122 | 0.0019332 | 0.00048449 | 0 | 0 |  | 1 | TRUE | wye
95 | LV_306-39_0_7_load_146 | 123 | 0.0014537 | 0.00036433 | 0 | 0 |  | 1 | TRUE | wye
96 | LV_306-39_0_7_load_104 | 124 | 0.00048003 | 0.00012031 | 0 | 0 |  | 1 | TRUE | wye
97 | LV_306-39_0_7_load_105 | 125 | 0.0066614 | 0.0016695 | 0 | 0 |  | 1 | TRUE | wye
98 | LV_306-39_0_7_load_106 | 126 | 0.0003435 | 8.6089e-05 | 0 | 0 |  | 1 | TRUE | wye
99 | LV_306-39_0_7_load_107 | 127 | 0.0029697 | 0.00074429 | 0 | 0 |  | 1 | TRUE | wye
100 | LV_306-39_0_7_load_108 | 128 | 0.00038398 | 9.6233e-05 | 0 | 0 |  | 1 | TRUE | wye
101 | LV_306-39_0_7_load_183 | 129 | 0.0020183 | 0.00050583 | 0 | 0 |  | 1 | TRUE | wye
102 | LV_306-39_0_7_load_187 | 131 | 0.0038691 | 0.00096969 | 0 | 0 |  | 1 | TRUE | wye
103 | LV_306-39_0_7_load_118 | 132 | 0.0007927 | 0.00019867 | 0 | 0 |  | 1 | TRUE | wye
104 | LV_306-39_0_7_load_181 | 133 | 0.003287 | 0.00082379 | 0 | 0 |  | 1 | TRUE | wye
105 | LV_306-39_0_7_load_126 | 134 | 0.00089664 | 0.00022472 | 0 | 0 |  | 1 | TRUE | wye
106 | LV_306-39_0_7_load_124 | 135 | 0.00065584 | 0.00016437 | 0 | 0 |  | 1 | TRUE | wye
107 | LV_306-39_0_7_load_114 | 136 | 0.00154 | 0.00038596 | 0 | 0 |  | 1 | TRUE | wye
108 | LV_306-39_0_7_load_115 | 137 | 0.0016167 | 0.00040518 | 0 | 0 |  | 1 | TRUE | wye
109 | LV_306-39_0_7_load_116 | 138 | 0.0029372 | 0.00073614 | 0 | 0 |  | 1 | TRUE | wye
110 | LV_306-39_0_7_load_117 | 139 | 0.0026456 | 0.00066305 | 0 | 0 |  | 1 | TRUE | wye
111 | LV_306-39_0_7_load_182 | 142 | 0.0053457 | 0.0013398 | 0 | 0 |  | 1 | TRUE | wye
112 | LV_306-39_0_7_load_165 | 143 | 0.0009175 | 0.00022995 | 0 | 0 |  | 1 | TRUE | wye
113 | LV_306-39_0_7_load_164 | 144 | 0.0015512 | 0.00038876 | 0 | 0 |  | 1 | TRUE | wye
114 | LV_306-39_0_7_load_156 | 146 | 0.0070584 | 0.001769 | 0 | 0 |  | 1 | TRUE | wye
115 | LV_306-39_0_7_load_188 | 148 | 0.00087836 | 0.00022014 | 0 | 0 |  | 1 | TRUE | wye
116 | LV_306-39_0_7_load_184 | 150 | 0.003325 | 0.00083333 | 0 | 0 |  | 1 | TRUE | wye
117 | LV_306-39_0_7_load_155 | 151 | 0.0062905 | 0.0015765 | 0 | 0 |  | 1 | TRUE | wye
118 | LV_306-39_0_7_load_122 | 153 | 0.00069015 | 0.00017297 | 0 | 0 |  | 1 | TRUE | wye
119 | LV_306-39_0_7_load_123 | 154 | 0.00045501 | 0.00011404 | 0 | 0 |  | 1 | TRUE | wye
120 | LV_306-39_0_7_load_125 | 155 | 0.00072258 | 0.0001811 | 0 | 0 |  | 1 | TRUE | wye
121 | LV_306-39_0_7_load_127 | 156 | 0.00061152 | 0.00015326 | 0 | 0 |  | 1 | TRUE | wye
122 | LV_306-39_0_7_load_128 | 157 | 0.00079712 | 0.00019978 | 0 | 0 |  | 1 | TRUE | wye
123 | LV_306-39_0_7_load_129 | 158 | 0.0007385 | 0.00018509 | 0 | 0 |  | 1 | TRUE | wye
124 | LV_306-39_0_7_load_131 | 160 | 0.0017711 | 0.00044388 | 0 | 0 |  | 1 | TRUE | wye
125 | LV_306-39_0_7_load_132 | 161 | 0.0015476 | 0.00038788 | 0 | 0 |  | 1 | TRUE | wye
126 | LV_306-39_0_7_load_230 | 163 | 0.0017701 | 0.00044362 | 0 | 0 |  | 1 | TRUE | wye
127 | LV_306-39_0_7_load_134 | 164 | 0.0050541 | 0.0012667 | 0 | 0 |  | 1 | TRUE | wye
128 | LV_306-39_0_7_load_135 | 165 | 0.0053977 | 0.0013528 | 0 | 0 |  | 1 | TRUE | wye
129 | LV_306-39_0_7_load_147 | 167 | 0.0024928 | 0.00062475 | 0 | 0 |  | 1 | TRUE | wye
130 | LV_306-39_0_7_load_141 | 169 | 0.0057203 | 0.0014336 | 0 | 0 |  | 1 | TRUE | wye
131 | LV_306-39_0_7_load_145 | 170 | 0.0016381 | 0.00041054 | 0 | 0 |  | 1 | TRUE | wye
132 | LV_306-39_0_7_load_138 | 171 | 0.0030379 | 0.00076137 | 0 | 0 |  | 1 | TRUE | wye
133 | LV_306-39_0_7_load_142 | 172 | 0.0019222 | 0.00048174 | 0 | 0 |  | 1 | TRUE | wye
134 | LV_306-39_0_7_load_143 | 173 | 0.0040032 | 0.0010033 | 0 | 0 |  | 1 | TRUE | wye
135 | LV_306-39_0_7_load_160 | 174 | 0.0088495 | 0.0022179 | 0 | 0 |  | 1 | TRUE | wye
136 | LV_306-39_0_7_load_157 | 175 | 0.0069905 | 0.001752 | 0 | 0 |  | 1 | TRUE | wye
137 | LV_306-39_0_7_load_144 | 176 | 0.002601 | 0.00065188 | 0 | 0 |  | 1 | TRUE | wye
138 | LV_306-39_0_7_load_149 | 177 | 0.0061669 | 0.0015456 | 0 | 0 |  | 1 | TRUE | wye
139 | LV_306-39_0_7_load_152 | 180 | 0.0061122 | 0.0015319 | 0 | 0 |  | 1 | TRUE | wye
140 | LV_306-39_0_7_load_153 | 181 | 0.0069365 | 0.0017385 | 0 | 0 |  | 1 | TRUE | wye
141 | LV_306-39_0_7_load_154 | 182 | 0.0058884 | 0.0014758 | 0 | 0 |  | 1 | TRUE | wye
142 | LV_306-39_0_7_load_158 | 183 | 0.0064725 | 0.0016222 | 0 | 0 |  | 1 | TRUE | wye
143 | LV_306-39_0_7_load_162 | 184 | 0.013614 | 0.003412 | 0 | 0 |  | 1 | TRUE | wye
144 | LV_306-39_0_7_load_163 | 185 | 0.013818 | 0.003463 | 0 | 0 |  | 1 | TRUE | wye
145 | LV_306-39_0_7_load_185 | 186 | 0.00088589 | 0.00022203 | 0 | 0 |  | 1 | TRUE | wye
146 | LV_306-39_0_7_load_167 | 187 | 0.0023276 | 0.00058336 | 0 | 0 |  | 1 | TRUE | wye
147 | LV_306-39_0_7_load_168 | 188 | 0.0053399 | 0.0013383 | 0 | 0 |  | 1 | TRUE | wye
148 | LV_306-39_0_7_load_169 | 189 | 0.0026517 | 0.00066458 | 0 | 0 |  | 1 | TRUE | wye
149 | LV_306-39_0_7_load_170 | 190 | 0.0022466 | 0.00056306 | 0 | 0 |  | 1 | TRUE | wye
150 | LV_306-39_0_7_load_171 | 191 | 0.0037959 | 0.00095135 | 0 | 0 |  | 1 | TRUE | wye
151 | LV_306-39_0_7_load_172 | 192 | 0.001486 | 0.00037244 | 0 | 0 |  | 1 | TRUE | wye
152 | LV_306-39_0_7_load_175 | 194 | 0.0043593 | 0.0010925 | 0 | 0 |  | 1 | TRUE | wye
153 | LV_306-39_0_7_load_213 | 196 | 0.0024224 | 0.0006071 | 0 | 0 |  | 1 | TRUE | wye
154 | LV_306-39_0_7_load_210 | 197 | 0.0025969 | 0.00065085 | 0 | 0 |  | 1 | TRUE | wye
155 | LV_306-39_0_7_load_228 | 198 | 0.0044176 | 0.0011071 | 0 | 0 |  | 1 | TRUE | wye
156 | LV_306-39_0_7_load_217 | 199 | 0.0043758 | 0.0010967 | 0 | 0 |  | 1 | TRUE | wye
157 | LV_306-39_0_7_load_227 | 201 | 0.0040465 | 0.0010141 | 0 | 0 |  | 1 | TRUE | wye
158 | LV_306-39_0_7_load_176 | 202 | 0.0016157 | 0.00040493 | 0 | 0 |  | 1 | TRUE | wye
159 | LV_306-39_0_7_load_186 | 204 | 0.0062324 | 0.001562 | 0 | 0 |  | 1 | TRUE | wye
160 | LV_306-39_0_7_load_223 | 205 | 0.0025056 | 0.00062796 | 0 | 0 |  | 1 | TRUE | wye
161 | LV_306-39_0_7_load_224 | 206 | 0.00067214 | 0.00016845 | 0 | 0 |  | 1 | TRUE | wye
162 | LV_306-39_0_7_load_191 | 207 | 0.0025279 | 0.00063354 | 0 | 0 |  | 1 | TRUE | wye
163 | LV_306-39_0_7_load_196 | 208 | 0.0019055 | 0.00047755 | 0 | 0 |  | 1 | TRUE | wye
164 | LV_306-39_0_7_load_198 | 209 | 0.0039172 | 0.00098173 | 0 | 0 |  | 1 | TRUE | wye
165 | LV_306-39_0_7_load_193 | 210 | 0.0056577 | 0.001418 | 0 | 0 |  | 1 | TRUE | wye
166 | LV_306-39_0_7_load_194 | 211 | 0.0039354 | 0.00098629 | 0 | 0 |  | 1 | TRUE | wye
167 | LV_306-39_0_7_load_195 | 212 | 0.0032153 | 0.00080582 | 0 | 0 |  | 1 | TRUE | wye
168 | LV_306-39_0_7_load_203 | 213 | 0.0028247 | 0.00070793 | 0 | 0 |  | 1 | TRUE | wye
169 | LV_306-39_0_7_load_204 | 214 | 0.0016933 | 0.00042439 | 0 | 0 |  | 1 | TRUE | wye
170 | LV_306-39_0_7_load_205 | 215 | 0.0028704 | 0.00071938 | 0 | 0 |  | 1 | TRUE | wye
171 | LV_306-39_0_7_load_206 | 216 | 0.0028306 | 0.00070942 | 0 | 0 |  | 1 | TRUE | wye
172 | LV_306-39_0_7_load_212 | 217 | 0.0023285 | 0.00058358 | 0 | 0 |  | 1 | TRUE | wye
173 | LV_306-39_0_7_load_214 | 218 | 0.0024292 | 0.00060882 | 0 | 0 |  | 1 | TRUE | wye
174 | LV_306-39_0_7_load_215 | 219 | 0.0024413 | 0.00061186 | 0 | 0 |  | 1 | TRUE | wye
175 | LV_306-39_0_7_load_218 | 220 | 0.0025068 | 0.00062827 | 0 | 0 |  | 1 | TRUE | wye
176 | LV_306-39_0_7_load_216 | 221 | 0.0062561 | 0.0015679 | 0 | 0 |  | 1 | TRUE | wye
177 | LV_306-39_0_7_load_229 | 222 | 0.0042914 | 0.0010755 | 0 | 0 |  | 1 | TRUE | wye
178 | LV_306-39_0_7_load_219 | 224 | 0.0024023 | 0.00060208 | 0 | 0 |  | 1 | TRUE | wye
179 | LV_306-39_0_7_load_220 | 225 | 0.0043961 | 0.0011018 | 0 | 0 |  | 1 | TRUE | wye
180 | LV_306-39_0_7_load_221 | 226 | 0.0044892 | 0.0011251 | 0 | 0 |  | 1 | TRUE | wye
181 | LV_306-39_0_7_load_226 | 227 | 0.0039898 | 0.00099995 | 0 | 0 |  | 1 | TRUE | wye
182 | LV_306-39_0_7_load_225 | 228 | 0.0056883 | 0.0014256 | 0 | 0 |  | 1 | TRUE | wye

## ext_grid
| name | bus | vm_pu | va_degree | slack_weight | in_service
0 |  | 57 | 1 | 0 | 1 | TRUE

## line
| name | std_type | from_bus | to_bus | length_km | r_ohm_per_km | x_ohm_per_km | c_nf_per_km | g_us_per_km | max_i_ka | df | parallel | type | in_service
0 | LV_306-39_0_7_line_0 |  | 0 | 1 | 0.022204 | 0.125 | 0.08 | 261 | 0 | 0.364 | 1 | 1 | cs | TRUE
1 | LV_306-39_0_7_line_1 |  | 1 | 2 | 0.03279 | 0.125 | 0.08 | 261 | 0 | 0.364 | 1 | 1 | cs | TRUE
2 | LV_306-39_0_7_line_2 |  | 1 | 3 | 0.0066379 | 0.125 | 0.08 | 261 | 0 | 0.364 | 1 | 1 | cs | TRUE
3 | LV_306-39_0_7_line_3 |  | 2 | 4 | 0.015852 | 0.125 | 0.08 | 261 | 0 | 0.364 | 1 | 1 | cs | TRUE
4 | LV_306-39_0_7_line_4 |  | 3 | 5 | 0.014067 | 0.125 | 0.08 | 261 | 0 | 0.364 | 1 | 1 | cs | TRUE
5 | LV_306-39_0_7_line_5 |  | 4 | 6 | 0.063986 | 0.125 | 0.08 | 261 | 0 | 0.364 | 1 | 1 | cs | TRUE
6 | LV_306-39_0_7_line_6 |  | 5 | 10 | 0.025058 | 0.125 | 0.08 | 261 | 0 | 0.364 | 1 | 1 | cs | TRUE
7 | LV_306-39_0_7_line_7 |  | 6 | 13 | 0.0211 | 0.125 | 0.08 | 261 | 0 | 0.364 | 1 | 1 | cs | TRUE
8 | LV_306-39_0_7_line_8 |  | 7 | 8 | 0.024631 | 0.125 | 0.08 | 261 | 0 | 0.364 | 1 | 1 | cs | TRUE
9 | LV_306-39_0_7_line_9 |  | 7 | 9 | 0.05673 | 0.125 | 0.08 | 261 | 0 | 0.364 | 1 | 1 | cs | TRUE
10 | LV_306-39_0_7_line_10 |  | 9 | 11 | 0.015187 | 0.125 | 0.08 | 261 | 0 | 0.364 | 1 | 1 | cs | TRUE
11 | LV_306-39_0_7_line_11 |  | 10 | 134 | 0.0037014 | 0.125 | 0.08 | 261 | 0 | 0.364 | 1 | 1 | cs | TRUE
12 | LV_306-39_0_7_line_12 |  | 11 | 12 | 0.017659 | 0.125 | 0.08 | 261 | 0 | 0.364 | 1 | 1 | cs | TRUE
13 | LV_306-39_0_7_line_13 |  | 11 | 13 | 0.025447 | 0.125 | 0.08 | 261 | 0 | 0.364 | 1 | 1 | cs | TRUE
14 | LV_306-39_0_7_line_14 |  | 14 | 15 | 0.02387 | 0.125 | 0.08 | 261 | 0 | 0.364 | 1 | 1 | cs | TRUE
15 | LV_306-39_0_7_line_15 |  | 14 | 16 | 0.0063042 | 0.125 | 0.08 | 261 | 0 | 0.364 | 1 | 1 | cs | TRUE
16 | LV_306-39_0_7_line_16 |  | 15 | 17 | 0.0080068 | 0.125 | 0.08 | 261 | 0 | 0.364 | 1 | 3 | cs | TRUE
17 | LV_306-39_0_7_line_17 |  | 15 | 18 | 0.0090483 | 0.125 | 0.08 | 261 | 0 | 0.364 | 1 | 3 | cs | TRUE
18 | LV_306-39_0_7_line_18 |  | 16 | 19 | 0.057932 | 0.125 | 0.08 | 261 | 0 | 0.364 | 1 | 1 | cs | TRUE
19 | LV_306-39_0_7_line_19 |  | 17 | 20 | 0.030729 | 0.125 | 0.08 | 261 | 0 | 0.364 | 1 | 3 | cs | TRUE
20 | LV_306-39_0_7_line_20 |  | 18 | 21 | 0.022063 | 0.125 | 0.08 | 261 | 0 | 0.364 | 1 | 3 | cs | TRUE
21 | LV_306-39_0_7_line_21 |  | 20 | 22 | 0.014222 | 0.125 | 0.08 | 261 | 0 | 0.364 | 1 | 3 | cs | TRUE
22 | LV_306-39_0_7_line_22 |  | 21 | 23 | 0.015445 | 0.125 | 0.08 | 261 | 0 | 0.364 | 1 | 3 | cs | TRUE
23 | LV_306-39_0_7_line_23 |  | 22 | 29 | 0.047792 | 0.125 | 0.08 | 261 | 0 | 0.364 | 1 | 3 | cs | TRUE
24 | LV_306-39_0_7_line_24 |  | 22 | 30 | 0.033043 | 0.125 | 0.08 | 261 | 0 | 0.364 | 1 | 3 | cs | TRUE
25 | LV_306-39_0_7_line_25 |  | 22 | 27 | 0.027218 | 0.125 | 0.08 | 261 | 0 | 0.364 | 1 | 1 | cs | TRUE
26 | LV_306-39_0_7_line_26 |  | 23 | 73 | 0.033536 | 0.125 | 0.08 | 261 | 0 | 0.364 | 1 | 1 | cs | TRUE
27 | LV_306-39_0_7_line_27 |  | 23 | 70 | 0.0027188 | 0.125 | 0.08 | 261 | 0 | 0.364 | 1 | 3 | cs | TRUE
28 | LV_306-39_0_7_line_28 |  | 24 | 25 | 0.023259 | 0.125 | 0.08 | 261 | 0 | 0.364 | 1 | 1 | cs | TRUE
29 | LV_306-39_0_7_line_29 |  | 24 | 26 | 0.009089 | 0.125 | 0.08 | 261 | 0 | 0.364 | 1 | 1 | cs | TRUE
30 | LV_306-39_0_7_line_30 |  | 25 | 27 | 0.020203 | 0.125 | 0.08 | 261 | 0 | 0.364 | 1 | 1 | cs | TRUE
31 | LV_306-39_0_7_line_31 |  | 27 | 28 | 0.029711 | 0.125 | 0.08 | 261 | 0 | 0.364 | 1 | 1 | cs | TRUE
32 | LV_306-39_0_7_line_32 |  | 28 | 31 | 0.0132 | 0.125 | 0.08 | 261 | 0 | 0.364 | 1 | 1 | cs | TRUE
33 | LV_306-39_0_7_line_33 |  | 28 | 32 | 0.031552 | 0.125 | 0.08 | 261 | 0 | 0.364 | 1 | 1 | cs | TRUE
34 | LV_306-39_0_7_line_34 |  | 29 | 33 | 0.0055236 | 0.125 | 0.08 | 261 | 0 | 0.364 | 1 | 3 | cs | TRUE
35 | LV_306-39_0_7_line_35 |  | 29 | 34 | 0.012396 | 0.125 | 0.08 | 261 | 0 | 0.364 | 1 | 1 | cs | TRUE
36 | LV_306-39_0_7_line_36 |  | 30 | 35 | 0.013158 | 0.125 | 0.08 | 261 | 0 | 0.364 | 1 | 3 | cs | TRUE
37 | LV_306-39_0_7_line_37 |  | 33 | 38 | 0.015316 | 0.125 | 0.08 | 261 | 0 | 0.364 | 1 | 3 | cs | TRUE
38 | LV_306-39_0_7_line_38 |  | 34 | 36 | 0.016648 | 0.125 | 0.08 | 261 | 0 | 0.364 | 1 | 1 | cs | TRUE
39 | LV_306-39_0_7_line_39 |  | 35 | 42 | 0.01172 | 0.125 | 0.08 | 261 | 0 | 0.364 | 1 | 1 | cs | TRUE
40 | LV_306-39_0_7_line_40 |  | 36 | 37 | 0.01463 | 0.125 | 0.08 | 261 | 0 | 0.364 | 1 | 1 | cs | TRUE
41 | LV_306-39_0_7_line_41 |  | 38 | 209 | 0.0095278 | 0.125 | 0.08 | 261 | 0 | 0.364 | 1 | 3 | cs | TRUE
42 | LV_306-39_0_7_line_42 |  | 39 | 40 | 0.01349 | 0.125 | 0.08 | 261 | 0 | 0.364 | 1 | 1 | cs | TRUE
43 | LV_306-39_0_7_line_43 |  | 39 | 41 | 0.014174 | 0.125 | 0.08 | 261 | 0 | 0.364 | 1 | 1 | cs | TRUE
44 | LV_306-39_0_7_line_44 |  | 40 | 42 | 0.010228 | 0.125 | 0.08 | 261 | 0 | 0.364 | 1 | 1 | cs | TRUE
45 | LV_306-39_0_7_line_45 |  | 41 | 52 | 0.021898 | 0.125 | 0.08 | 261 | 0 | 0.364 | 1 | 1 | cs | TRUE
46 | LV_306-39_0_7_line_46 |  | 42 | 44 | 0.010344 | 0.125 | 0.08 | 261 | 0 | 0.364 | 1 | 1 | cs | TRUE
47 | LV_306-39_0_7_line_47 |  | 43 | 44 | 0.023863 | 0.125 | 0.08 | 261 | 0 | 0.364 | 1 | 1 | cs | TRUE
48 | LV_306-39_0_7_line_48 |  | 43 | 45 | 0.024867 | 0.125 | 0.08 | 261 | 0 | 0.364 | 1 | 1 | cs | TRUE
49 | LV_306-39_0_7_line_49 |  | 44 | 46 | 0.037303 | 0.125 | 0.08 | 261 | 0 | 0.364 | 1 | 1 | cs | TRUE
50 | LV_306-39_0_7_line_50 |  | 46 | 47 | 0.057595 | 0.125 | 0.08 | 261 | 0 | 0.364 | 1 | 1 | cs | TRUE
51 | LV_306-39_0_7_line_51 |  | 46 | 48 | 0.014371 | 0.125 | 0.08 | 261 | 0 | 0.364 | 1 | 1 | cs | TRUE
52 | LV_306-39_0_7_line_52 |  | 47 | 49 | 0.037766 | 0.125 | 0.08 | 261 | 0 | 0.364 | 1 | 1 | cs | TRUE
53 | LV_306-39_0_7_line_53 |  | 47 | 50 | 0.019795 | 0.125 | 0.08 | 261 | 0 | 0.364 | 1 | 1 | cs | TRUE
54 | LV_306-39_0_7_line_54 |  | 48 | 51 | 0.0051168 | 0.125 | 0.08 | 261 | 0 | 0.364 | 1 | 1 | cs | TRUE
55 | LV_306-39_0_7_line_55 |  | 49 | 80 | 0.0003902 | 0.125 | 0.08 | 261 | 0 | 0.364 | 1 | 1 | cs | TRUE
56 | LV_306-39_0_7_line_56 |  | 50 | 81 | 0.028167 | 0.125 | 0.08 | 261 | 0 | 0.364 | 1 | 1 | cs | TRUE
57 | LV_306-39_0_7_line_57 |  | 51 | 79 | 0.022842 | 0.125 | 0.08 | 261 | 0 | 0.364 | 1 | 1 | cs | TRUE
58 | LV_306-39_0_7_line_58 |  | 52 | 76 | 0.024632 | 0.125 | 0.08 | 261 | 0 | 0.364 | 1 | 1 | cs | TRUE
59 | LV_306-39_0_7_line_59 |  | 53 | 54 | 0.0088831 | 0.125 | 0.08 | 261 | 0 | 0.364 | 1 | 3 | cs | TRUE
60 | LV_306-39_0_7_line_60 |  | 53 | 55 | 0.0055787 | 0.125 | 0.08 | 261 | 0 | 0.364 | 1 | 3 | cs | TRUE
61 | LV_306-39_0_7_line_61 |  | 54 | 56 | 0.040995 | 0.125 | 0.08 | 261 | 0 | 0.364 | 1 | 3 | cs | TRUE
62 | LV_306-39_0_7_line_62 |  | 55 | 57 | 0.028817 | 0.125 | 0.08 | 261 | 0 | 0.364 | 1 | 3 | cs | TRUE
63 | LV_306-39_0_7_line_63 |  | 55 | 58 | 0.020901 | 0.125 | 0.08 | 261 | 0 | 0.364 | 1 | 1 | cs | TRUE
64 | LV_306-39_0_7_line_64 |  | 56 | 59 | 0.025123 | 0.125 | 0.08 | 261 | 0 | 0.364 | 1 | 3 | cs | TRUE
65 | LV_306-39_0_7_line_65 |  | 56 | 60 | 0.012005 | 0.125 | 0.08 | 261 | 0 | 0.364 | 1 | 1 | cs | TRUE
66 | LV_306-39_0_7_line_66 |  | 57 | 61 | 0.043089 | 0.125 | 0.08 | 261 | 0 | 0.364 | 1 | 3 | cs | TRUE
67 | LV_306-39_0_7_line_67 |  | 57 | 62 | 0.015912 | 0.125 | 0.08 | 261 | 0 | 0.364 | 1 | 1 | cs | TRUE
68 | LV_306-39_0_7_line_68 |  | 58 | 63 | 0.010925 | 0.125 | 0.08 | 261 | 0 | 0.364 | 1 | 1 | cs | TRUE
69 | LV_306-39_0_7_line_69 |  | 59 | 64 | 0.027057 | 0.125 | 0.08 | 261 | 0 | 0.364 | 1 | 3 | cs | TRUE
70 | LV_306-39_0_7_line_70 |  | 60 | 65 | 0.0024666 | 0.125 | 0.08 | 261 | 0 | 0.364 | 1 | 1 | cs | TRUE
71 | LV_306-39_0_7_line_71 |  | 61 | 66 | 0.01471 | 0.125 | 0.08 | 261 | 0 | 0.364 | 1 | 3 | cs | TRUE
72 | LV_306-39_0_7_line_72 |  | 62 | 67 | 0.013217 | 0.125 | 0.08 | 261 | 0 | 0.364 | 1 | 1 | cs | TRUE
73 | LV_306-39_0_7_line_73 |  | 63 | 68 | 0.015874 | 0.125 | 0.08 | 261 | 0 | 0.364 | 1 | 1 | cs | TRUE
74 | LV_306-39_0_7_line_74 |  | 63 | 69 | 0.01617 | 0.125 | 0.08 | 261 | 0 | 0.364 | 1 | 1 | cs | TRUE
75 | LV_306-39_0_7_line_75 |  | 64 | 208 | 0.01891 | 0.125 | 0.08 | 261 | 0 | 0.364 | 1 | 1 | cs | TRUE
76 | LV_306-39_0_7_line_76 |  | 64 | 209 | 0.022737 | 0.125 | 0.08 | 261 | 0 | 0.364 | 1 | 3 | cs | TRUE
77 | LV_306-39_0_7_line_77 |  | 65 | 207 | 0.025853 | 0.125 | 0.08 | 261 | 0 | 0.364 | 1 | 1 | cs | TRUE
78 | LV_306-39_0_7_line_78 |  | 66 | 117 | 0.0060568 | 0.125 | 0.08 | 261 | 0 | 0.364 | 1 | 3 | cs | TRUE
79 | LV_306-39_0_7_line_79 |  | 67 | 130 | 0.032508 | 0.125 | 0.08 | 261 | 0 | 0.364 | 1 | 1 | cs | TRUE
80 | LV_306-39_0_7_line_80 |  | 68 | 192 | 0.022303 | 0.125 | 0.08 | 261 | 0 | 0.364 | 1 | 1 | cs | TRUE
81 | LV_306-39_0_7_line_81 |  | 69 | 203 | 0.017455 | 0.125 | 0.08 | 261 | 0 | 0.364 | 1 | 1 | cs | TRUE
82 | LV_306-39_0_7_line_82 |  | 70 | 71 | 0.017773 | 0.125 | 0.08 | 261 | 0 | 0.364 | 1 | 3 | cs | TRUE
83 | LV_306-39_0_7_line_83 |  | 71 | 72 | 0.012393 | 0.125 | 0.08 | 261 | 0 | 0.364 | 1 | 3 | cs | TRUE
84 | LV_306-39_0_7_line_84 |  | 72 | 74 | 0.02035 | 0.125 | 0.08 | 261 | 0 | 0.364 | 1 | 3 | cs | TRUE
85 | LV_306-39_0_7_line_85 |  | 74 | 75 | 0.0041761 | 0.125 | 0.08 | 261 | 0 | 0.364 | 1 | 3 | cs | TRUE
86 | LV_306-39_0_7_line_86 |  | 75 | 82 | 0.01833 | 0.125 | 0.08 | 261 | 0 | 0.364 | 1 | 2 | cs | TRUE
87 | LV_306-39_0_7_line_87 |  | 76 | 77 | 0.032063 | 0.125 | 0.08 | 261 | 0 | 0.364 | 1 | 1 | cs | TRUE
88 | LV_306-39_0_7_line_88 |  | 77 | 78 | 0.00073926 | 0.125 | 0.08 | 261 | 0 | 0.364 | 1 | 1 | cs | TRUE
89 | LV_306-39_0_7_line_89 |  | 78 | 91 | 0.0034191 | 0.125 | 0.08 | 261 | 0 | 0.364 | 1 | 1 | cs | TRUE
90 | LV_306-39_0_7_line_90 |  | 81 | 101 | 0.0028423 | 0.125 | 0.08 | 261 | 0 | 0.364 | 1 | 1 | cs | TRUE
91 | LV_306-39_0_7_line_91 |  | 82 | 90 | 0.02722 | 0.125 | 0.08 | 261 | 0 | 0.364 | 1 | 2 | cs | TRUE
92 | LV_306-39_0_7_line_92 |  | 83 | 84 | 0.0024834 | 0.125 | 0.08 | 261 | 0 | 0.364 | 1 | 1 | cs | TRUE
93 | LV_306-39_0_7_line_93 |  | 83 | 85 | 0.025116 | 0.125 | 0.08 | 261 | 0 | 0.364 | 1 | 1 | cs | TRUE
94 | LV_306-39_0_7_line_94 |  | 84 | 86 | 0.020818 | 0.125 | 0.08 | 261 | 0 | 0.364 | 1 | 1 | cs | TRUE
95 | LV_306-39_0_7_line_95 |  | 85 | 87 | 0.0073992 | 0.125 | 0.08 | 261 | 0 | 0.364 | 1 | 1 | cs | TRUE
96 | LV_306-39_0_7_line_96 |  | 86 | 88 | 0.019076 | 0.125 | 0.08 | 261 | 0 | 0.364 | 1 | 1 | cs | TRUE
97 | LV_306-39_0_7_line_97 |  | 86 | 89 | 0.051318 | 0.125 | 0.08 | 261 | 0 | 0.364 | 1 | 1 | cs | TRUE
98 | LV_306-39_0_7_line_98 |  | 87 | 90 | 0.017887 | 0.125 | 0.08 | 261 | 0 | 0.364 | 1 | 1 | cs | TRUE
99 | LV_306-39_0_7_line_99 |  | 88 | 92 | 0.0074569 | 0.125 | 0.08 | 261 | 0 | 0.364 | 1 | 1 | cs | TRUE
100 | LV_306-39_0_7_line_100 |  | 89 | 93 | 0.0018632 | 0.125 | 0.08 | 261 | 0 | 0.364 | 1 | 1 | cs | TRUE
101 | LV_306-39_0_7_line_101 |  | 90 | 94 | 0.013596 | 0.125 | 0.08 | 261 | 0 | 0.364 | 1 | 1 | cs | TRUE
102 | LV_306-39_0_7_line_102 |  | 92 | 105 | 0.012452 | 0.125 | 0.08 | 261 | 0 | 0.364 | 1 | 1 | cs | TRUE
103 | LV_306-39_0_7_line_103 |  | 93 | 106 | 0.053425 | 0.125 | 0.08 | 261 | 0 | 0.364 | 1 | 1 | cs | TRUE
104 | LV_306-39_0_7_line_104 |  | 95 | 96 | 0.020678 | 0.125 | 0.08 | 261 | 0 | 0.364 | 1 | 1 | cs | TRUE
105 | LV_306-39_0_7_line_105 |  | 95 | 97 | 0.032643 | 0.125 | 0.08 | 261 | 0 | 0.364 | 1 | 1 | cs | TRUE
106 | LV_306-39_0_7_line_106 |  | 97 | 98 | 0.004559 | 0.125 | 0.08 | 261 | 0 | 0.364 | 1 | 1 | cs | TRUE
107 | LV_306-39_0_7_line_107 |  | 98 | 99 | 0.033562 | 0.125 | 0.08 | 261 | 0 | 0.364 | 1 | 1 | cs | TRUE
108 | LV_306-39_0_7_line_108 |  | 99 | 100 | 0.010162 | 0.125 | 0.08 | 261 | 0 | 0.364 | 1 | 1 | cs | TRUE
109 | LV_306-39_0_7_line_109 |  | 100 | 101 | 0.033365 | 0.125 | 0.08 | 261 | 0 | 0.364 | 1 | 1 | cs | TRUE
110 | LV_306-39_0_7_line_110 |  | 101 | 102 | 0.010713 | 0.125 | 0.08 | 261 | 0 | 0.364 | 1 | 1 | cs | TRUE
111 | LV_306-39_0_7_line_111 |  | 102 | 103 | 0.014552 | 0.125 | 0.08 | 261 | 0 | 0.364 | 1 | 1 | cs | TRUE
112 | LV_306-39_0_7_line_112 |  | 103 | 104 | 0.0057956 | 0.125 | 0.08 | 261 | 0 | 0.364 | 1 | 1 | cs | TRUE
113 | LV_306-39_0_7_line_113 |  | 104 | 107 | 0.018983 | 0.125 | 0.08 | 261 | 0 | 0.364 | 1 | 1 | cs | TRUE
114 | LV_306-39_0_7_line_114 |  | 105 | 213 | 0.021077 | 0.125 | 0.08 | 261 | 0 | 0.364 | 1 | 1 | cs | TRUE
115 | LV_306-39_0_7_line_115 |  | 107 | 108 | 0.0016236 | 0.125 | 0.08 | 261 | 0 | 0.364 | 1 | 1 | cs | TRUE
116 | LV_306-39_0_7_line_116 |  | 108 | 109 | 0.021652 | 0.125 | 0.08 | 261 | 0 | 0.364 | 1 | 1 | cs | TRUE
117 | LV_306-39_0_7_line_117 |  | 109 | 113 | 0.00083247 | 0.125 | 0.08 | 261 | 0 | 0.364 | 1 | 1 | cs | TRUE
118 | LV_306-39_0_7_line_118 |  | 110 | 111 | 0.10332 | 0.125 | 0.08 | 261 | 0 | 0.364 | 1 | 1 | cs | TRUE
119 | LV_306-39_0_7_line_119 |  | 111 | 112 | 0.0022553 | 0.125 | 0.08 | 261 | 0 | 0.364 | 1 | 1 | cs | TRUE
120 | LV_306-39_0_7_line_120 |  | 112 | 113 | 0.02061 | 0.125 | 0.08 | 261 | 0 | 0.364 | 1 | 1 | cs | TRUE
121 | LV_306-39_0_7_line_121 |  | 114 | 115 | 0.028079 | 0.125 | 0.08 | 261 | 0 | 0.364 | 1 | 3 | cs | TRUE
122 | LV_306-39_0_7_line_122 |  | 114 | 116 | 0.032823 | 0.125 | 0.08 | 261 | 0 | 0.364 | 1 | 3 | cs | TRUE
123 | LV_306-39_0_7_line_123 |  | 115 | 117 | 0.028576 | 0.125 | 0.08 | 261 | 0 | 0.364 | 1 | 3 | cs | TRUE
124 | LV_306-39_0_7_line_124 |  | 116 | 118 | 0.0013216 | 0.125 | 0.08 | 261 | 0 | 0.364 | 1 | 1 | cs | TRUE
125 | LV_306-39_0_7_line_125 |  | 116 | 119 | 0.043077 | 0.125 | 0.08 | 261 | 0 | 0.364 | 1 | 3 | cs | TRUE
126 | LV_306-39_0_7_line_126 |  | 118 | 120 | 0.036481 | 0.125 | 0.08 | 261 | 0 | 0.364 | 1 | 1 | cs | TRUE
127 | LV_306-39_0_7_line_127 |  | 119 | 121 | 0.012189 | 0.125 | 0.08 | 261 | 0 | 0.364 | 1 | 3 | cs | TRUE
128 | LV_306-39_0_7_line_128 |  | 120 | 122 | 0.024307 | 0.125 | 0.08 | 261 | 0 | 0.364 | 1 | 1 | cs | TRUE
129 | LV_306-39_0_7_line_129 |  | 121 | 123 | 0.030315 | 0.125 | 0.08 | 261 | 0 | 0.364 | 1 | 3 | cs | TRUE
130 | LV_306-39_0_7_line_130 |  | 122 | 171 | 0.057995 | 0.125 | 0.08 | 261 | 0 | 0.364 | 1 | 1 | cs | TRUE
131 | LV_306-39_0_7_line_131 |  | 123 | 176 | 0.020299 | 0.125 | 0.08 | 261 | 0 | 0.364 | 1 | 3 | cs | TRUE
132 | LV_306-39_0_7_line_132 |  | 124 | 125 | 0.00072712 | 0.125 | 0.08 | 261 | 0 | 0.364 | 1 | 1 | cs | TRUE
133 | LV_306-39_0_7_line_133 |  | 124 | 126 | 0.0060235 | 0.125 | 0.08 | 261 | 0 | 0.364 | 1 | 1 | cs | TRUE
134 | LV_306-39_0_7_line_134 |  | 125 | 127 | 0.012421 | 0.125 | 0.08 | 261 | 0 | 0.364 | 1 | 1 | cs | TRUE
135 | LV_306-39_0_7_line_135 |  | 126 | 128 | 0.0045734 | 0.125 | 0.08 | 261 | 0 | 0.364 | 1 | 1 | cs | TRUE
136 | LV_306-39_0_7_line_136 |  | 127 | 129 | 0.021463 | 0.125 | 0.08 | 261 | 0 | 0.364 | 1 | 1 | cs | TRUE
137 | LV_306-39_0_7_line_137 |  | 128 | 130 | 0.021008 | 0.125 | 0.08 | 261 | 0 | 0.364 | 1 | 1 | cs | TRUE
138 | LV_306-39_0_7_line_138 |  | 129 | 131 | 0.016446 | 0.125 | 0.08 | 261 | 0 | 0.364 | 1 | 1 | cs | TRUE
139 | LV_306-39_0_7_line_139 |  | 130 | 132 | 0.018276 | 0.125 | 0.08 | 261 | 0 | 0.364 | 1 | 1 | cs | TRUE
140 | LV_306-39_0_7_line_140 |  | 131 | 149 | 0.021429 | 0.125 | 0.08 | 261 | 0 | 0.364 | 1 | 1 | cs | TRUE
141 | LV_306-39_0_7_line_141 |  | 132 | 133 | 0.014668 | 0.125 | 0.08 | 261 | 0 | 0.364 | 1 | 1 | cs | TRUE
142 | LV_306-39_0_7_line_142 |  | 133 | 142 | 0.015669 | 0.125 | 0.08 | 261 | 0 | 0.364 | 1 | 1 | cs | TRUE
143 | LV_306-39_0_7_line_143 |  | 134 | 135 | 0.024971 | 0.125 | 0.08 | 261 | 0 | 0.364 | 1 | 1 | cs | TRUE
144 | LV_306-39_0_7_line_144 |  | 135 | 153 | 0.00025401 | 0.125 | 0.08 | 261 | 0 | 0.364 | 1 | 1 | cs | TRUE
145 | LV_306-39_0_7_line_145 |  | 136 | 137 | 0.008857 | 0.125 | 0.08 | 261 | 0 | 0.364 | 1 | 1 | cs | TRUE
146 | LV_306-39_0_7_line_146 |  | 136 | 138 | 0.016447 | 0.125 | 0.08 | 261 | 0 | 0.364 | 1 | 1 | cs | TRUE
147 | LV_306-39_0_7_line_147 |  | 137 | 139 | 0.023328 | 0.125 | 0.08 | 261 | 0 | 0.364 | 1 | 1 | cs | TRUE
148 | LV_306-39_0_7_line_148 |  | 139 | 140 | 0.016919 | 0.125 | 0.08 | 261 | 0 | 0.364 | 1 | 1 | cs | TRUE
149 | LV_306-39_0_7_line_149 |  | 140 | 141 | 0.032567 | 0.125 | 0.08 | 261 | 0 | 0.364 | 1 | 1 | cs | TRUE
150 | LV_306-39_0_7_line_150 |  | 141 | 143 | 0.019861 | 0.125 | 0.08 | 261 | 0 | 0.364 | 1 | 1 | cs | TRUE
151 | LV_306-39_0_7_line_151 |  | 141 | 144 | 0.0090859 | 0.125 | 0.08 | 261 | 0 | 0.364 | 1 | 1 | cs | TRUE
152 | LV_306-39_0_7_line_152 |  | 143 | 148 | 0.024401 | 0.125 | 0.08 | 261 | 0 | 0.364 | 1 | 1 | cs | TRUE
153 | LV_306-39_0_7_line_153 |  | 144 | 147 | 0.037979 | 0.125 | 0.08 | 261 | 0 | 0.364 | 1 | 1 | cs | TRUE
154 | LV_306-39_0_7_line_154 |  | 145 | 146 | 0.012694 | 0.125 | 0.08 | 261 | 0 | 0.364 | 1 | 1 | cs | TRUE
155 | LV_306-39_0_7_line_155 |  | 145 | 147 | 0.049392 | 0.125 | 0.08 | 261 | 0 | 0.364 | 1 | 1 | cs | TRUE
156 | LV_306-39_0_7_line_156 |  | 146 | 151 | 0.030725 | 0.125 | 0.08 | 261 | 0 | 0.364 | 1 | 1 | cs | TRUE
157 | LV_306-39_0_7_line_157 |  | 147 | 152 | 0.039351 | 0.125 | 0.08 | 261 | 0 | 0.364 | 1 | 1 | cs | TRUE
158 | LV_306-39_0_7_line_158 |  | 149 | 150 | 0.017002 | 0.125 | 0.08 | 261 | 0 | 0.364 | 1 | 1 | cs | TRUE
159 | LV_306-39_0_7_line_159 |  | 150 | 186 | 0.0014253 | 0.125 | 0.08 | 261 | 0 | 0.364 | 1 | 1 | cs | TRUE
160 | LV_306-39_0_7_line_160 |  | 151 | 182 | 0.016256 | 0.125 | 0.08 | 261 | 0 | 0.364 | 1 | 1 | cs | TRUE
161 | LV_306-39_0_7_line_161 |  | 152 | 174 | 0.033122 | 0.125 | 0.08 | 261 | 0 | 0.364 | 1 | 1 | cs | TRUE
162 | LV_306-39_0_7_line_162 |  | 152 | 175 | 0.040921 | 0.125 | 0.08 | 261 | 0 | 0.364 | 1 | 1 | cs | TRUE
163 | LV_306-39_0_7_line_163 |  | 152 | 168 | 0.044821 | 0.125 | 0.08 | 261 | 0 | 0.364 | 1 | 2 | cs | TRUE
164 | LV_306-39_0_7_line_164 |  | 153 | 154 | 0.022786 | 0.125 | 0.08 | 261 | 0 | 0.364 | 1 | 1 | cs | TRUE
165 | LV_306-39_0_7_line_165 |  | 154 | 155 | 0.0048901 | 0.125 | 0.08 | 261 | 0 | 0.364 | 1 | 1 | cs | TRUE
166 | LV_306-39_0_7_line_166 |  | 155 | 156 | 0.019152 | 0.125 | 0.08 | 261 | 0 | 0.364 | 1 | 1 | cs | TRUE
167 | LV_306-39_0_7_line_167 |  | 156 | 157 | 0.0055037 | 0.125 | 0.08 | 261 | 0 | 0.364 | 1 | 1 | cs | TRUE
168 | LV_306-39_0_7_line_168 |  | 157 | 158 | 0.017569 | 0.125 | 0.08 | 261 | 0 | 0.364 | 1 | 1 | cs | TRUE
169 | LV_306-39_0_7_line_169 |  | 158 | 159 | 0.028269 | 0.125 | 0.08 | 261 | 0 | 0.364 | 1 | 1 | cs | TRUE
170 | LV_306-39_0_7_line_170 |  | 159 | 160 | 0.01149 | 0.125 | 0.08 | 261 | 0 | 0.364 | 1 | 1 | cs | TRUE
171 | LV_306-39_0_7_line_171 |  | 159 | 161 | 0.041436 | 0.125 | 0.08 | 261 | 0 | 0.364 | 1 | 1 | cs | TRUE
172 | LV_306-39_0_7_line_172 |  | 160 | 162 | 0.044482 | 0.125 | 0.08 | 261 | 0 | 0.364 | 1 | 1 | cs | TRUE
173 | LV_306-39_0_7_line_173 |  | 161 | 163 | 0.028561 | 0.125 | 0.08 | 261 | 0 | 0.364 | 1 | 1 | cs | TRUE
174 | LV_306-39_0_7_line_174 |  | 162 | 164 | 0.02213 | 0.125 | 0.08 | 261 | 0 | 0.364 | 1 | 3 | cs | TRUE
175 | LV_306-39_0_7_line_175 |  | 162 | 165 | 0.031119 | 0.125 | 0.08 | 261 | 0 | 0.364 | 1 | 3 | cs | TRUE
176 | LV_306-39_0_7_line_176 |  | 164 | 166 | 0.0065169 | 0.125 | 0.08 | 261 | 0 | 0.364 | 1 | 3 | cs | TRUE
177 | LV_306-39_0_7_line_177 |  | 165 | 167 | 0.03069 | 0.125 | 0.08 | 261 | 0 | 0.364 | 1 | 3 | cs | TRUE
178 | LV_306-39_0_7_line_178 |  | 166 | 168 | 0.016179 | 0.125 | 0.08 | 261 | 0 | 0.364 | 1 | 3 | cs | TRUE
179 | LV_306-39_0_7_line_179 |  | 166 | 169 | 0.03206 | 0.125 | 0.08 | 261 | 0 | 0.364 | 1 | 1 | cs | TRUE
180 | LV_306-39_0_7_line_180 |  | 167 | 170 | 0.026488 | 0.125 | 0.08 | 261 | 0 | 0.364 | 1 | 3 | cs | TRUE
181 | LV_306-39_0_7_line_181 |  | 168 | 173 | 0.010987 | 0.125 | 0.08 | 261 | 0 | 0.364 | 1 | 1 | cs | TRUE
182 | LV_306-39_0_7_line_182 |  | 170 | 176 | 0.0089795 | 0.125 | 0.08 | 261 | 0 | 0.364 | 1 | 3 | cs | TRUE
183 | LV_306-39_0_7_line_183 |  | 171 | 172 | 0.0066509 | 0.125 | 0.08 | 261 | 0 | 0.364 | 1 | 1 | cs | TRUE
184 | LV_306-39_0_7_line_184 |  | 174 | 184 | 0.037205 | 0.125 | 0.08 | 261 | 0 | 0.364 | 1 | 1 | cs | TRUE
185 | LV_306-39_0_7_line_185 |  | 175 | 183 | 0.06639 | 0.125 | 0.08 | 261 | 0 | 0.364 | 1 | 1 | cs | TRUE
186 | LV_306-39_0_7_line_186 |  | 177 | 178 | 0.043531 | 0.125 | 0.08 | 261 | 0 | 0.364 | 1 | 1 | cs | TRUE
187 | LV_306-39_0_7_line_187 |  | 177 | 179 | 0.0099057 | 0.125 | 0.08 | 261 | 0 | 0.364 | 1 | 1 | cs | TRUE
188 | LV_306-39_0_7_line_188 |  | 178 | 180 | 0.027925 | 0.125 | 0.08 | 261 | 0 | 0.364 | 1 | 1 | cs | TRUE
189 | LV_306-39_0_7_line_189 |  | 179 | 181 | 0.023566 | 0.125 | 0.08 | 261 | 0 | 0.364 | 1 | 1 | cs | TRUE
190 | LV_306-39_0_7_line_190 |  | 181 | 182 | 0.03471 | 0.125 | 0.08 | 261 | 0 | 0.364 | 1 | 1 | cs | TRUE
191 | LV_306-39_0_7_line_191 |  | 184 | 185 | 0.037193 | 0.125 | 0.08 | 261 | 0 | 0.364 | 1 | 1 | cs | TRUE
192 | LV_306-39_0_7_line_192 |  | 186 | 204 | 0.012853 | 0.125 | 0.08 | 261 | 0 | 0.364 | 1 | 1 | cs | TRUE
193 | LV_306-39_0_7_line_193 |  | 187 | 188 | 0.01554 | 0.125 | 0.08 | 261 | 0 | 0.364 | 1 | 1 | cs | TRUE
194 | LV_306-39_0_7_line_194 |  | 187 | 189 | 0.017003 | 0.125 | 0.08 | 261 | 0 | 0.364 | 1 | 1 | cs | TRUE
195 | LV_306-39_0_7_line_195 |  | 188 | 190 | 0.016466 | 0.125 | 0.08 | 261 | 0 | 0.364 | 1 | 1 | cs | TRUE
196 | LV_306-39_0_7_line_196 |  | 189 | 191 | 0.01356 | 0.125 | 0.08 | 261 | 0 | 0.364 | 1 | 1 | cs | TRUE
197 | LV_306-39_0_7_line_197 |  | 190 | 192 | 0.0083229 | 0.125 | 0.08 | 261 | 0 | 0.364 | 1 | 1 | cs | TRUE
198 | LV_306-39_0_7_line_198 |  | 191 | 193 | 0.044768 | 0.125 | 0.08 | 261 | 0 | 0.364 | 1 | 1 | cs | TRUE
199 | LV_306-39_0_7_line_199 |  | 193 | 194 | 0.020182 | 0.125 | 0.08 | 261 | 0 | 0.364 | 1 | 1 | cs | TRUE
200 | LV_306-39_0_7_line_200 |  | 194 | 198 | 0.017615 | 0.125 | 0.08 | 261 | 0 | 0.364 | 1 | 1 | cs | TRUE
201 | LV_306-39_0_7_line_201 |  | 195 | 196 | 0.022179 | 0.125 | 0.08 | 261 | 0 | 0.364 | 1 | 1 | cs | TRUE
202 | LV_306-39_0_7_line_202 |  | 195 | 197 | 0.019426 | 0.125 | 0.08 | 261 | 0 | 0.364 | 1 | 1 | cs | TRUE
203 | LV_306-39_0_7_line_203 |  | 196 | 199 | 0.00021725 | 0.125 | 0.08 | 261 | 0 | 0.364 | 1 | 1 | cs | TRUE
204 | LV_306-39_0_7_line_204 |  | 197 | 200 | 0.026655 | 0.125 | 0.08 | 261 | 0 | 0.364 | 1 | 1 | cs | TRUE
205 | LV_306-39_0_7_line_205 |  | 198 | 201 | 0.006178 | 0.125 | 0.08 | 261 | 0 | 0.364 | 1 | 1 | cs | TRUE
206 | LV_306-39_0_7_line_206 |  | 199 | 220 | 0.0085499 | 0.125 | 0.08 | 261 | 0 | 0.364 | 1 | 1 | cs | TRUE
207 | LV_306-39_0_7_line_207 |  | 200 | 217 | 0.022499 | 0.125 | 0.08 | 261 | 0 | 0.364 | 1 | 1 | cs | TRUE
208 | LV_306-39_0_7_line_208 |  | 201 | 227 | 0.0095986 | 0.125 | 0.08 | 261 | 0 | 0.364 | 1 | 1 | cs | TRUE
209 | LV_306-39_0_7_line_209 |  | 202 | 203 | 0.014832 | 0.125 | 0.08 | 261 | 0 | 0.364 | 1 | 1 | cs | TRUE
210 | LV_306-39_0_7_line_210 |  | 204 | 205 | 0.0091455 | 0.125 | 0.08 | 261 | 0 | 0.364 | 1 | 1 | cs | TRUE
211 | LV_306-39_0_7_line_211 |  | 205 | 206 | 0.0029822 | 0.125 | 0.08 | 261 | 0 | 0.364 | 1 | 1 | cs | TRUE
212 | LV_306-39_0_7_line_212 |  | 206 | 228 | 0.0039219 | 0.125 | 0.08 | 261 | 0 | 0.364 | 1 | 1 | cs | TRUE
213 | LV_306-39_0_7_line_213 |  | 208 | 211 | 0.0080188 | 0.125 | 0.08 | 261 | 0 | 0.364 | 1 | 1 | cs | TRUE
214 | LV_306-39_0_7_line_214 |  | 210 | 211 | 0.04265 | 0.125 | 0.08 | 261 | 0 | 0.364 | 1 | 1 | cs | TRUE
215 | LV_306-39_0_7_line_215 |  | 210 | 212 | 0.0067452 | 0.125 | 0.08 | 261 | 0 | 0.364 | 1 | 1 | cs | TRUE
216 | LV_306-39_0_7_line_216 |  | 213 | 214 | 0.0027581 | 0.125 | 0.08 | 261 | 0 | 0.364 | 1 | 1 | cs | TRUE
217 | LV_306-39_0_7_line_217 |  | 214 | 215 | 0.021819 | 0.125 | 0.08 | 261 | 0 | 0.364 | 1 | 1 | cs | TRUE
218 | LV_306-39_0_7_line_218 |  | 215 | 216 | 0.0014722 | 0.125 | 0.08 | 261 | 0 | 0.364 | 1 | 1 | cs | TRUE
219 | LV_306-39_0_7_line_219 |  | 217 | 218 | 0.0085114 | 0.125 | 0.08 | 261 | 0 | 0.364 | 1 | 1 | cs | TRUE
220 | LV_306-39_0_7_line_220 |  | 218 | 219 | 0.01768 | 0.125 | 0.08 | 261 | 0 | 0.364 | 1 | 1 | cs | TRUE
221 | LV_306-39_0_7_line_221 |  | 219 | 221 | 0.0042232 | 0.125 | 0.08 | 261 | 0 | 0.364 | 1 | 1 | cs | TRUE
222 | LV_306-39_0_7_line_222 |  | 220 | 222 | 0.013686 | 0.125 | 0.08 | 261 | 0 | 0.364 | 1 | 1 | cs | TRUE
223 | LV_306-39_0_7_line_223 |  | 222 | 223 | 0.013308 | 0.125 | 0.08 | 261 | 0 | 0.364 | 1 | 1 | cs | TRUE
224 | LV_306-39_0_7_line_224 |  | 223 | 227 | 0.014059 | 0.125 | 0.08 | 261 | 0 | 0.364 | 1 | 1 | cs | TRUE
225 | LV_306-39_0_7_line_225 |  | 223 | 226 | 0.0035313 | 0.125 | 0.08 | 261 | 0 | 0.364 | 1 | 1 | cs | TRUE
226 | LV_306-39_0_7_line_226 |  | 224 | 225 | 0.013209 | 0.125 | 0.08 | 261 | 0 | 0.364 | 1 | 1 | cs | TRUE
227 | LV_306-39_0_7_line_227 |  | 224 | 226 | 0.0096905 | 0.125 | 0.08 | 261 | 0 | 0.364 | 1 | 1 | cs | TRUE

## trafo
| name | std_type | hv_bus | lv_bus | sn_mva | vn_hv_kv | vn_lv_kv | vk_percent | vkr_percent | pfe_kw | i0_percent | shift_degree | tap_side | tap_neutral | tap_min | tap_max | tap_step_percent | tap_step_degree | tap_pos | tap_phase_shifter | parallel | df | in_service
0 | LV_306-39_0_7_trafo_37 | 0.63 MVA 20/0.4 kV | 229 | 57 | 0.63 | 20 | 0.4 | 6 | 1.206 | 1.65 | 0.2619 | 150 | hv | 0 | -2 | 2 | 2.5 | 0 | 0 | FALSE | 1 | 1 | TRUE

## line_geodata
| x0 | y0 | x1 | y1 | x2 | y2 | x3 | y3 | x4 | y4 | x5 | y5 | x6 | y6 | x7 | y7
0 | 2591698.0292 | 1216556.0085 | 2591677.8106 | 1216546.8321
1 | 2591698.0292 | 1216556.0085 | 2591710.068 | 1216533.4344 | 2591708.6688 | 1216526.3657
2 | 2591698.0292 | 1216556.0085 | 2591704.0498 | 1216558.8039
3 | 2591695.1821 | 1216518.0355 | 2591708.6688 | 1216526.3657
4 | 2591704.0498 | 1216558.8039 | 2591716.8087 | 1216564.7278
5 | 2591695.1821 | 1216518.0355 | 2591705.5724 | 1216454.8988
6 | 2591716.8087 | 1216564.7278 | 2591733.8616 | 1216572.6455 | 2591739.4232 | 1216575.5108
7 | 2591716.3589 | 1216436.7641 | 2591716.0291 | 1216437.3605 | 2591705.5724 | 1216454.8988
8 | 2591809.3852 | 1216435.0584 | 2591800.295 | 1216430.9169 | 2591787.0079 | 1216424.7662
9 | 2591735.5265 | 1216400.9347 | 2591787.0079 | 1216424.7662
10 | 2591728.6751 | 1216414.4964 | 2591735.5265 | 1216400.9347
11 | 2591742.7136 | 1216577.2061 | 2591739.4232 | 1216575.5108
12 | 2591728.6751 | 1216414.4964 | 2591743.6136 | 1216423.9809
13 | 2591728.6751 | 1216414.4964 | 2591716.3589 | 1216436.7641
14 | 2591322.2777 | 1216554.1255 | 2591315.4348 | 1216567.5765 | 2591312.376 | 1216575.8053
15 | 2591310.1795 | 1216581.7145 | 2591312.376 | 1216575.8053
16 | 2591322.2777 | 1216554.1255 | 2591330.1355 | 1216555.6628
17 | 2591322.2777 | 1216554.1255 | 2591313.4181 | 1216552.2869
18 | 2591310.1795 | 1216581.7145 | 2591273.7235 | 1216626.7382
19 | 2591360.3802 | 1216561.0343 | 2591351.4374 | 1216559.8304 | 2591330.1355 | 1216555.6628
20 | 2591313.4181 | 1216552.2869 | 2591291.815 | 1216547.8036
21 | 2591374.4745 | 1216562.9318 | 2591360.3802 | 1216561.0343
22 | 2591276.6919 | 1216544.6651 | 2591291.815 | 1216547.8036
23 | 2591421.7643 | 1216569.7557 | 2591387.3821 | 1216564.3026 | 2591374.4745 | 1216562.9318
24 | 2591374.4745 | 1216562.9318 | 2591387.3821 | 1216564.3026 | 2591392.6755 | 1216544.9506
25 | 2591362.7736 | 1216587.1627 | 2591373.7837 | 1216568.1247 | 2591374.4745 | 1216562.9318
26 | 2591259.6185 | 1216570.2159 | 2591267.9886 | 1216568.0023 | 2591276.6919 | 1216544.6651
27 | 2591276.6919 | 1216544.6651 | 2591274.0492 | 1216544.0265
28 | 2591383.1089 | 1216618.2914 | 2591386.0197 | 1216613.8883 | 2591386.4213 | 1216608.2067 | 2591379.9837 | 1216597.7435 | 2591379.9837 | 1216597.7435
29 | 2591378.0965 | 1216625.8733 | 2591383.1089 | 1216618.2914
30 | 2591362.7736 | 1216587.1627 | 2591379.9837 | 1216597.7435
31 | 2591345.4853 | 1216611.3572 | 2591362.7736 | 1216587.1627
32 | 2591345.4853 | 1216611.3572 | 2591338.6044 | 1216622.6224
33 | 2591345.4853 | 1216611.3572 | 2591360.7358 | 1216621.2183 | 2591353.5405 | 1216632.5118
34 | 2591421.7643 | 1216569.7557 | 2591426.8346 | 1216571.947
35 | 2591421.7643 | 1216569.7557 | 2591417.2209 | 1216581.2893
36 | 2591392.6755 | 1216544.9506 | 2591400.2244 | 1216534.1733
37 | 2591440.766 | 1216578.2664 | 2591439.1976 | 1216577.2902 | 2591426.8346 | 1216571.947
38 | 2591417.2209 | 1216581.2893 | 2591411.1193 | 1216596.7786
39 | 2591406.9482 | 1216524.5738 | 2591400.2244 | 1216534.1733
40 | 2591413.5064 | 1216607.4446 | 2591408.0138 | 1216604.6621 | 2591411.1193 | 1216596.7786
41 | 2591440.766 | 1216578.2664 | 2591448.8551 | 1216583.3008
42 | 2591383.2535 | 1216523.5078 | 2591396.7303 | 1216524.1141
43 | 2591383.2535 | 1216523.5078 | 2591371.2458 | 1216515.9764
44 | 2591406.9482 | 1216524.5738 | 2591396.7303 | 1216524.1141
45 | 2591371.2458 | 1216515.9764 | 2591352.6944 | 1216504.3408
46 | 2591406.9482 | 1216524.5738 | 2591417.1256 | 1216522.569
47 | 2591417.1256 | 1216522.569 | 2591432.6333 | 1216531.8073 | 2591438.4193 | 1216531.2608
48 | 2591461.3611 | 1216538.0581 | 2591446.9793 | 1216530.4524 | 2591438.4193 | 1216531.2608
49 | 2591417.1256 | 1216522.569 | 2591428.3293 | 1216511.1796 | 2591440.8303 | 1216493.8517
50 | 2591467.838 | 1216444.4624 | 2591466.4905 | 1216457.5717 | 2591454.2413 | 1216475.8998 | 2591440.8303 | 1216493.8517
51 | 2591440.8303 | 1216493.8517 | 2591427.9959 | 1216487.3859
52 | 2591467.838 | 1216444.4624 | 2591444.1582 | 1216438.2153 | 2591440.7781 | 1216451.0535
53 | 2591467.838 | 1216444.4624 | 2591467.6161 | 1216424.669
54 | 2591427.9959 | 1216487.3859 | 2591423.4262 | 1216485.0838
55 | 2591440.6788 | 1216451.4308 | 2591440.7781 | 1216451.0535
56 | 2591469.0598 | 1216396.5557 | 2591467.5417 | 1216418.0367 | 2591467.6161 | 1216424.669
57 | 2591403.0268 | 1216474.8069 | 2591423.4262 | 1216485.0838
58 | 2591332.0256 | 1216490.9583 | 2591336.5681 | 1216494.2261 | 2591352.6944 | 1216504.3408
59 | 2591525.2696 | 1216667.9104 | 2591528.4237 | 1216669.6584 | 2591533.4043 | 1216671.4022
60 | 2591538.6696 | 1216673.2457 | 2591533.4043 | 1216671.4022
61 | 2591494.4351 | 1216641.8359 | 2591500.1179 | 1216650.188 | 2591507.2784 | 1216656.737 | 2591519.9602 | 1216664.9678 | 2591525.2696 | 1216667.9104
62 | 2591538.6696 | 1216673.2457 | 2591547.3547 | 1216673.6557 | 2591567.5231 | 1216672.4039
63 | 2591538.6696 | 1216673.2457 | 2591538.9986 | 1216680.3604 | 2591541.6559 | 1216693.8805
64 | 2591494.4351 | 1216641.8359 | 2591480.6948 | 1216620.8038
65 | 2591494.4351 | 1216641.8359 | 2591502.8089 | 1216633.2341
66 | 2591567.5231 | 1216672.4039 | 2591567.1038 | 1216660.5089 | 2591570.5556 | 1216643.0052 | 2591575.4274 | 1216631.0692 | 2591575.6599 | 1216630.6797
67 | 2591567.5231 | 1216672.4039 | 2591583.4105 | 1216671.5141
68 | 2591543.7628 | 1216704.6006 | 2591541.6559 | 1216693.8805
69 | 2591465.8966 | 1216598.1523 | 2591480.6948 | 1216620.8038
70 | 2591502.8089 | 1216633.2341 | 2591504.5294 | 1216631.4667
71 | 2591583.6631 | 1216618.4243 | 2591582.1222 | 1216619.8533 | 2591575.6599 | 1216630.6797
72 | 2591583.4105 | 1216671.5141 | 2591596.3908 | 1216674.0055
73 | 2591543.7628 | 1216704.6006 | 2591551.8122 | 1216711.7265 | 2591554.2667 | 1216716.2234
74 | 2591543.7628 | 1216704.6006 | 2591543.5669 | 1216716.2297 | 2591542.1317 | 1216720.5361
75 | 2591465.8966 | 1216598.1523 | 2591470.6286 | 1216594.599 | 2591478.6602 | 1216584.3865
76 | 2591465.8966 | 1216598.1523 | 2591454.8806 | 1216587.0508 | 2591448.8551 | 1216583.3008
77 | 2591504.5294 | 1216631.4667 | 2591507.2456 | 1216628.6767 | 2591515.3081 | 1216618.4481 | 2591516.9817 | 1216615.5552 | 2591521.7876 | 1216618.4165
78 | 2591583.6631 | 1216618.4243 | 2591588.1041 | 1216614.3059
79 | 2591626.1562 | 1216686.6953 | 2591601.8094 | 1216675.0455 | 2591596.3908 | 1216674.0055
80 | 2591564.9523 | 1216735.8004 | 2591554.2667 | 1216716.2234
81 | 2591536.6128 | 1216737.096 | 2591542.1317 | 1216720.5361
82 | 2591274.0492 | 1216544.0265 | 2591256.7739 | 1216539.8521
83 | 2591244.7278 | 1216536.9413 | 2591256.7739 | 1216539.8521
84 | 2591244.7278 | 1216536.9413 | 2591224.9306 | 1216532.2302
85 | 2591224.9306 | 1216532.2302 | 2591220.8679 | 1216531.2634
86 | 2591203.0356 | 1216527.0199 | 2591220.8679 | 1216531.2634
87 | 2591332.0256 | 1216490.9583 | 2591309.2398 | 1216474.5662 | 2591305.9682 | 1216472.276
88 | 2591305.9682 | 1216472.276 | 2591305.3626 | 1216471.8521
89 | 2591305.3626 | 1216471.8521 | 2591302.5616 | 1216469.8913
90 | 2591469.2602 | 1216393.7204 | 2591469.0598 | 1216396.5557
91 | 2591218.1775 | 1216504.4512 | 2591204.9501 | 1216522.9258 | 2591203.0356 | 1216527.0199
92 | 2591248.0387 | 1216463.8554 | 2591249.4574 | 1216461.8172
93 | 2591233.1177 | 1216484.0508 | 2591242.248 | 1216472.175 | 2591248.0387 | 1216463.8554
94 | 2591260.9886 | 1216444.4871 | 2591253.2552 | 1216456.3608 | 2591249.4574 | 1216461.8172
95 | 2591233.1177 | 1216484.0508 | 2591228.746 | 1216490.0203
96 | 2591260.9886 | 1216444.4871 | 2591271.2335 | 1216428.3954
97 | 2591260.9886 | 1216444.4871 | 2591242.986 | 1216427.1928 | 2591223.6059 | 1216409.3339
98 | 2591218.1775 | 1216504.4512 | 2591228.746 | 1216490.0203
99 | 2591275.2382 | 1216422.1052 | 2591271.2335 | 1216428.3954
100 | 2591222.2357 | 1216408.0713 | 2591223.6059 | 1216409.3339
101 | 2591218.1775 | 1216504.4512 | 2591207.198 | 1216496.4323
102 | 2591275.2382 | 1216422.1052 | 2591277.1062 | 1216419.1711 | 2591276.4899 | 1216413.0797 | 2591274.3041 | 1216411.2484
103 | 2591222.2357 | 1216408.0713 | 2591216.5231 | 1216402.8072 | 2591198.2123 | 1216382.6786 | 2591190.8336 | 1216372.8062 | 2591188.7764 | 1216367.0418
104 | 2591507.8191 | 1216295.9577 | 2591508.6607 | 1216293.1845 | 2591510.5405 | 1216285.8109 | 2591512.5306 | 1216275.8371
105 | 2591507.8191 | 1216295.9577 | 2591506.3788 | 1216300.7031 | 2591504.0867 | 1216306.3763 | 2591501.361 | 1216311.5053 | 2591499.2856 | 1216314.8324 | 2591496.2695 | 1216318.5611 | 2591491.2855 | 1216323.5323
106 | 2591487.861 | 1216326.5415 | 2591491.213 | 1216323.6046 | 2591491.2855 | 1216323.5323
107 | 2591465.2348 | 1216350.5018 | 2591465.8838 | 1216347.7548 | 2591466.9664 | 1216345.6632 | 2591468.6408 | 1216343.3817 | 2591487.861 | 1216326.5415
108 | 2591465.2348 | 1216350.5018 | 2591464.818 | 1216356.239 | 2591465.0178 | 1216360.6444
109 | 2591469.2602 | 1216393.7204 | 2591465.2258 | 1216365.2323 | 2591465.0178 | 1216360.6444
110 | 2591469.2602 | 1216393.7204 | 2591478.6613 | 1216395.4856 | 2591479.7371 | 1216395.8845
111 | 2591479.7371 | 1216395.8845 | 2591493.3816 | 1216400.9428
112 | 2591493.3816 | 1216400.9428 | 2591498.8157 | 1216402.9573
113 | 2591498.8157 | 1216402.9573 | 2591516.6149 | 1216409.5558
114 | 2591274.3041 | 1216411.2484 | 2591258.1477 | 1216397.7125
115 | 2591518.1373 | 1216410.1202 | 2591516.6149 | 1216409.5558
116 | 2591518.1373 | 1216410.1202 | 2591538.4394 | 1216417.6466
117 | 2591539.22 | 1216417.936 | 2591538.4394 | 1216417.6466
118 | 2591560.6598 | 1216425.8842 | 2591621.8401 | 1216342.6195
119 | 2591558.5451 | 1216425.1002 | 2591560.6598 | 1216425.8842
120 | 2591558.5451 | 1216425.1002 | 2591539.22 | 1216417.936
121 | 2591610.2757 | 1216596.3221 | 2591625.4099 | 1216610.1418 | 2591631.161 | 1216615.087
122 | 2591657.738 | 1216634.3097 | 2591643.8777 | 1216624.7573 | 2591635.0779 | 1216618.455 | 2591631.161 | 1216615.087
123 | 2591610.2757 | 1216596.3221 | 2591599.4161 | 1216604.3421 | 2591590.5148 | 1216612.0703 | 2591588.1041 | 1216614.3059
124 | 2591657.738 | 1216634.3097 | 2591658.8344 | 1216635.0476
125 | 2591657.738 | 1216634.3097 | 2591670.3559 | 1216629.6782 | 2591676.2272 | 1216626.5348 | 2591681.0279 | 1216623.215 | 2591686.2216 | 1216618.6607 | 2591689.5505 | 1216615.9767 | 2591692.115 | 1216615.0281 | 2591695.3104 | 1216614.6234
126 | 2591658.8344 | 1216635.0476 | 2591689.0999 | 1216655.4152
127 | 2591695.3104 | 1216614.6234 | 2591695.3104 | 1216614.6234 | 2591698.1658 | 1216615.3198 | 2591703.1413 | 1216617.5585 | 2591706.2641 | 1216619.7128
128 | 2591709.2661 | 1216668.9863 | 2591689.0999 | 1216655.4152
129 | 2591731.3111 | 1216636.7906 | 2591717.503 | 1216627.4662 | 2591706.2641 | 1216619.7128
130 | 2591709.2661 | 1216668.9863 | 2591718.5038 | 1216675.2029 | 2591741.7873 | 1216692.1244 | 2591753.1857 | 1216700.3019 | 2591756.5341 | 1216702.5779
131 | 2591731.3111 | 1216636.7906 | 2591748.1334 | 1216648.1505
132 | 2591652.9024 | 1216704.7339 | 2591652.3465 | 1216704.2652
133 | 2591647.7412 | 1216700.3827 | 2591652.3465 | 1216704.2652
134 | 2591652.9024 | 1216704.7339 | 2591657.6686 | 1216708.7521 | 2591662.2404 | 1216712.9213
135 | 2591647.7412 | 1216700.3827 | 2591646.6101 | 1216699.4291 | 2591644.0281 | 1216697.7245
136 | 2591678.0994 | 1216727.3838 | 2591662.2404 | 1216712.9213
137 | 2591626.1562 | 1216686.6953 | 2591636.6789 | 1216692.8727 | 2591644.0281 | 1216697.7245
138 | 2591691.2146 | 1216737.2954 | 2591679.1645 | 1216728.3551 | 2591678.0994 | 1216727.3838
139 | 2591626.1562 | 1216686.6953 | 2591615.6837 | 1216701.6727
140 | 2591709.1411 | 1216749.0246 | 2591693.7018 | 1216739.1407 | 2591691.2146 | 1216737.2954
141 | 2591615.6837 | 1216701.6727 | 2591607.2787 | 1216713.6935
142 | 2591598.2996 | 1216726.5352 | 2591607.2787 | 1216713.6935
143 | 2591742.7136 | 1216577.2061 | 2591751.4865 | 1216581.726 | 2591764.7153 | 1216589.0106
144 | 2591764.9378 | 1216589.1331 | 2591764.7153 | 1216589.0106
145 | 2591745.6061 | 1216822.0487 | 2591740.3707 | 1216829.1928
146 | 2591730.649 | 1216842.4586 | 2591740.3707 | 1216829.1928
147 | 2591745.6061 | 1216822.0487 | 2591759.3956 | 1216803.2321
148 | 2591769.3963 | 1216789.5855 | 2591759.3956 | 1216803.2321
149 | 2591752.7949 | 1216768.2855 | 2591749.0841 | 1216774.6054 | 2591769.3963 | 1216789.5855
150 | 2591752.7949 | 1216768.2855 | 2591736.2138 | 1216757.3528
151 | 2591752.7949 | 1216768.2855 | 2591760.1827 | 1216773.5745
152 | 2591736.2138 | 1216757.3528 | 2591715.842 | 1216743.9208
153 | 2591794.1054 | 1216789.4399 | 2591779.6926 | 1216786.0581 | 2591765.7053 | 1216777.5283 | 2591760.1827 | 1216773.5745
154 | 2591823.5287 | 1216827.5985 | 2591832.965 | 1216836.0893
155 | 2591823.5287 | 1216827.5985 | 2591799.5062 | 1216802.8511 | 2591795.2399 | 1216797.354 | 2591794.1054 | 1216789.4399
156 | 2591832.965 | 1216836.0893 | 2591855.8054 | 1216856.6409
157 | 2591794.1054 | 1216789.4399 | 2591803.9792 | 1216787.7475 | 2591808.7811 | 1216779.8363 | 2591811.9423 | 1216776.7524 | 2591816.5488 | 1216775.7677 | 2591818.6586 | 1216775.3201 | 2591826.3551 | 1216774.6201 | 2591827.3198 | 1216775.0746
158 | 2591709.1411 | 1216749.0246 | 2591699.9226 | 1216763.3108
159 | 2591699.9226 | 1216763.3108 | 2591699.1499 | 1216764.5084
160 | 2591855.8054 | 1216856.6409 | 2591867.8898 | 1216867.5144
161 | 2591827.3198 | 1216775.0746 | 2591832.9182 | 1216777.7239 | 2591854.8475 | 1216793.3522
162 | 2591827.3198 | 1216775.0746 | 2591830.4431 | 1216782.9414 | 2591835.7806 | 1216789.0931 | 2591855.5475 | 1216803.2474
163 | 2591827.3198 | 1216775.0746 | 2591826.3551 | 1216774.6201 | 2591818.6586 | 1216775.3201 | 2591816.5488 | 1216775.7677 | 2591821.2089 | 1216742.22
164 | 2591764.9378 | 1216589.1331 | 2591769.1274 | 1216591.4402 | 2591784.2493 | 1216601.2105
165 | 2591784.2493 | 1216601.2105 | 2591786.3832 | 1216602.5891 | 2591788.2729 | 1216603.9855
166 | 2591803.6747 | 1216615.3688 | 2591803.3675 | 1216615.1393 | 2591788.2729 | 1216603.9855
167 | 2591803.6747 | 1216615.3688 | 2591808.0842 | 1216618.6621
168 | 2591822.1605 | 1216629.1754 | 2591808.0842 | 1216618.6621
169 | 2591845.3365 | 1216645.2316 | 2591840.034 | 1216642.5707 | 2591836.1583 | 1216639.63 | 2591822.1605 | 1216629.1754
170 | 2591845.3365 | 1216645.2316 | 2591840.6071 | 1216655.7033
171 | 2591845.3365 | 1216645.2316 | 2591864.5413 | 1216608.5145
172 | 2591829.8932 | 1216698.3497 | 2591832.9019 | 1216672.7644 | 2591840.6071 | 1216655.7033
173 | 2591877.3935 | 1216583.0223 | 2591874.956 | 1216588.6031 | 2591864.5413 | 1216608.5145
174 | 2591829.8932 | 1216698.3497 | 2591829.1354 | 1216704.7766 | 2591824.9978 | 1216719.8786
175 | 2591829.8932 | 1216698.3497 | 2591821.1094 | 1216697.8505 | 2591813.3921 | 1216694.5816 | 2591802.0817 | 1216686.434
176 | 2591823.4337 | 1216726.1967 | 2591823.6141 | 1216724.9291 | 2591824.9978 | 1216719.8786
177 | 2591802.0817 | 1216686.434 | 2591777.1802 | 1216668.496
178 | 2591823.4337 | 1216726.1967 | 2591823.0278 | 1216729.1434 | 2591821.2089 | 1216742.22
179 | 2591823.4337 | 1216726.1967 | 2591849.5543 | 1216744.7857
180 | 2591777.1802 | 1216668.496 | 2591760.9744 | 1216656.822 | 2591755.575 | 1216653.1758
181 | 2591821.2089 | 1216742.22 | 2591812.7958 | 1216740.8197 | 2591810.7632 | 1216739.4381
182 | 2591755.575 | 1216653.1758 | 2591748.1334 | 1216648.1505
183 | 2591756.5341 | 1216702.5779 | 2591762.0347 | 1216706.3167
184 | 2591854.8475 | 1216793.3522 | 2591885.1456 | 1216814.9446
185 | 2591909.5256 | 1216841.8993 | 2591855.5475 | 1216803.2474
186 | 2591954.7471 | 1216931.7773 | 2591920.6368 | 1216912.3018 | 2591917.1636 | 1216909.8491
187 | 2591909.072 | 1216904.1352 | 2591917.1636 | 1216909.8491
188 | 2591954.7471 | 1216931.7773 | 2591949.3086 | 1216904.3868
189 | 2591909.072 | 1216904.1352 | 2591910.6069 | 1216899.6417 | 2591895.0242 | 1216889.0926
190 | 2591895.0242 | 1216889.0926 | 2591891.7103 | 1216886.8492 | 2591877.4395 | 1216876.1072 | 2591867.8898 | 1216867.5144
191 | 2591885.1456 | 1216814.9446 | 2591915.4338 | 1216836.53
192 | 2591699.1499 | 1216764.5084 | 2591692.1813 | 1216775.3078
193 | 2591584.2739 | 1216771.1994 | 2591576.8288 | 1216757.5593
194 | 2591592.4202 | 1216786.1242 | 2591584.2739 | 1216771.1994
195 | 2591568.9398 | 1216743.106 | 2591576.8288 | 1216757.5593
196 | 2591592.4202 | 1216786.1242 | 2591598.9168 | 1216798.0265
197 | 2591564.9523 | 1216735.8004 | 2591568.9398 | 1216743.106
198 | 2591620.3654 | 1216837.3223 | 2591598.9168 | 1216798.0265
199 | 2591620.3654 | 1216837.3223 | 2591632.6163 | 1216821.284
200 | 2591643.3092 | 1216807.2853 | 2591632.6163 | 1216821.284
201 | 2591631.1457 | 1216859.3528 | 2591639.0426 | 1216855.5617 | 2591646.8975 | 1216844.6811
202 | 2591631.1457 | 1216859.3528 | 2591640.6729 | 1216876.2819
203 | 2591647.0246 | 1216844.5049 | 2591646.8975 | 1216844.6811
204 | 2591653.786 | 1216899.488 | 2591650.6507 | 1216894.0115 | 2591640.6729 | 1216876.2819
205 | 2591643.3092 | 1216807.2853 | 2591647.0595 | 1216802.3757
206 | 2591647.0246 | 1216844.5049 | 2591652.0291 | 1216837.5727
207 | 2591653.786 | 1216899.488 | 2591666.91 | 1216881.2133
208 | 2591655.1487 | 1216807.5426 | 2591647.0595 | 1216802.3757 | 2591647.0595 | 1216802.3757
209 | 2591536.6128 | 1216737.096 | 2591522.468 | 1216732.6323
210 | 2591699.7843 | 1216780.3905 | 2591692.1813 | 1216775.3078 | 2591692.1813 | 1216775.3078
211 | 2591699.7843 | 1216780.3905 | 2591702.2636 | 1216782.0479
212 | 2591705.524 | 1216784.2274 | 2591702.2636 | 1216782.0479
213 | 2591478.6602 | 1216584.3865 | 2591479.373 | 1216583.4801 | 2591485.9062 | 1216581.3694
214 | 2591517.3279 | 1216568.5192 | 2591512.4555 | 1216566.8563 | 2591507.3983 | 1216565.9853 | 2591497.8377 | 1216563.9868 | 2591492.7839 | 1216565.4505 | 2591485.9062 | 1216581.3694 | 2591485.9062 | 1216581.3694
215 | 2591523.7116 | 1216570.6979 | 2591517.3279 | 1216568.5192
216 | 2591256.0335 | 1216395.9413 | 2591258.1477 | 1216397.7125
217 | 2591256.0335 | 1216395.9413 | 2591239.3083 | 1216381.9289
218 | 2591238.1798 | 1216380.9834 | 2591239.3083 | 1216381.9289
219 | 2591666.91 | 1216881.2133 | 2591671.8748 | 1216874.2999
220 | 2591682.1879 | 1216859.9392 | 2591671.8748 | 1216874.2999
221 | 2591684.6514 | 1216856.5089 | 2591682.1879 | 1216859.9392
222 | 2591659.6527 | 1216826.2085 | 2591653.2709 | 1216835.8526 | 2591652.0291 | 1216837.5727
223 | 2591666.9967 | 1216815.1103 | 2591659.6527 | 1216826.2085
224 | 2591666.9967 | 1216815.1103 | 2591655.1487 | 1216807.5426
225 | 2591666.9967 | 1216815.1103 | 2591669.9925 | 1216816.9799
226 | 2591678.2134 | 1216822.1105 | 2591689.4189 | 1216829.1037
227 | 2591678.2134 | 1216822.1105 | 2591669.9925 | 1216816.9799

## bus_geodata
| x | y | coords
0 | 2591677.8106 | 1216546.8321
1 | 2591698.0292 | 1216556.0085
2 | 2591708.6688 | 1216526.3657
3 | 2591704.0498 | 1216558.8039
4 | 2591695.1821 | 1216518.0355
5 | 2591716.8087 | 1216564.7278
6 | 2591705.5724 | 1216454.8988
7 | 2591787.0079 | 1216424.7662
8 | 2591809.3852 | 1216435.0584
9 | 2591735.5265 | 1216400.9347
10 | 2591739.4232 | 1216575.5108
11 | 2591728.6751 | 1216414.4964
12 | 2591743.6136 | 1216423.9809
13 | 2591716.3589 | 1216436.7641
14 | 2591312.376 | 1216575.8053
15 | 2591322.2777 | 1216554.1255
16 | 2591310.1795 | 1216581.7145
17 | 2591330.1355 | 1216555.6628
18 | 2591313.4181 | 1216552.2869
19 | 2591273.7235 | 1216626.7382
20 | 2591360.3802 | 1216561.0343
21 | 2591291.815 | 1216547.8036
22 | 2591374.4745 | 1216562.9318
23 | 2591276.6919 | 1216544.6651
24 | 2591383.1089 | 1216618.2914
25 | 2591379.9837 | 1216597.7435
26 | 2591378.0965 | 1216625.8733
27 | 2591362.7736 | 1216587.1627
28 | 2591345.4853 | 1216611.3572
29 | 2591421.7643 | 1216569.7557
30 | 2591392.6755 | 1216544.9506
31 | 2591338.6044 | 1216622.6224
32 | 2591353.5405 | 1216632.5118
33 | 2591426.8346 | 1216571.947
34 | 2591417.2209 | 1216581.2893
35 | 2591400.2244 | 1216534.1733
36 | 2591411.1193 | 1216596.7786
37 | 2591413.5064 | 1216607.4446
38 | 2591440.766 | 1216578.2664
39 | 2591383.2535 | 1216523.5078
40 | 2591396.7303 | 1216524.1141
41 | 2591371.2458 | 1216515.9764
42 | 2591406.9482 | 1216524.5738
43 | 2591438.4193 | 1216531.2608
44 | 2591417.1256 | 1216522.569
45 | 2591461.3611 | 1216538.0581
46 | 2591440.8303 | 1216493.8517
47 | 2591467.838 | 1216444.4624
48 | 2591427.9959 | 1216487.3859
49 | 2591440.7781 | 1216451.0535
50 | 2591467.6161 | 1216424.669
51 | 2591423.4262 | 1216485.0838
52 | 2591352.6944 | 1216504.3408
53 | 2591533.4043 | 1216671.4022
54 | 2591525.2696 | 1216667.9104
55 | 2591538.6696 | 1216673.2457
56 | 2591494.4351 | 1216641.8359
57 | 2591567.5231 | 1216672.4039
58 | 2591541.6559 | 1216693.8805
59 | 2591480.6948 | 1216620.8038
60 | 2591502.8089 | 1216633.2341
61 | 2591575.6599 | 1216630.6797
62 | 2591583.4105 | 1216671.5141
63 | 2591543.7628 | 1216704.6006
64 | 2591465.8966 | 1216598.1523
65 | 2591504.5294 | 1216631.4667
66 | 2591583.6631 | 1216618.4243
67 | 2591596.3908 | 1216674.0055
68 | 2591554.2667 | 1216716.2234
69 | 2591542.1317 | 1216720.5361
70 | 2591274.0492 | 1216544.0265
71 | 2591256.7739 | 1216539.8521
72 | 2591244.7278 | 1216536.9413
73 | 2591259.6185 | 1216570.2159
74 | 2591224.9306 | 1216532.2302
75 | 2591220.8679 | 1216531.2634
76 | 2591332.0256 | 1216490.9583
77 | 2591305.9682 | 1216472.276
78 | 2591305.3626 | 1216471.8521
79 | 2591403.0268 | 1216474.8069
80 | 2591440.6788 | 1216451.4308
81 | 2591469.0598 | 1216396.5557
82 | 2591203.0356 | 1216527.0199
83 | 2591248.0387 | 1216463.8554
84 | 2591249.4574 | 1216461.8172
85 | 2591233.1177 | 1216484.0508
86 | 2591260.9886 | 1216444.4871
87 | 2591228.746 | 1216490.0203
88 | 2591271.2335 | 1216428.3954
89 | 2591223.6059 | 1216409.3339
90 | 2591218.1775 | 1216504.4512
91 | 2591302.5616 | 1216469.8913
92 | 2591275.2382 | 1216422.1052
93 | 2591222.2357 | 1216408.0713
94 | 2591207.198 | 1216496.4323
95 | 2591507.8191 | 1216295.9577
96 | 2591512.5306 | 1216275.8371
97 | 2591491.2855 | 1216323.5323
98 | 2591487.861 | 1216326.5415
99 | 2591465.2348 | 1216350.5018
100 | 2591465.0178 | 1216360.6444
101 | 2591469.2602 | 1216393.7204
102 | 2591479.7371 | 1216395.8845
103 | 2591493.3816 | 1216400.9428
104 | 2591498.8157 | 1216402.9573
105 | 2591274.3041 | 1216411.2484
106 | 2591188.7764 | 1216367.0418
107 | 2591516.6149 | 1216409.5558
108 | 2591518.1373 | 1216410.1202
109 | 2591538.4394 | 1216417.6466
110 | 2591621.8401 | 1216342.6195
111 | 2591560.6598 | 1216425.8842
112 | 2591558.5451 | 1216425.1002
113 | 2591539.22 | 1216417.936
114 | 2591631.161 | 1216615.087
115 | 2591610.2757 | 1216596.3221
116 | 2591657.738 | 1216634.3097
117 | 2591588.1041 | 1216614.3059
118 | 2591658.8344 | 1216635.0476
119 | 2591695.3104 | 1216614.6234
120 | 2591689.0999 | 1216655.4152
121 | 2591706.2641 | 1216619.7128
122 | 2591709.2661 | 1216668.9863
123 | 2591731.3111 | 1216636.7906
124 | 2591652.3465 | 1216704.2652
125 | 2591652.9024 | 1216704.7339
126 | 2591647.7412 | 1216700.3827
127 | 2591662.2404 | 1216712.9213
128 | 2591644.0281 | 1216697.7245
129 | 2591678.0994 | 1216727.3838
130 | 2591626.1562 | 1216686.6953
131 | 2591691.2146 | 1216737.2954
132 | 2591615.6837 | 1216701.6727
133 | 2591607.2787 | 1216713.6935
134 | 2591742.7136 | 1216577.2061
135 | 2591764.7153 | 1216589.0106
136 | 2591740.3707 | 1216829.1928
137 | 2591745.6061 | 1216822.0487
138 | 2591730.649 | 1216842.4586
139 | 2591759.3956 | 1216803.2321
140 | 2591769.3963 | 1216789.5855
141 | 2591752.7949 | 1216768.2855
142 | 2591598.2996 | 1216726.5352
143 | 2591736.2138 | 1216757.3528
144 | 2591760.1827 | 1216773.5745
145 | 2591823.5287 | 1216827.5985
146 | 2591832.965 | 1216836.0893
147 | 2591794.1054 | 1216789.4399
148 | 2591715.842 | 1216743.9208
149 | 2591709.1411 | 1216749.0246
150 | 2591699.9226 | 1216763.3108
151 | 2591855.8054 | 1216856.6409
152 | 2591827.3198 | 1216775.0746
153 | 2591764.9378 | 1216589.1331
154 | 2591784.2493 | 1216601.2105
155 | 2591788.2729 | 1216603.9855
156 | 2591803.6747 | 1216615.3688
157 | 2591808.0842 | 1216618.6621
158 | 2591822.1605 | 1216629.1754
159 | 2591845.3365 | 1216645.2316
160 | 2591840.6071 | 1216655.7033
161 | 2591864.5413 | 1216608.5145
162 | 2591829.8932 | 1216698.3497
163 | 2591877.3935 | 1216583.0223
164 | 2591824.9978 | 1216719.8786
165 | 2591802.0817 | 1216686.434
166 | 2591823.4337 | 1216726.1967
167 | 2591777.1802 | 1216668.496
168 | 2591821.2089 | 1216742.22
169 | 2591849.5543 | 1216744.7857
170 | 2591755.575 | 1216653.1758
171 | 2591756.5341 | 1216702.5779
172 | 2591762.0347 | 1216706.3167
173 | 2591810.7632 | 1216739.4381
174 | 2591854.8475 | 1216793.3522
175 | 2591855.5475 | 1216803.2474
176 | 2591748.1334 | 1216648.1505
177 | 2591917.1636 | 1216909.8491
178 | 2591954.7471 | 1216931.7773
179 | 2591909.072 | 1216904.1352
180 | 2591949.3086 | 1216904.3868
181 | 2591895.0242 | 1216889.0926
182 | 2591867.8898 | 1216867.5144
183 | 2591909.5256 | 1216841.8993
184 | 2591885.1456 | 1216814.9446
185 | 2591915.4338 | 1216836.53
186 | 2591699.1499 | 1216764.5084
187 | 2591584.2739 | 1216771.1994
188 | 2591576.8288 | 1216757.5593
189 | 2591592.4202 | 1216786.1242
190 | 2591568.9398 | 1216743.106
191 | 2591598.9168 | 1216798.0265
192 | 2591564.9523 | 1216735.8004
193 | 2591620.3654 | 1216837.3223
194 | 2591632.6163 | 1216821.284
195 | 2591631.1457 | 1216859.3528
196 | 2591646.8975 | 1216844.6811
197 | 2591640.6729 | 1216876.2819
198 | 2591643.3093 | 1216807.2853
199 | 2591647.0246 | 1216844.5049
200 | 2591653.786 | 1216899.488
201 | 2591647.0595 | 1216802.3757
202 | 2591522.468 | 1216732.6323
203 | 2591536.6128 | 1216737.096
204 | 2591692.1813 | 1216775.3078
205 | 2591699.7843 | 1216780.3905
206 | 2591702.2636 | 1216782.0479
207 | 2591521.7876 | 1216618.4165
208 | 2591478.6602 | 1216584.3865
209 | 2591448.8551 | 1216583.3008
210 | 2591517.3279 | 1216568.5192
211 | 2591485.9062 | 1216581.3694
212 | 2591523.7116 | 1216570.6979
213 | 2591258.1477 | 1216397.7125
214 | 2591256.0335 | 1216395.9413
215 | 2591239.3083 | 1216381.9289
216 | 2591238.1798 | 1216380.9834
217 | 2591666.91 | 1216881.2133
218 | 2591671.8748 | 1216874.2999
219 | 2591682.1879 | 1216859.9392
220 | 2591652.0291 | 1216837.5727
221 | 2591684.6514 | 1216856.5089
222 | 2591659.6527 | 1216826.2085
223 | 2591666.9967 | 1216815.1103
224 | 2591678.2134 | 1216822.1105
225 | 2591689.4189 | 1216829.1037
226 | 2591669.9925 | 1216816.9799
227 | 2591655.1487 | 1216807.5426
228 | 2591705.524 | 1216784.2274
229 | 2591538.6696 | 1216673.2457

## line_std_types
| c_nf_per_km | r_ohm_per_km | x_ohm_per_km | max_i_ka | type | q_mm2 | alpha | voltage_rating
NAYY 4x50 SE | 210 | 0.642 | 0.083 | 0.142 | cs | 50 | 0.00403 | LV
NAYY 4x120 SE | 264 | 0.225 | 0.08 | 0.242 | cs | 120 | 0.00403 | LV
NAYY 4x150 SE | 261 | 0.208 | 0.08 | 0.27 | cs | 150 | 0.00403 | LV
NA2XS2Y 1x95 RM/25 12/20 kV | 216 | 0.313 | 0.132 | 0.252 | cs | 95 | 0.00403 | MV
NA2XS2Y 1x185 RM/25 12/20 kV | 273 | 0.161 | 0.117 | 0.362 | cs | 185 | 0.00403 | MV
NA2XS2Y 1x240 RM/25 12/20 kV | 304 | 0.122 | 0.112 | 0.421 | cs | 240 | 0.00403 | MV
NA2XS2Y 1x95 RM/25 6/10 kV | 315 | 0.313 | 0.123 | 0.249 | cs | 95 | 0.00403 | MV
NA2XS2Y 1x185 RM/25 6/10 kV | 406 | 0.161 | 0.11 | 0.358 | cs | 185 | 0.00403 | MV
NA2XS2Y 1x240 RM/25 6/10 kV | 456 | 0.122 | 0.105 | 0.416 | cs | 240 | 0.00403 | MV
NA2XS2Y 1x150 RM/25 12/20 kV | 250 | 0.206 | 0.116 | 0.319 | cs | 150 | 0.00403 | MV
NA2XS2Y 1x120 RM/25 12/20 kV | 230 | 0.253 | 0.119 | 0.283 | cs | 120 | 0.00403 | MV
NA2XS2Y 1x70 RM/25 12/20 kV | 190 | 0.443 | 0.132 | 0.22 | cs | 70 | 0.00403 | MV
NA2XS2Y 1x150 RM/25 6/10 kV | 360 | 0.206 | 0.11 | 0.315 | cs | 150 | 0.00403 | MV
NA2XS2Y 1x120 RM/25 6/10 kV | 340 | 0.253 | 0.113 | 0.28 | cs | 120 | 0.00403 | MV
NA2XS2Y 1x70 RM/25 6/10 kV | 280 | 0.443 | 0.123 | 0.217 | cs | 70 | 0.00403 | MV
N2XS(FL)2Y 1x120 RM/35 64/110 kV | 112 | 0.153 | 0.166 | 0.366 | cs | 120 | 0.00393 | HV
N2XS(FL)2Y 1x185 RM/35 64/110 kV | 125 | 0.099 | 0.156 | 0.457 | cs | 185 | 0.00393 | HV
N2XS(FL)2Y 1x240 RM/35 64/110 kV | 135 | 0.075 | 0.149 | 0.526 | cs | 240 | 0.00393 | HV
N2XS(FL)2Y 1x300 RM/35 64/110 kV | 144 | 0.06 | 0.144 | 0.588 | cs | 300 | 0.00393 | HV
15-AL1/3-ST1A 0.4 | 11 | 1.8769 | 0.35 | 0.105 | ol | 16 | 0.00403 | LV
24-AL1/4-ST1A 0.4 | 11.25 | 1.2012 | 0.335 | 0.14 | ol | 24 | 0.00403 | LV
48-AL1/8-ST1A 0.4 | 12.2 | 0.5939 | 0.3 | 0.21 | ol | 48 | 0.00403 | LV
94-AL1/15-ST1A 0.4 | 13.2 | 0.306 | 0.29 | 0.35 | ol | 94 | 0.00403 | LV
34-AL1/6-ST1A 10.0 | 9.7 | 0.8342 | 0.36 | 0.17 | ol | 34 | 0.00403 | MV
48-AL1/8-ST1A 10.0 | 10.1 | 0.5939 | 0.35 | 0.21 | ol | 48 | 0.00403 | MV
70-AL1/11-ST1A 10.0 | 10.4 | 0.4132 | 0.339 | 0.29 | ol | 70 | 0.00403 | MV
94-AL1/15-ST1A 10.0 | 10.75 | 0.306 | 0.33 | 0.35 | ol | 94 | 0.00403 | MV
122-AL1/20-ST1A 10.0 | 11.1 | 0.2376 | 0.323 | 0.41 | ol | 122 | 0.00403 | MV
149-AL1/24-ST1A 10.0 | 11.25 | 0.194 | 0.315 | 0.47 | ol | 149 | 0.00403 | MV
34-AL1/6-ST1A 20.0 | 9.15 | 0.8342 | 0.382 | 0.17 | ol | 34 | 0.00403 | MV
48-AL1/8-ST1A 20.0 | 9.5 | 0.5939 | 0.372 | 0.21 | ol | 48 | 0.00403 | MV
70-AL1/11-ST1A 20.0 | 9.7 | 0.4132 | 0.36 | 0.29 | ol | 70 | 0.00403 | MV
94-AL1/15-ST1A 20.0 | 10 | 0.306 | 0.35 | 0.35 | ol | 94 | 0.00403 | MV
122-AL1/20-ST1A 20.0 | 10.3 | 0.2376 | 0.344 | 0.41 | ol | 122 | 0.00403 | MV
149-AL1/24-ST1A 20.0 | 10.5 | 0.194 | 0.337 | 0.47 | ol | 149 | 0.00403 | MV
184-AL1/30-ST1A 20.0 | 10.75 | 0.1571 | 0.33 | 0.535 | ol | 184 | 0.00403 | MV
243-AL1/39-ST1A 20.0 | 11 | 0.1188 | 0.32 | 0.645 | ol | 243 | 0.00403 | MV
48-AL1/8-ST1A 110.0 | 8 | 0.5939 | 0.46 | 0.21 | ol | 48 | 0.00403 | HV
70-AL1/11-ST1A 110.0 | 8.4 | 0.4132 | 0.45 | 0.29 | ol | 70 | 0.00403 | HV
94-AL1/15-ST1A 110.0 | 8.65 | 0.306 | 0.44 | 0.35 | ol | 94 | 0.00403 | HV
122-AL1/20-ST1A 110.0 | 8.5 | 0.2376 | 0.43 | 0.41 | ol | 122 | 0.00403 | HV
149-AL1/24-ST1A 110.0 | 8.75 | 0.194 | 0.41 | 0.47 | ol | 149 | 0.00403 | HV
184-AL1/30-ST1A 110.0 | 8.8 | 0.1571 | 0.4 | 0.535 | ol | 184 | 0.00403 | HV
243-AL1/39-ST1A 110.0 | 9 | 0.1188 | 0.39 | 0.645 | ol | 243 | 0.00403 | HV
305-AL1/39-ST1A 110.0 | 9.2 | 0.0949 | 0.38 | 0.74 | ol | 305 | 0.00403 | HV
490-AL1/64-ST1A 110.0 | 9.75 | 0.059 | 0.37 | 0.96 | ol | 490 | 0.00403 | HV
679-AL1/86-ST1A 110.0 | 9.95 | 0.042 | 0.36 | 1.15 | ol | 679 | 0.00403 | HV
490-AL1/64-ST1A 220.0 | 10 | 0.059 | 0.285 | 0.96 | ol | 490 | 0.00403 | HV
679-AL1/86-ST1A 220.0 | 11.7 | 0.042 | 0.275 | 1.15 | ol | 679 | 0.00403 | HV
490-AL1/64-ST1A 380.0 | 11 | 0.059 | 0.253 | 0.96 | ol | 490 | 0.00403 | HV
679-AL1/86-ST1A 380.0 | 14.6 | 0.042 | 0.25 | 1.15 | ol | 679 | 0.00403 | HV

## trafo_std_types
| i0_percent | pfe_kw | vkr_percent | sn_mva | vn_lv_kv | vn_hv_kv | vk_percent | shift_degree | vector_group | tap_side | tap_neutral | tap_min | tap_max | tap_step_degree | tap_step_percent | tap_phase_shifter
160 MVA 380/110 kV | 0.06 | 60 | 0.25 | 160 | 110 | 380 | 12.2 | 0 | Yy0 | hv | 0 | -9 | 9 | 0 | 1.5 | FALSE
100 MVA 220/110 kV | 0.06 | 55 | 0.26 | 100 | 110 | 220 | 12 | 0 | Yy0 | hv | 0 | -9 | 9 | 0 | 1.5 | FALSE
63 MVA 110/20 kV | 0.04 | 22 | 0.32 | 63 | 20 | 110 | 18 | 150 | YNd5 | hv | 0 | -9 | 9 | 0 | 1.5 | FALSE
40 MVA 110/20 kV | 0.05 | 18 | 0.34 | 40 | 20 | 110 | 16.2 | 150 | YNd5 | hv | 0 | -9 | 9 | 0 | 1.5 | FALSE
25 MVA 110/20 kV | 0.07 | 14 | 0.41 | 25 | 20 | 110 | 12 | 150 | YNd5 | hv | 0 | -9 | 9 | 0 | 1.5 | FALSE
63 MVA 110/10 kV | 0.04 | 22 | 0.32 | 63 | 10 | 110 | 18 | 150 | YNd5 | hv | 0 | -9 | 9 | 0 | 1.5 | FALSE
40 MVA 110/10 kV | 0.05 | 18 | 0.34 | 40 | 10 | 110 | 16.2 | 150 | YNd5 | hv | 0 | -9 | 9 | 0 | 1.5 | FALSE
25 MVA 110/10 kV | 0.07 | 14 | 0.41 | 25 | 10 | 110 | 12 | 150 | YNd5 | hv | 0 | -9 | 9 | 0 | 1.5 | FALSE
0.25 MVA 20/0.4 kV | 0.32 | 0.8 | 1.44 | 0.25 | 0.4 | 20 | 6 | 150 | Yzn5 | hv | 0 | -2 | 2 | 0 | 2.5 | FALSE
0.4 MVA 20/0.4 kV | 0.3375 | 1.35 | 1.425 | 0.4 | 0.4 | 20 | 6 | 150 | Dyn5 | hv | 0 | -2 | 2 | 0 | 2.5 | FALSE
0.63 MVA 20/0.4 kV | 0.2619 | 1.65 | 1.206 | 0.63 | 0.4 | 20 | 6 | 150 | Dyn5 | hv | 0 | -2 | 2 | 0 | 2.5 | FALSE
0.25 MVA 10/0.4 kV | 0.24 | 0.6 | 1.2 | 0.25 | 0.4 | 10 | 4 | 150 | Dyn5 | hv | 0 | -2 | 2 | 0 | 2.5 | FALSE
0.4 MVA 10/0.4 kV | 0.2375 | 0.95 | 1.325 | 0.4 | 0.4 | 10 | 4 | 150 | Dyn5 | hv | 0 | -2 | 2 | 0 | 2.5 | FALSE
0.63 MVA 10/0.4 kV | 0.1873 | 1.18 | 1.0794 | 0.63 | 0.4 | 10 | 4 | 150 | Dyn5 | hv | 0 | -2 | 2 | 0 | 2.5 | FALSE

## trafo3w_std_types
| sn_hv_mva | sn_mv_mva | sn_lv_mva | vn_hv_kv | vn_mv_kv | vn_lv_kv | vk_hv_percent | vk_mv_percent | vk_lv_percent | vkr_hv_percent | vkr_mv_percent | vkr_lv_percent | pfe_kw | i0_percent | shift_mv_degree | shift_lv_degree | vector_group | tap_side | tap_neutral | tap_min | tap_max | tap_step_percent
63/25/38 MVA 110/20/10 kV | 63 | 25 | 38 | 110 | 20 | 10 | 10.4 | 10.4 | 10.4 | 0.28 | 0.32 | 0.35 | 35 | 0.89 | 0 | 0 | YN0yn0yn0 | hv | 0 | -10 | 10 | 1.2
63/25/38 MVA 110/10/10 kV | 63 | 25 | 38 | 110 | 10 | 10 | 10.4 | 10.4 | 10.4 | 0.28 | 0.32 | 0.35 | 35 | 0.89 | 0 | 0 | YN0yn0yn0 | hv | 0 | -10 | 10 | 1.2

## fuse_std_types
| fuse_type | i_rated_a | t_avg | t_min | t_total | x_avg | x_min | x_total
HV 100A | HV 100A | 100 | 0 | [10.0, 3.64, 0.854, 0.281, 0.1, 0.0531, 0.022, 0.01] | [10.0, 4.267, 1.21, 0.403, 0.1, 0.058, 0.022, 0.01] | 0 | [300.0, 350.0, 450.0, 550.0, 700.0, 850.0, 1200.0, 1752.0] | [600.0, 700.0, 900.0, 1150.0, 1665.0, 2000.0, 3000.0, 4313.0]
HV 10A | HV 10A | 10 | 0 | [10.0, 1675.0, 0.344, 0.156, 0.1, 0.0417, 0.0171, 0.01] | [10.0, 1.3, 0.3, 0.155, 0.1, 0.0555, 0.023, 0.01] | 0 | [30.0, 32.0, 35.0, 37.0, 39.0, 50.0, 70.0, 88.0] | [60.0, 70.0, 80.0, 87.0, 94.0, 110.0, 150.0, 216.0]
HV 125A | HV 125A | 125 | 0 | [10.0, 1.82, 0.344, 0.1, 0.0467, 0.0269, 0.01] | [10.0, 2.478, 0.426, 0.1, 0.0427, 0.0211, 0.01] | 0 | [375.0, 500.0, 700.0, 925.0, 1200.0, 1500.0, 2341.0] | [750.0, 1000.0, 1500.0, 2200.0, 3000.0, 4000.0, 5765.0]
HV 160A | HV 160A | 160 | 0 | [10.0, 4.15, 1.03, 0.198, 0.1, 0.051, 0.0172, 0.01] | [10.0, 2.3, 0.734, 0.274, 0.1, 0.046, 0.0177, 0.01] | 0 | [480.0, 550.0, 700.0, 1000.0, 1260.0, 1600.0, 2500.0, 3227.0] | [960.0, 1300.0, 1700.0, 2200.0, 2996.0, 4000.0, 6000.0, 7946.0]
HV 16A | HV 16A | 16 | 0 | [10.0, 0.352, 0.164, 0.1, 0.0649, 0.0342, 0.01] | [10.0, 2.34, 0.722, 0.181, 0.1, 0.055, 0.0296, 0.01] | 0 | [48.0, 60.0, 65.0, 71.0, 80.0, 100.0, 162.0] | [96.0, 110.0, 125.0, 150.0, 168.0, 200.0, 250.0, 398.0]
HV 200A | HV 200A | 200 | 0 | [10.0, 4.267, 1.21, 0.403, 0.1, 0.058, 0.022, 0.01] | [10.0, 3.73, 1.654, 0.328, 0.1, 0.0531, 0.019, 0.01] | 0 | [600.0, 700.0, 900.0, 1150.0, 1665.0, 2000.0, 3000.0, 4313.0] | [1200.0, 1500.0, 1800.0, 2700.0, 3960.0, 5000.0, 7500.0, 10620.0]
HV 20A | HV 20A | 20 | 0 | [10.0, 1.3, 0.3, 0.155, 0.1, 0.0555, 0.023, 0.01] | [10.0, 1.3, 0.161, 0.1, 0.0611, 0.0399, 0.0141, 0.01] | 0 | [60.0, 70.0, 80.0, 87.0, 94.0, 110.0, 150.0, 216.0] | [120.0, 150.0, 200.0, 223.0, 260.0, 300.0, 450.0, 532.0]
HV 25A | HV 25A | 25 | 0 | [10.0, 2.512, 0.833, 0.299, 0.1, 0.0372, 0.0223, 0.01] | [10.0, 3.125, 0.597, 0.198, 0.1, 0.0378, 0.022, 0.01] | 0 | [75.0, 82.0, 90.0, 100.0, 124.0, 170.0, 200.0, 289.0] | [150.0, 170.0, 210.0, 250.0, 294.0, 400.0, 500.0, 711.0]
HV 31.5A | HV 31.5A | 31.5 | 0 | [10.0, 2.34, 0.722, 0.181, 0.1, 0.055, 0.0296, 0.01] | [10.0, 2.84, 0.368, 0.164, 0.1, 0.0621, 0.0378, 0.0195, 0.01] | 0 | [95.0, 110.0, 125.0, 150.0, 165.0, 200.0, 250.0, 390.0] | [189.0, 220.0, 300.0, 350.0, 393.0, 450.0, 530.0, 700.0, 960.0]
HV 40A | HV 40A | 40 | 0 | [10.0, 1.3, 0.161, 0.1, 0.0611, 0.0399, 0.0141, 0.01] | [10.0, 2.05, 0.369, 0.198, 0.1, 0.051, 0.0298, 0.01] | 0 | [120.0, 150.0, 200.0, 223.0, 260.0, 300.0, 450.0, 532.0] | [240.0, 300.0, 400.0, 450.0, 530.0, 650.0, 800.0, 1311.0]
HV 50A | HV 50A | 50 | 0 | [10.0, 3.215, 0.597, 0.198, 0.1, 0.0378, 0.022, 0.01] | [10.0, 3.64, 0.854, 0.281, 0.1, 0.0531, 0.022, 0.01] | 0 | [150.0, 170.0, 210.0, 250.0, 294.0, 400.0, 500.0, 711.0] | [300.0, 350.0, 450.0, 550.0, 700.0, 850.0, 1200.0, 1752.0]
HV 6.3A | HV 6.3A | 6.3 | 0 | [10.0, 1.39, 0.344, 0.168, 0.1, 0.056, 0.0263, 0.01] | [10.0, 1.711, 0.516, 0.198, 0.1, 0.0634, 0.0303, 0.01] | 0 | [19.0, 19.5, 20.4, 20.8, 22.0, 25.0, 32.0, 48.0] | [38.0, 40.0, 43.0, 48.0, 53.0, 60.0, 75.0, 118.0]
HV 63A | HV 63A | 63 | 0 | [10.0, 2.84, 0.368, 0.164, 0.1, 0.0621, 0.0378, 0.0195, 0.01] | [10.0, 1.82, 0.344, 0.1, 0.0467, 0.0269, 0.01] | 0 | [189.0, 220.0, 300.0, 350.0, 393.0, 450.0, 530.0, 700.0, 961.0] | [378.0, 500.0, 700.0, 934.0, 1200.0, 1500.0, 2366.0]
HV 80A | HV 80A | 80 | 0 | [10.0, 2.05, 0.369, 0.198, 0.1, 0.051, 0.0298, 0.01] | [10.0, 4.15, 1.03, 0.198, 0.1, 0.051, 0.0172, 0.01] | 0 | [240.0, 300.0, 400.0, 450.0, 530.0, 650.0, 800.0, 1311.0] | [480.0, 550.0, 700.0, 1000.0, 1260.0, 1600.0, 2500.0, 3227.0]
Siemens NH-1-100 | Siemens NH-1-100 | 100 | [5400.0, 2000.0, 400.0, 20.0, 1.0, 0.2, 0.012, 0.004] | 0 | 0 | [150.0, 190.0, 250.0, 430.0, 900.0, 1250.0, 2700.0, 3600.0] | 0 | 0
Siemens NH-1-125 | Siemens NH-1-125 | 125 | [4800.0, 120.0, 7.0, 0.1, 0.004] | 0 | 0 | [180.0, 400.0, 740.0, 2000.0, 4250.0] | 0 | 0
Siemens NH-1-16 | Siemens NH-1-16 | 16 | [4000.0, 400.0, 2.0, 0.1, 0.04, 0.01] | 0 | 0 | [26.0, 35.0, 75.0, 150.0, 200.0, 300.0] | 0 | 0
Siemens NH-1-160 | Siemens NH-1-160 | 160 | [4800.0, 120.0, 7.0, 0.1, 0.004] | 0 | 0 | [210.0, 500.0, 900.0, 2300.0, 5000.0] | 0 | 0
Siemens NH-1-25 | Siemens NH-1-25 | 25 | [4000.0, 1000.0, 10.0, 0.2, 0.02, 0.01] | 0 | 0 | [40.0, 50.0, 100.0, 210.0, 400.0, 500.0] | 0 | 0
Siemens NH-1-50 | Siemens NH-1-50 | 50 | [4000.0, 40.0, 4.0, 1.0, 0.02, 0.01] | 0 | 0 | [86.0, 200.0, 300.0, 400.0, 1000.0, 1280.0] | 0 | 0
Siemens NH-1-63 | Siemens NH-1-63 | 63 | [4000.0, 100.0, 10.0, 2.0, 0.04, 0.01] | 0 | 0 | [100.0, 200.0, 300.0, 400.0, 1000.0, 1500.0] | 0 | 0
Siemens NH-1-80 | Siemens NH-1-80 | 80 | [4800.0, 120.0, 7.0, 0.1, 0.01] | 0 | 0 | [150.58, 250.0, 450.0, 1150.0, 2470.0] | 0 | 0
Siemens NH-2-1000 | Siemens NH-2-1000 | 1000 | [4800.0, 120.0, 7.0, 0.1, 0.004] | 0 | 0 | [1900.0, 3500.0, 8400.0, 24000.0, 52000.0] | 0 | 0
Siemens NH-2-200 | Siemens NH-2-200 | 200 | [4800.0, 120.0, 7.0, 0.1, 0.004] | 0 | 0 | [280.0, 650.0, 1200.0, 3000.0, 7000.0] | 0 | 0
Siemens NH-2-224 | Siemens NH-2-224 | 224 | [4800.0, 120.0, 7.0, 0.2, 0.04, 0.004] | 0 | 0 | [400.0, 750.0, 1453.0, 3025.0, 4315.0, 7600.0] | 0 | 0
Siemens NH-2-250 | Siemens NH-2-250 | 250 | [4800.0, 120.0, 7.0, 0.1, 0.004] | 0 | 0 | [450.0, 800.0, 1650.0, 4000.0, 8500.0] | 0 | 0
Siemens NH-2-315 | Siemens NH-2-315 | 315 | [4800.0, 120.0, 7.0, 0.1, 0.004] | 0 | 0 | [550.0, 920.0, 1900.0, 5000.0, 11000.0] | 0 | 0
Siemens NH-2-355 | Siemens NH-2-355 | 355 | [4800.0, 120.0, 6.0, 0.1, 0.004] | 0 | 0 | [650.0, 1116.27, 2350.0, 5840.0, 12790.0] | 0 | 0
Siemens NH-2-400 | Siemens NH-2-400 | 400 | [4800.0, 120.0, 7.0, 0.1, 0.004] | 0 | 0 | [720.0, 1350.0, 2800.0, 6500.0, 15000.0] | 0 | 0
Siemens NH-2-425 | Siemens NH-2-425 | 425 | [4800.0, 120.0, 7.0, 0.1, 0.004] | 0 | 0 | [850.0, 1500.0, 3050.0, 7500.0, 16500.0] | 0 | 0
Siemens NH-2-630 | Siemens NH-2-630 | 630 | [4800.0, 120.0, 7.0, 0.1, 0.004] | 0 | 0 | [1200.0, 2000.0, 4800.0, 12000.0, 26000.0] | 0 | 0

## dtypes
| element | column | dtype
0 | bus | name | object
1 | bus | vn_kv | float64
2 | bus | type | object
3 | bus | zone | object
4 | bus | in_service | bool
5 | load | name | object
6 | load | bus | uint32
7 | load | p_mw | float64
8 | load | q_mvar | float64
9 | load | const_z_percent | float64
10 | load | const_i_percent | float64
11 | load | sn_mva | float64
12 | load | scaling | float64
13 | load | in_service | bool
14 | load | type | object
15 | ext_grid | name | object
16 | ext_grid | bus | uint32
17 | ext_grid | vm_pu | float64
18 | ext_grid | va_degree | float64
19 | ext_grid | slack_weight | float64
20 | ext_grid | in_service | bool
21 | line | name | object
22 | line | std_type | object
23 | line | from_bus | uint32
24 | line | to_bus | uint32
25 | line | length_km | float64
26 | line | r_ohm_per_km | float64
27 | line | x_ohm_per_km | float64
28 | line | c_nf_per_km | float64
29 | line | g_us_per_km | float64
30 | line | max_i_ka | float64
31 | line | df | float64
32 | line | parallel | uint32
33 | line | type | object
34 | line | in_service | bool
35 | trafo | name | object
36 | trafo | std_type | object
37 | trafo | hv_bus | uint32
38 | trafo | lv_bus | uint32
39 | trafo | sn_mva | float64
40 | trafo | vn_hv_kv | float64
41 | trafo | vn_lv_kv | float64
42 | trafo | vk_percent | float64
43 | trafo | vkr_percent | float64
44 | trafo | pfe_kw | float64
45 | trafo | i0_percent | float64
46 | trafo | shift_degree | float64
47 | trafo | tap_side | object
48 | trafo | tap_neutral | int32
49 | trafo | tap_min | int32
50 | trafo | tap_max | int32
51 | trafo | tap_step_percent | float64
52 | trafo | tap_step_degree | float64
53 | trafo | tap_pos | int32
54 | trafo | tap_phase_shifter | bool
55 | trafo | parallel | uint32
56 | trafo | df | float64
57 | trafo | in_service | bool
58 | line_geodata | coords | object
59 | bus_geodata | x | float64
60 | bus_geodata | y | float64
61 | bus_geodata | coords | object

## parameters
| version | format_version | converged | OPF_converged | name | f_hz | sn_mva
0 | 2.14.6 | 2.14.0 | FALSE | FALSE |  | 50 | 1