## bus
| name | vn_kv | type | zone | in_service
0 | bus_LV_306-43_0_4_node_0 | 0.4 | n |  | TRUE
1 | bus_LV_306-43_0_4_node_1 | 0.4 | n |  | TRUE
2 | bus_LV_306-43_0_4_node_2 | 0.4 | n |  | TRUE
3 | bus_LV_306-43_0_4_node_3 | 0.4 | n |  | TRUE
4 | bus_LV_306-43_0_4_node_4 | 0.4 | n |  | TRUE
5 | bus_LV_306-43_0_4_node_33 | 0.4 | n |  | TRUE
6 | bus_LV_306-43_0_4_node_81 | 0.4 | n |  | TRUE
7 | bus_LV_306-43_0_4_node_89 | 0.4 | n |  | TRUE
8 | bus_LV_306-43_0_4_node_85 | 0.4 | n |  | TRUE
9 | bus_LV_306-43_0_4_node_87 | 0.4 | n |  | TRUE
10 | bus_LV_306-43_0_4_node_83 | 0.4 | n |  | TRUE
11 | bus_LV_306-43_0_4_node_5 | 0.4 | n |  | TRUE
12 | bus_LV_306-43_0_4_node_78 | 0.4 | n |  | TRUE
13 | bus_LV_306-43_0_4_node_9 | 0.4 | n |  | TRUE
14 | bus_LV_306-43_0_4_node_202 | 0.4 | n |  | TRUE
15 | bus_LV_306-43_0_4_node_160 | 0.4 | n |  | TRUE
16 | bus_LV_306-43_0_4_node_6 | 0.4 | n |  | TRUE
17 | bus_LV_306-43_0_4_node_7 | 0.4 | n |  | TRUE
18 | bus_LV_306-43_0_4_node_8 | 0.4 | n |  | TRUE
19 | bus_LV_306-43_0_4_node_30 | 0.4 | n |  | TRUE
20 | bus_LV_306-43_0_4_node_25 | 0.4 | n |  | TRUE
21 | bus_LV_306-43_0_4_node_186 | 0.4 | n |  | TRUE
22 | bus_LV_306-43_0_4_node_158 | 0.4 | n |  | TRUE
23 | bus_LV_306-43_0_4_node_29 | 0.4 | n |  | TRUE
24 | bus_LV_306-43_0_4_node_23 | 0.4 | n |  | TRUE
25 | bus_LV_306-43_0_4_node_32 | 0.4 | n |  | TRUE
26 | bus_LV_306-43_0_4_node_31 | 0.4 | n |  | TRUE
27 | bus_LV_306-43_0_4_node_10 | 0.4 | n |  | TRUE
28 | bus_LV_306-43_0_4_node_12 | 0.4 | n |  | TRUE
29 | bus_LV_306-43_0_4_node_13 | 0.4 | n |  | TRUE
30 | bus_LV_306-43_0_4_node_101 | 0.4 | n |  | TRUE
31 | bus_LV_306-43_0_4_node_63 | 0.4 | n |  | TRUE
32 | bus_LV_306-43_0_4_node_52 | 0.4 | n |  | TRUE
33 | bus_LV_306-43_0_4_node_62 | 0.4 | n |  | TRUE
34 | bus_LV_306-43_0_4_node_197 | 0.4 | n |  | TRUE
35 | bus_LV_306-43_0_4_node_198 | 0.4 | n |  | TRUE
36 | bus_LV_306-43_0_4_node_196 | 0.4 | n |  | TRUE
37 | bus_LV_306-43_0_4_node_199 | 0.4 | n |  | TRUE
38 | bus_LV_306-43_0_4_node_200 | 0.4 | n |  | TRUE
39 | bus_LV_306-43_0_4_node_201 | 0.4 | n |  | TRUE
40 | bus_LV_306-43_0_4_node_14 | 0.4 | n |  | TRUE
41 | bus_LV_306-43_0_4_node_103 | 0.4 | n |  | TRUE
42 | bus_LV_306-43_0_4_node_100 | 0.4 | n |  | TRUE
43 | bus_LV_306-43_0_4_node_195 | 0.4 | n |  | TRUE
44 | bus_LV_306-43_0_4_node_194 | 0.4 | n |  | TRUE
45 | bus_LV_306-43_0_4_node_51 | 0.4 | n |  | TRUE
46 | bus_LV_306-43_0_4_node_15 | 0.4 | n |  | TRUE
47 | bus_LV_306-43_0_4_node_16 | 0.4 | n |  | TRUE
48 | bus_LV_306-43_0_4_node_17 | 0.4 | n |  | TRUE
49 | bus_LV_306-43_0_4_node_18 | 0.4 | n |  | TRUE
50 | bus_LV_306-43_0_4_node_19 | 0.4 | n |  | TRUE
51 | bus_LV_306-43_0_4_node_20 | 0.4 | n |  | TRUE
52 | bus_LV_306-43_0_4_node_21 | 0.4 | n |  | TRUE
53 | bus_LV_306-43_0_4_node_155 | 0.4 | n |  | TRUE
54 | bus_LV_306-43_0_4_node_156 | 0.4 | n |  | TRUE
55 | bus_LV_306-43_0_4_node_157 | 0.4 | n |  | TRUE
56 | bus_LV_306-43_0_4_node_159 | 0.4 | n |  | TRUE
57 | bus_LV_306-43_0_4_node_56 | 0.4 | n |  | TRUE
58 | bus_LV_306-43_0_4_node_57 | 0.4 | n |  | TRUE
59 | bus_LV_306-43_0_4_node_22 | 0.4 | n |  | TRUE
60 | bus_LV_306-43_0_4_node_24 | 0.4 | n |  | TRUE
61 | bus_LV_306-43_0_4_node_26 | 0.4 | n |  | TRUE
62 | bus_LV_306-43_0_4_node_28 | 0.4 | n |  | TRUE
63 | bus_LV_306-43_0_4_node_27 | 0.4 | n |  | TRUE
64 | bus_LV_306-43_0_4_node_55 | 0.4 | n |  | TRUE
65 | bus_LV_306-43_0_4_node_54 | 0.4 | n |  | TRUE
66 | bus_LV_306-43_0_4_node_34 | 0.4 | n |  | TRUE
67 | bus_LV_306-43_0_4_node_104 | 0.4 | n |  | TRUE
68 | bus_LV_306-43_0_4_node_53 | 0.4 | n |  | TRUE
69 | bus_LV_306-43_0_4_node_35 | 0.4 | n |  | TRUE
70 | bus_LV_306-43_0_4_node_77 | 0.4 | n |  | TRUE
71 | bus_LV_306-43_0_4_node_36 | 0.4 | n |  | TRUE
72 | bus_LV_306-43_0_4_node_38 | 0.4 | n |  | TRUE
73 | bus_LV_306-43_0_4_node_37 | 0.4 | n |  | TRUE
74 | bus_LV_306-43_0_4_node_39 | 0.4 | n |  | TRUE
75 | bus_LV_306-43_0_4_node_40 | 0.4 | n |  | TRUE
76 | bus_LV_306-43_0_4_node_82 | 0.4 | n |  | TRUE
77 | bus_LV_306-43_0_4_node_41 | 0.4 | n |  | TRUE
78 | bus_LV_306-43_0_4_node_80 | 0.4 | n |  | TRUE
79 | bus_LV_306-43_0_4_node_43 | 0.4 | n |  | TRUE
80 | bus_LV_306-43_0_4_node_44 | 0.4 | n |  | TRUE
81 | bus_LV_306-43_0_4_node_42 | 0.4 | n |  | TRUE
82 | bus_LV_306-43_0_4_node_45 | 0.4 | n |  | TRUE
83 | bus_LV_306-43_0_4_node_46 | 0.4 | n |  | TRUE
84 | bus_LV_306-43_0_4_node_58 | 0.4 | n |  | TRUE
85 | bus_LV_306-43_0_4_node_182 | 0.4 | n |  | TRUE
86 | bus_LV_306-43_0_4_node_50 | 0.4 | n |  | TRUE
87 | bus_LV_306-43_0_4_node_47 | 0.4 | n |  | TRUE
88 | bus_LV_306-43_0_4_node_59 | 0.4 | n |  | TRUE
89 | bus_LV_306-43_0_4_node_66 | 0.4 | n |  | TRUE
90 | bus_LV_306-43_0_4_node_181 | 0.4 | n |  | TRUE
91 | bus_LV_306-43_0_4_node_64 | 0.4 | n |  | TRUE
92 | bus_LV_306-43_0_4_node_48 | 0.4 | n |  | TRUE
93 | bus_LV_306-43_0_4_node_49 | 0.4 | n |  | TRUE
94 | bus_LV_306-43_0_4_node_65 | 0.4 | n |  | TRUE
95 | bus_LV_306-43_0_4_node_106 | 0.4 | n |  | TRUE
96 | bus_LV_306-43_0_4_node_107 | 0.4 | n |  | TRUE
97 | bus_LV_306-43_0_4_node_105 | 0.4 | n |  | TRUE
98 | bus_LV_306-43_0_4_node_60 | 0.4 | n |  | TRUE
99 | bus_LV_306-43_0_4_node_61 | 0.4 | n |  | TRUE
100 | bus_LV_306-43_0_4_node_175 | 0.4 | n |  | TRUE
101 | bus_LV_306-43_0_4_node_172 | 0.4 | n |  | TRUE
102 | bus_LV_306-43_0_4_node_178 | 0.4 | n |  | TRUE
103 | bus_LV_306-43_0_4_node_173 | 0.4 | n |  | TRUE
104 | bus_LV_306-43_0_4_node_67 | 0.4 | n |  | TRUE
105 | bus_LV_306-43_0_4_node_68 | 0.4 | n |  | TRUE
106 | bus_LV_306-43_0_4_node_69 | 0.4 | n |  | TRUE
107 | bus_LV_306-43_0_4_node_70 | 0.4 | n |  | TRUE
108 | bus_LV_306-43_0_4_node_71 | 0.4 | n |  | TRUE
109 | bus_LV_306-43_0_4_node_72 | 0.4 | n |  | TRUE
110 | bus_LV_306-43_0_4_node_73 | 0.4 | n |  | TRUE
111 | bus_LV_306-43_0_4_node_74 | 0.4 | n |  | TRUE
112 | bus_LV_306-43_0_4_node_75 | 0.4 | n |  | TRUE
113 | bus_LV_306-43_0_4_node_76 | 0.4 | n |  | TRUE
114 | bus_LV_306-43_0_4_node_117 | 0.4 | n |  | TRUE
115 | bus_LV_306-43_0_4_node_134 | 0.4 | n |  | TRUE
116 | bus_LV_306-43_0_4_node_168 | 0.4 | n |  | TRUE
117 | bus_LV_306-43_0_4_node_154 | 0.4 | n |  | TRUE
118 | bus_LV_306-43_0_4_node_137 | 0.4 | n |  | TRUE
119 | bus_LV_306-43_0_4_node_136 | 0.4 | n |  | TRUE
120 | bus_LV_306-43_0_4_node_153 | 0.4 | n |  | TRUE
121 | bus_LV_306-43_0_4_node_79 | 0.4 | n |  | TRUE
122 | bus_LV_306-43_0_4_node_84 | 0.4 | n |  | TRUE
123 | bus_LV_306-43_0_4_node_86 | 0.4 | n |  | TRUE
124 | bus_LV_306-43_0_4_node_88 | 0.4 | n |  | TRUE
125 | bus_LV_306-43_0_4_node_90 | 0.4 | n |  | TRUE
126 | bus_LV_306-43_0_4_node_140 | 0.4 | n |  | TRUE
127 | bus_LV_306-43_0_4_node_111 | 0.4 | n |  | TRUE
128 | bus_LV_306-43_0_4_node_187 | 0.4 | n |  | TRUE
129 | bus_LV_306-43_0_4_node_114 | 0.4 | n |  | TRUE
130 | bus_LV_306-43_0_4_node_109 | 0.4 | n |  | TRUE
131 | bus_LV_306-43_0_4_node_91 | 0.4 | n |  | TRUE
132 | bus_LV_306-43_0_4_node_92 | 0.4 | n |  | TRUE
133 | bus_LV_306-43_0_4_node_93 | 0.4 | n |  | TRUE
134 | bus_LV_306-43_0_4_node_94 | 0.4 | n |  | TRUE
135 | bus_LV_306-43_0_4_node_95 | 0.4 | n |  | TRUE
136 | bus_LV_306-43_0_4_node_96 | 0.4 | n |  | TRUE
137 | bus_LV_306-43_0_4_node_97 | 0.4 | n |  | TRUE
138 | bus_LV_306-43_0_4_node_193 | 0.4 | n |  | TRUE
139 | bus_LV_306-43_0_4_node_102 | 0.4 | n |  | TRUE
140 | bus_LV_306-43_0_4_node_99 | 0.4 | n |  | TRUE
141 | bus_LV_306-43_0_4_node_141 | 0.4 | n |  | TRUE
142 | bus_LV_306-43_0_4_node_188 | 0.4 | n |  | TRUE
143 | bus_LV_306-43_0_4_node_189 | 0.4 | n |  | TRUE
144 | bus_LV_306-43_0_4_node_190 | 0.4 | n |  | TRUE
145 | bus_LV_306-43_0_4_node_191 | 0.4 | n |  | TRUE
146 | bus_LV_306-43_0_4_node_192 | 0.4 | n |  | TRUE
147 | bus_LV_306-43_0_4_node_127 | 0.4 | n |  | TRUE
148 | bus_LV_306-43_0_4_node_98 | 0.4 | n |  | TRUE
149 | bus_LV_306-43_0_4_node_135 | 0.4 | n |  | TRUE
150 | bus_LV_306-43_0_4_node_166 | 0.4 | n |  | TRUE
151 | bus_LV_306-43_0_4_node_118 | 0.4 | n |  | TRUE
152 | bus_LV_306-43_0_4_node_119 | 0.4 | n |  | TRUE
153 | bus_LV_306-43_0_4_node_108 | 0.4 | n |  | TRUE
154 | bus_LV_306-43_0_4_node_110 | 0.4 | n |  | TRUE
155 | bus_LV_306-43_0_4_node_113 | 0.4 | n |  | TRUE
156 | bus_LV_306-43_0_4_node_112 | 0.4 | n |  | TRUE
157 | bus_LV_306-43_0_4_node_115 | 0.4 | n |  | TRUE
158 | bus_LV_306-43_0_4_node_116 | 0.4 | n |  | TRUE
159 | bus_LV_306-43_0_4_node_138 | 0.4 | n |  | TRUE
160 | bus_LV_306-43_0_4_node_165 | 0.4 | n |  | TRUE
161 | bus_LV_306-43_0_4_node_164 | 0.4 | n |  | TRUE
162 | bus_LV_306-43_0_4_node_139 | 0.4 | n |  | TRUE
163 | bus_LV_306-43_0_4_node_163 | 0.4 | n |  | TRUE
164 | bus_LV_306-43_0_4_node_126 | 0.4 | n |  | TRUE
165 | bus_LV_306-43_0_4_node_142 | 0.4 | n |  | TRUE
166 | bus_LV_306-43_0_4_node_120 | 0.4 | n |  | TRUE
167 | bus_LV_306-43_0_4_node_121 | 0.4 | n |  | TRUE
168 | bus_LV_306-43_0_4_node_122 | 0.4 | n |  | TRUE
169 | bus_LV_306-43_0_4_node_123 | 0.4 | n |  | TRUE
170 | bus_LV_306-43_0_4_node_124 | 0.4 | n |  | TRUE
171 | bus_LV_306-43_0_4_node_125 | 0.4 | n |  | TRUE
172 | bus_LV_306-43_0_4_node_152 | 0.4 | n |  | TRUE
173 | bus_LV_306-43_0_4_node_167 | 0.4 | n |  | TRUE
174 | bus_LV_306-43_0_4_node_128 | 0.4 | n |  | TRUE
175 | bus_LV_306-43_0_4_node_129 | 0.4 | n |  | TRUE
176 | bus_LV_306-43_0_4_node_130 | 0.4 | n |  | TRUE
177 | bus_LV_306-43_0_4_node_131 | 0.4 | n |  | TRUE
178 | bus_LV_306-43_0_4_node_132 | 0.4 | n |  | TRUE
179 | bus_LV_306-43_0_4_node_133 | 0.4 | n |  | TRUE
180 | bus_LV_306-43_0_4_node_203 | 0.4 | n |  | TRUE
181 | bus_LV_306-43_0_4_node_185 | 0.4 | n |  | TRUE
182 | bus_LV_306-43_0_4_node_180 | 0.4 | n |  | TRUE
183 | bus_LV_306-43_0_4_node_143 | 0.4 | n |  | TRUE
184 | bus_LV_306-43_0_4_node_144 | 0.4 | n |  | TRUE
185 | bus_LV_306-43_0_4_node_145 | 0.4 | n |  | TRUE
186 | bus_LV_306-43_0_4_node_146 | 0.4 | n |  | TRUE
187 | bus_LV_306-43_0_4_node_147 | 0.4 | n |  | TRUE
188 | bus_LV_306-43_0_4_node_148 | 0.4 | n |  | TRUE
189 | bus_LV_306-43_0_4_node_149 | 0.4 | n |  | TRUE
190 | bus_LV_306-43_0_4_node_150 | 0.4 | n |  | TRUE
191 | bus_LV_306-43_0_4_node_151 | 0.4 | n |  | TRUE
192 | bus_LV_306-43_0_4_node_169 | 0.4 | n |  | TRUE
193 | bus_LV_306-43_0_4_node_162 | 0.4 | n |  | TRUE
194 | bus_LV_306-43_0_4_node_161 | 0.4 | n |  | TRUE
195 | bus_LV_306-43_0_4_node_174 | 0.4 | n |  | TRUE
196 | bus_LV_306-43_0_4_node_176 | 0.4 | n |  | TRUE
197 | bus_LV_306-43_0_4_node_177 | 0.4 | n |  | TRUE
198 | bus_LV_306-43_0_4_node_179 | 0.4 | n |  | TRUE
199 | bus_LV_306-43_0_4_node_183 | 0.4 | n |  | TRUE
200 | bus_LV_306-43_0_4_node_184 | 0.4 | n |  | TRUE
201 | bus_MV_404_0_node_98 | 20 | n |  | TRUE

## load
| name | bus | p_mw | q_mvar | const_z_percent | const_i_percent | sn_mva | scaling | in_service | type
0 | LV_306-43_0_4_load_0 | 0 | 0.00035195 | 8.8208e-05 | 0 | 0 |  | 1 | TRUE | wye
1 | LV_306-43_0_4_load_1 | 1 | 0.00046457 | 0.00011643 | 0 | 0 |  | 1 | TRUE | wye
2 | LV_306-43_0_4_load_3 | 3 | 0.00075813 | 0.00019001 | 0 | 0 |  | 1 | TRUE | wye
3 | LV_306-43_0_4_load_4 | 4 | 0.0016002 | 0.00040105 | 0 | 0 |  | 1 | TRUE | wye
4 | LV_306-43_0_4_load_89 | 7 | 0.0018404 | 0.00046124 | 0 | 0 |  | 1 | TRUE | wye
5 | LV_306-43_0_4_load_87 | 9 | 0.0019894 | 0.00049859 | 0 | 0 |  | 1 | TRUE | wye
6 | LV_306-43_0_4_load_83 | 10 | 0.0027065 | 0.0006783 | 0 | 0 |  | 1 | TRUE | wye
7 | LV_306-43_0_4_load_78 | 12 | 0.0018195 | 0.000456 | 0 | 0 |  | 1 | TRUE | wye
8 | LV_306-43_0_4_load_202 | 14 | 0.001167 | 0.00029248 | 0 | 0 |  | 1 | TRUE | wye
9 | LV_306-43_0_4_load_7 | 17 | 0.0022342 | 0.00055993 | 0 | 0 |  | 1 | TRUE | wye
10 | LV_306-43_0_4_load_8 | 18 | 0.0023659 | 0.00059295 | 0 | 0 |  | 1 | TRUE | wye
11 | LV_306-43_0_4_load_30 | 19 | 0.0023059 | 0.00057791 | 0 | 0 |  | 1 | TRUE | wye
12 | LV_306-43_0_4_load_186 | 21 | 0.005526 | 0.001385 | 0 | 0 |  | 1 | TRUE | wye
13 | LV_306-43_0_4_load_158 | 22 | 0.0023653 | 0.0005928 | 0 | 0 |  | 1 | TRUE | wye
14 | LV_306-43_0_4_load_29 | 23 | 0.0022345 | 0.00056001 | 0 | 0 |  | 1 | TRUE | wye
15 | LV_306-43_0_4_load_23 | 24 | 0.0046147 | 0.0011566 | 0 | 0 |  | 1 | TRUE | wye
16 | LV_306-43_0_4_load_32 | 25 | 0.0018945 | 0.00047481 | 0 | 0 |  | 1 | TRUE | wye
17 | LV_306-43_0_4_load_31 | 26 | 0.001872 | 0.00046917 | 0 | 0 |  | 1 | TRUE | wye
18 | LV_306-43_0_4_load_10 | 27 | 0.00098021 | 0.00024566 | 0 | 0 |  | 1 | TRUE | wye
19 | LV_306-43_0_4_load_13 | 29 | 0.00074792 | 0.00018745 | 0 | 0 |  | 1 | TRUE | wye
20 | LV_306-43_0_4_load_63 | 31 | 0.00074406 | 0.00018648 | 0 | 0 |  | 1 | TRUE | wye
21 | LV_306-43_0_4_load_52 | 32 | 0.0006844 | 0.00017153 | 0 | 0 |  | 1 | TRUE | wye
22 | LV_306-43_0_4_load_62 | 33 | 0.0042919 | 0.0010757 | 0 | 0 |  | 1 | TRUE | wye
23 | LV_306-43_0_4_load_197 | 34 | 0.0031649 | 0.0007932 | 0 | 0 |  | 1 | TRUE | wye
24 | LV_306-43_0_4_load_198 | 35 | 0.0008459 | 0.000212 | 0 | 0 |  | 1 | TRUE | wye
25 | LV_306-43_0_4_load_196 | 36 | 0.0001978 | 4.9573e-05 | 0 | 0 |  | 1 | TRUE | wye
26 | LV_306-43_0_4_load_201 | 39 | 0.013011 | 0.0032609 | 0 | 0 |  | 1 | TRUE | wye
27 | LV_306-43_0_4_load_14 | 40 | 0.00065701 | 0.00016466 | 0 | 0 |  | 1 | TRUE | wye
28 | LV_306-43_0_4_load_103 | 41 | 0.0026886 | 0.00067384 | 0 | 0 |  | 1 | TRUE | wye
29 | LV_306-43_0_4_load_195 | 43 | 0.0019213 | 0.00048151 | 0 | 0 |  | 1 | TRUE | wye
30 | LV_306-43_0_4_load_51 | 45 | 0.00083632 | 0.0002096 | 0 | 0 |  | 1 | TRUE | wye
31 | LV_306-43_0_4_load_15 | 46 | 0.002211 | 0.00055412 | 0 | 0 |  | 1 | TRUE | wye
32 | LV_306-43_0_4_load_16 | 47 | 0.0014791 | 0.00037069 | 0 | 0 |  | 1 | TRUE | wye
33 | LV_306-43_0_4_load_18 | 49 | 0.0030259 | 0.00075837 | 0 | 0 |  | 1 | TRUE | wye
34 | LV_306-43_0_4_load_19 | 50 | 0.0027022 | 0.00067723 | 0 | 0 |  | 1 | TRUE | wye
35 | LV_306-43_0_4_load_20 | 51 | 0.00068396 | 0.00017142 | 0 | 0 |  | 1 | TRUE | wye
36 | LV_306-43_0_4_load_155 | 53 | 0.0031486 | 0.00078912 | 0 | 0 |  | 1 | TRUE | wye
37 | LV_306-43_0_4_load_157 | 55 | 0.0023125 | 0.00057957 | 0 | 0 |  | 1 | TRUE | wye
38 | LV_306-43_0_4_load_159 | 56 | 0.0039161 | 0.00098146 | 0 | 0 |  | 1 | TRUE | wye
39 | LV_306-43_0_4_load_56 | 57 | 0.0027036 | 0.00067758 | 0 | 0 |  | 1 | TRUE | wye
40 | LV_306-43_0_4_load_57 | 58 | 0.0034869 | 0.00087389 | 0 | 0 |  | 1 | TRUE | wye
41 | LV_306-43_0_4_load_22 | 59 | 0.0027991 | 0.00070152 | 0 | 0 |  | 1 | TRUE | wye
42 | LV_306-43_0_4_load_24 | 60 | 0.0022213 | 0.00055671 | 0 | 0 |  | 1 | TRUE | wye
43 | LV_306-43_0_4_load_26 | 61 | 0.0023381 | 0.00058598 | 0 | 0 |  | 1 | TRUE | wye
44 | LV_306-43_0_4_load_28 | 62 | 0.0021867 | 0.00054805 | 0 | 0 |  | 1 | TRUE | wye
45 | LV_306-43_0_4_load_54 | 65 | 0.0035634 | 0.00089308 | 0 | 0 |  | 1 | TRUE | wye
46 | LV_306-43_0_4_load_34 | 66 | 0.0044109 | 0.0011055 | 0 | 0 |  | 1 | TRUE | wye
47 | LV_306-43_0_4_load_104 | 67 | 0.0051204 | 0.0012833 | 0 | 0 |  | 1 | TRUE | wye
48 | LV_306-43_0_4_load_53 | 68 | 0.0021605 | 0.00054146 | 0 | 0 |  | 1 | TRUE | wye
49 | LV_306-43_0_4_load_77 | 70 | 0.0025184 | 0.00063116 | 0 | 0 |  | 1 | TRUE | wye
50 | LV_306-43_0_4_load_36 | 71 | 0.0023148 | 0.00058014 | 0 | 0 |  | 1 | TRUE | wye
51 | LV_306-43_0_4_load_38 | 72 | 0.0021857 | 0.00054779 | 0 | 0 |  | 1 | TRUE | wye
52 | LV_306-43_0_4_load_37 | 73 | 0.001992 | 0.00049925 | 0 | 0 |  | 1 | TRUE | wye
53 | LV_306-43_0_4_load_39 | 74 | 0.0018826 | 0.00047181 | 0 | 0 |  | 1 | TRUE | wye
54 | LV_306-43_0_4_load_82 | 76 | 0.0018353 | 0.00045998 | 0 | 0 |  | 1 | TRUE | wye
55 | LV_306-43_0_4_load_80 | 78 | 0.001898 | 0.00047569 | 0 | 0 |  | 1 | TRUE | wye
56 | LV_306-43_0_4_load_43 | 79 | 0.0027528 | 0.00068992 | 0 | 0 |  | 1 | TRUE | wye
57 | LV_306-43_0_4_load_44 | 80 | 0.002912 | 0.00072982 | 0 | 0 |  | 1 | TRUE | wye
58 | LV_306-43_0_4_load_45 | 82 | 0.0021665 | 0.00054298 | 0 | 0 |  | 1 | TRUE | wye
59 | LV_306-43_0_4_load_46 | 83 | 0.0021741 | 0.00054489 | 0 | 0 |  | 1 | TRUE | wye
60 | LV_306-43_0_4_load_58 | 84 | 0.0028042 | 0.00070281 | 0 | 0 |  | 1 | TRUE | wye
61 | LV_306-43_0_4_load_50 | 86 | 0.0025417 | 0.000637 | 0 | 0 |  | 1 | TRUE | wye
62 | LV_306-43_0_4_load_47 | 87 | 0.0021544 | 0.00053994 | 0 | 0 |  | 1 | TRUE | wye
63 | LV_306-43_0_4_load_59 | 88 | 0.0023361 | 0.00058547 | 0 | 0 |  | 1 | TRUE | wye
64 | LV_306-43_0_4_load_66 | 89 | 0.0025467 | 0.00063827 | 0 | 0 |  | 1 | TRUE | wye
65 | LV_306-43_0_4_load_64 | 91 | 0.0049593 | 0.0012429 | 0 | 0 |  | 1 | TRUE | wye
66 | LV_306-43_0_4_load_48 | 92 | 0.0022334 | 0.00055974 | 0 | 0 |  | 1 | TRUE | wye
67 | LV_306-43_0_4_load_49 | 93 | 0.0021836 | 0.00054726 | 0 | 0 |  | 1 | TRUE | wye
68 | LV_306-43_0_4_load_65 | 94 | 0.0024608 | 0.00061673 | 0 | 0 |  | 1 | TRUE | wye
69 | LV_306-43_0_4_load_106 | 95 | 0.0026611 | 0.00066693 | 0 | 0 |  | 1 | TRUE | wye
70 | LV_306-43_0_4_load_107 | 96 | 0.0048244 | 0.0012091 | 0 | 0 |  | 1 | TRUE | wye
71 | LV_306-43_0_4_load_105 | 97 | 0.0024763 | 0.00062063 | 0 | 0 |  | 1 | TRUE | wye
72 | LV_306-43_0_4_load_60 | 98 | 0.0024178 | 0.00060595 | 0 | 0 |  | 1 | TRUE | wye
73 | LV_306-43_0_4_load_175 | 100 | 0.0019712 | 0.00049403 | 0 | 0 |  | 1 | TRUE | wye
74 | LV_306-43_0_4_load_172 | 101 | 0.0024661 | 0.00061806 | 0 | 0 |  | 1 | TRUE | wye
75 | LV_306-43_0_4_load_178 | 102 | 0.0018482 | 0.00046321 | 0 | 0 |  | 1 | TRUE | wye
76 | LV_306-43_0_4_load_173 | 103 | 0.0023136 | 0.00057984 | 0 | 0 |  | 1 | TRUE | wye
77 | LV_306-43_0_4_load_67 | 104 | 0.0021019 | 0.00052679 | 0 | 0 |  | 1 | TRUE | wye
78 | LV_306-43_0_4_load_68 | 105 | 0.0021376 | 0.00053573 | 0 | 0 |  | 1 | TRUE | wye
79 | LV_306-43_0_4_load_70 | 107 | 0.0027486 | 0.00068887 | 0 | 0 |  | 1 | TRUE | wye
80 | LV_306-43_0_4_load_72 | 109 | 0.0021563 | 0.00054041 | 0 | 0 |  | 1 | TRUE | wye
81 | LV_306-43_0_4_load_73 | 110 | 0.0027215 | 0.00068208 | 0 | 0 |  | 1 | TRUE | wye
82 | LV_306-43_0_4_load_74 | 111 | 0.0015848 | 0.00039718 | 0 | 0 |  | 1 | TRUE | wye
83 | LV_306-43_0_4_load_75 | 112 | 0.0015455 | 0.00038735 | 0 | 0 |  | 1 | TRUE | wye
84 | LV_306-43_0_4_load_76 | 113 | 0.0013086 | 0.00032796 | 0 | 0 |  | 1 | TRUE | wye
85 | LV_306-43_0_4_load_134 | 115 | 0.0014743 | 0.00036949 | 0 | 0 |  | 1 | TRUE | wye
86 | LV_306-43_0_4_load_168 | 116 | 0.0082064 | 0.0020567 | 0 | 0 |  | 1 | TRUE | wye
87 | LV_306-43_0_4_load_154 | 117 | 0.0036866 | 0.00092395 | 0 | 0 |  | 1 | TRUE | wye
88 | LV_306-43_0_4_load_137 | 118 | 0.0028276 | 0.00070866 | 0 | 0 |  | 1 | TRUE | wye
89 | LV_306-43_0_4_load_136 | 119 | 0.0027666 | 0.00069337 | 0 | 0 |  | 1 | TRUE | wye
90 | LV_306-43_0_4_load_153 | 120 | 0.0013946 | 0.00034953 | 0 | 0 |  | 1 | TRUE | wye
91 | LV_306-43_0_4_load_79 | 121 | 0.0023238 | 0.0005824 | 0 | 0 |  | 1 | TRUE | wye
92 | LV_306-43_0_4_load_84 | 122 | 0.0018964 | 0.00047529 | 0 | 0 |  | 1 | TRUE | wye
93 | LV_306-43_0_4_load_86 | 123 | 0.0030178 | 0.00075634 | 0 | 0 |  | 1 | TRUE | wye
94 | LV_306-43_0_4_load_90 | 125 | 0.0018531 | 0.00046442 | 0 | 0 |  | 1 | TRUE | wye
95 | LV_306-43_0_4_load_140 | 126 | 0.0019208 | 0.00048139 | 0 | 0 |  | 1 | TRUE | wye
96 | LV_306-43_0_4_load_187 | 128 | 0.0025231 | 0.00063235 | 0 | 0 |  | 1 | TRUE | wye
97 | LV_306-43_0_4_load_114 | 129 | 0.0035825 | 0.00089785 | 0 | 0 |  | 1 | TRUE | wye
98 | LV_306-43_0_4_load_109 | 130 | 0.0025877 | 0.00064854 | 0 | 0 |  | 1 | TRUE | wye
99 | LV_306-43_0_4_load_91 | 131 | 0.0010949 | 0.0002744 | 0 | 0 |  | 1 | TRUE | wye
100 | LV_306-43_0_4_load_93 | 133 | 0.0037539 | 0.00094083 | 0 | 0 |  | 1 | TRUE | wye
101 | LV_306-43_0_4_load_95 | 135 | 0.0055725 | 0.0013966 | 0 | 0 |  | 1 | TRUE | wye
102 | LV_306-43_0_4_load_97 | 137 | 0.0020195 | 0.00050613 | 0 | 0 |  | 1 | TRUE | wye
103 | LV_306-43_0_4_load_193 | 138 | 0.0015204 | 0.00038106 | 0 | 0 |  | 1 | TRUE | wye
104 | LV_306-43_0_4_load_102 | 139 | 0.0017075 | 0.00042795 | 0 | 0 |  | 1 | TRUE | wye
105 | LV_306-43_0_4_load_99 | 140 | 0.0025 | 0.00062656 | 0 | 0 |  | 1 | TRUE | wye
106 | LV_306-43_0_4_load_141 | 141 | 0.0028095 | 0.00070414 | 0 | 0 |  | 1 | TRUE | wye
107 | LV_306-43_0_4_load_188 | 142 | 0.002014 | 0.00050475 | 0 | 0 |  | 1 | TRUE | wye
108 | LV_306-43_0_4_load_189 | 143 | 0.0011983 | 0.00030033 | 0 | 0 |  | 1 | TRUE | wye
109 | LV_306-43_0_4_load_190 | 144 | 0.0015756 | 0.00039487 | 0 | 0 |  | 1 | TRUE | wye
110 | LV_306-43_0_4_load_191 | 145 | 0.0022855 | 0.00057281 | 0 | 0 |  | 1 | TRUE | wye
111 | LV_306-43_0_4_load_192 | 146 | 0.0011357 | 0.00028462 | 0 | 0 |  | 1 | TRUE | wye
112 | LV_306-43_0_4_load_127 | 147 | 0.0016852 | 0.00042235 | 0 | 0 |  | 1 | TRUE | wye
113 | LV_306-43_0_4_load_98 | 148 | 0.0021775 | 0.00054573 | 0 | 0 |  | 1 | TRUE | wye
114 | LV_306-43_0_4_load_135 | 149 | 0.0029789 | 0.00074659 | 0 | 0 |  | 1 | TRUE | wye
115 | LV_306-43_0_4_load_166 | 150 | 0.0025443 | 0.00063766 | 0 | 0 |  | 1 | TRUE | wye
116 | LV_306-43_0_4_load_118 | 151 | 0.0027878 | 0.00069868 | 0 | 0 |  | 1 | TRUE | wye
117 | LV_306-43_0_4_load_119 | 152 | 0.0027844 | 0.00069783 | 0 | 0 |  | 1 | TRUE | wye
118 | LV_306-43_0_4_load_108 | 153 | 0.0036156 | 0.00090616 | 0 | 0 |  | 1 | TRUE | wye
119 | LV_306-43_0_4_load_113 | 155 | 0.0029487 | 0.00073902 | 0 | 0 |  | 1 | TRUE | wye
120 | LV_306-43_0_4_load_112 | 156 | 0.0014877 | 0.00037286 | 0 | 0 |  | 1 | TRUE | wye
121 | LV_306-43_0_4_load_115 | 157 | 0.0015484 | 0.00038807 | 0 | 0 |  | 1 | TRUE | wye
122 | LV_306-43_0_4_load_116 | 158 | 0.0038105 | 0.00095501 | 0 | 0 |  | 1 | TRUE | wye
123 | LV_306-43_0_4_load_138 | 159 | 0.003341 | 0.00083732 | 0 | 0 |  | 1 | TRUE | wye
124 | LV_306-43_0_4_load_165 | 160 | 0.0015961 | 0.00040001 | 0 | 0 |  | 1 | TRUE | wye
125 | LV_306-43_0_4_load_164 | 161 | 0.0014831 | 0.00037171 | 0 | 0 |  | 1 | TRUE | wye
126 | LV_306-43_0_4_load_139 | 162 | 0.0054611 | 0.0013687 | 0 | 0 |  | 1 | TRUE | wye
127 | LV_306-43_0_4_load_163 | 163 | 0.0027485 | 0.00068883 | 0 | 0 |  | 1 | TRUE | wye
128 | LV_306-43_0_4_load_126 | 164 | 0.0015944 | 0.00039959 | 0 | 0 |  | 1 | TRUE | wye
129 | LV_306-43_0_4_load_142 | 165 | 0.0025264 | 0.00063316 | 0 | 0 |  | 1 | TRUE | wye
130 | LV_306-43_0_4_load_120 | 166 | 0.0040023 | 0.0010031 | 0 | 0 |  | 1 | TRUE | wye
131 | LV_306-43_0_4_load_121 | 167 | 0.0014408 | 0.00036109 | 0 | 0 |  | 1 | TRUE | wye
132 | LV_306-43_0_4_load_122 | 168 | 0.0014058 | 0.00035233 | 0 | 0 |  | 1 | TRUE | wye
133 | LV_306-43_0_4_load_123 | 169 | 0.0017425 | 0.00043671 | 0 | 0 |  | 1 | TRUE | wye
134 | LV_306-43_0_4_load_124 | 170 | 0.001679 | 0.0004208 | 0 | 0 |  | 1 | TRUE | wye
135 | LV_306-43_0_4_load_125 | 171 | 0.0029069 | 0.00072855 | 0 | 0 |  | 1 | TRUE | wye
136 | LV_306-43_0_4_load_152 | 172 | 0.001673 | 0.0004193 | 0 | 0 |  | 1 | TRUE | wye
137 | LV_306-43_0_4_load_167 | 173 | 0.0080626 | 0.0020207 | 0 | 0 |  | 1 | TRUE | wye
138 | LV_306-43_0_4_load_128 | 174 | 0.0051755 | 0.0012971 | 0 | 0 |  | 1 | TRUE | wye
139 | LV_306-43_0_4_load_129 | 175 | 0.0021673 | 0.00054318 | 0 | 0 |  | 1 | TRUE | wye
140 | LV_306-43_0_4_load_130 | 176 | 0.0075637 | 0.0018957 | 0 | 0 |  | 1 | TRUE | wye
141 | LV_306-43_0_4_load_131 | 177 | 0.0032904 | 0.00082465 | 0 | 0 |  | 1 | TRUE | wye
142 | LV_306-43_0_4_load_133 | 179 | 0.0033087 | 0.00082924 | 0 | 0 |  | 1 | TRUE | wye
143 | LV_306-43_0_4_load_203 | 180 | 0.0024396 | 0.00061142 | 0 | 0 |  | 1 | TRUE | wye
144 | LV_306-43_0_4_load_185 | 181 | 0.0019433 | 0.00048703 | 0 | 0 |  | 1 | TRUE | wye
145 | LV_306-43_0_4_load_180 | 182 | 0.0027706 | 0.00069438 | 0 | 0 |  | 1 | TRUE | wye
146 | LV_306-43_0_4_load_143 | 183 | 0.0025881 | 0.00064864 | 0 | 0 |  | 1 | TRUE | wye
147 | LV_306-43_0_4_load_144 | 184 | 0.0026224 | 0.00065723 | 0 | 0 |  | 1 | TRUE | wye
148 | LV_306-43_0_4_load_146 | 186 | 0.0027906 | 0.00069939 | 0 | 0 |  | 1 | TRUE | wye
149 | LV_306-43_0_4_load_147 | 187 | 0.0015895 | 0.00039836 | 0 | 0 |  | 1 | TRUE | wye
150 | LV_306-43_0_4_load_148 | 188 | 0.0034404 | 0.00086225 | 0 | 0 |  | 1 | TRUE | wye
151 | LV_306-43_0_4_load_149 | 189 | 0.002644 | 0.00066265 | 0 | 0 |  | 1 | TRUE | wye
152 | LV_306-43_0_4_load_150 | 190 | 0.0014558 | 0.00036485 | 0 | 0 |  | 1 | TRUE | wye
153 | LV_306-43_0_4_load_151 | 191 | 0.0027559 | 0.00069069 | 0 | 0 |  | 1 | TRUE | wye
154 | LV_306-43_0_4_load_169 | 192 | 0.0026662 | 0.00066821 | 0 | 0 |  | 1 | TRUE | wye
155 | LV_306-43_0_4_load_162 | 193 | 0.0014824 | 0.00037153 | 0 | 0 |  | 1 | TRUE | wye
156 | LV_306-43_0_4_load_161 | 194 | 0.0026966 | 0.00067583 | 0 | 0 |  | 1 | TRUE | wye
157 | LV_306-43_0_4_load_176 | 196 | 0.0024248 | 0.00060771 | 0 | 0 |  | 1 | TRUE | wye
158 | LV_306-43_0_4_load_177 | 197 | 0.0025761 | 0.00064563 | 0 | 0 |  | 1 | TRUE | wye
159 | LV_306-43_0_4_load_179 | 198 | 0.0027307 | 0.00068438 | 0 | 0 |  | 1 | TRUE | wye
160 | LV_306-43_0_4_load_183 | 199 | 0.0018956 | 0.00047509 | 0 | 0 |  | 1 | TRUE | wye
161 | LV_306-43_0_4_load_184 | 200 | 0.0018694 | 0.00046853 | 0 | 0 |  | 1 | TRUE | wye

## ext_grid
| name | bus | vm_pu | va_degree | slack_weight | in_service
0 |  | 119 | 1 | 0 | 1 | TRUE

## line
| name | std_type | from_bus | to_bus | length_km | r_ohm_per_km | x_ohm_per_km | c_nf_per_km | g_us_per_km | max_i_ka | df | parallel | type | in_service
0 | LV_306-43_0_4_line_0 |  | 0 | 1 | 0.0071953 | 0.125 | 0.08 | 261 | 0 | 0.364 | 1 | 1 | cs | TRUE
1 | LV_306-43_0_4_line_1 |  | 0 | 2 | 0.055745 | 0.125 | 0.08 | 261 | 0 | 0.364 | 1 | 1 | cs | TRUE
2 | LV_306-43_0_4_line_2 |  | 1 | 3 | 0.026511 | 0.125 | 0.08 | 261 | 0 | 0.364 | 1 | 1 | cs | TRUE
3 | LV_306-43_0_4_line_3 |  | 2 | 4 | 0.030624 | 0.125 | 0.08 | 261 | 0 | 0.364 | 1 | 1 | cs | TRUE
4 | LV_306-43_0_4_line_4 |  | 2 | 5 | 0.073059 | 0.125 | 0.08 | 261 | 0 | 0.364 | 1 | 1 | cs | TRUE
5 | LV_306-43_0_4_line_5 |  | 4 | 11 | 0.084838 | 0.125 | 0.08 | 261 | 0 | 0.364 | 1 | 1 | cs | TRUE
6 | LV_306-43_0_4_line_6 |  | 5 | 12 | 0.0058169 | 0.125 | 0.08 | 261 | 0 | 0.364 | 1 | 1 | cs | TRUE
7 | LV_306-43_0_4_line_7 |  | 5 | 6 | 0.007812 | 0.125 | 0.08 | 261 | 0 | 0.364 | 1 | 1 | cs | TRUE
8 | LV_306-43_0_4_line_8 |  | 6 | 7 | 0.0058134 | 0.125 | 0.08 | 261 | 0 | 0.364 | 1 | 1 | cs | TRUE
9 | LV_306-43_0_4_line_9 |  | 7 | 9 | 0.016431 | 0.125 | 0.08 | 261 | 0 | 0.364 | 1 | 1 | cs | TRUE
10 | LV_306-43_0_4_line_10 |  | 8 | 9 | 0.016337 | 0.125 | 0.08 | 261 | 0 | 0.364 | 1 | 1 | cs | TRUE
11 | LV_306-43_0_4_line_11 |  | 8 | 10 | 0.0077123 | 0.125 | 0.08 | 261 | 0 | 0.364 | 1 | 1 | cs | TRUE
12 | LV_306-43_0_4_line_12 |  | 9 | 125 | 0.0098478 | 0.125 | 0.08 | 261 | 0 | 0.364 | 1 | 1 | cs | TRUE
13 | LV_306-43_0_4_line_13 |  | 10 | 122 | 0.0039657 | 0.125 | 0.08 | 261 | 0 | 0.364 | 1 | 1 | cs | TRUE
14 | LV_306-43_0_4_line_14 |  | 11 | 13 | 0.069481 | 0.125 | 0.08 | 261 | 0 | 0.364 | 1 | 1 | cs | TRUE
15 | LV_306-43_0_4_line_15 |  | 12 | 70 | 0.005031 | 0.125 | 0.08 | 261 | 0 | 0.364 | 1 | 1 | cs | TRUE
16 | LV_306-43_0_4_line_16 |  | 13 | 14 | 0.043883 | 0.125 | 0.08 | 261 | 0 | 0.364 | 1 | 1 | cs | TRUE
17 | LV_306-43_0_4_line_17 |  | 13 | 15 | 0.051739 | 0.125 | 0.08 | 261 | 0 | 0.364 | 1 | 1 | cs | TRUE
18 | LV_306-43_0_4_line_18 |  | 15 | 21 | 0.031415 | 0.125 | 0.08 | 261 | 0 | 0.364 | 1 | 1 | cs | TRUE
19 | LV_306-43_0_4_line_19 |  | 15 | 22 | 0.019203 | 0.125 | 0.08 | 261 | 0 | 0.364 | 1 | 1 | cs | TRUE
20 | LV_306-43_0_4_line_20 |  | 16 | 17 | 0.017544 | 0.125 | 0.08 | 261 | 0 | 0.364 | 1 | 1 | cs | TRUE
21 | LV_306-43_0_4_line_21 |  | 16 | 18 | 0.023893 | 0.125 | 0.08 | 261 | 0 | 0.364 | 1 | 1 | cs | TRUE
22 | LV_306-43_0_4_line_22 |  | 17 | 19 | 0.0095206 | 0.125 | 0.08 | 261 | 0 | 0.364 | 1 | 1 | cs | TRUE
23 | LV_306-43_0_4_line_23 |  | 18 | 20 | 0.033852 | 0.125 | 0.08 | 261 | 0 | 0.364 | 1 | 1 | cs | TRUE
24 | LV_306-43_0_4_line_24 |  | 19 | 23 | 0.0042261 | 0.125 | 0.08 | 261 | 0 | 0.364 | 1 | 1 | cs | TRUE
25 | LV_306-43_0_4_line_25 |  | 20 | 24 | 0.009846 | 0.125 | 0.08 | 261 | 0 | 0.364 | 1 | 1 | cs | TRUE
26 | LV_306-43_0_4_line_26 |  | 22 | 54 | 0.03808 | 0.125 | 0.08 | 261 | 0 | 0.364 | 1 | 1 | cs | TRUE
27 | LV_306-43_0_4_line_27 |  | 23 | 26 | 0.0041392 | 0.125 | 0.08 | 261 | 0 | 0.364 | 1 | 1 | cs | TRUE
28 | LV_306-43_0_4_line_28 |  | 24 | 59 | 0.0035977 | 0.125 | 0.08 | 261 | 0 | 0.364 | 1 | 1 | cs | TRUE
29 | LV_306-43_0_4_line_29 |  | 25 | 26 | 0.0041408 | 0.125 | 0.08 | 261 | 0 | 0.364 | 1 | 1 | cs | TRUE
30 | LV_306-43_0_4_line_30 |  | 27 | 28 | 0.022427 | 0.125 | 0.08 | 261 | 0 | 0.364 | 1 | 1 | cs | TRUE
31 | LV_306-43_0_4_line_31 |  | 28 | 29 | 0.019209 | 0.125 | 0.08 | 261 | 0 | 0.364 | 1 | 1 | cs | TRUE
32 | LV_306-43_0_4_line_32 |  | 28 | 30 | 0.11191 | 0.125 | 0.08 | 261 | 0 | 0.364 | 1 | 1 | cs | TRUE
33 | LV_306-43_0_4_line_33 |  | 29 | 40 | 0.027356 | 0.125 | 0.08 | 261 | 0 | 0.364 | 1 | 1 | cs | TRUE
34 | LV_306-43_0_4_line_34 |  | 30 | 41 | 0.020628 | 0.125 | 0.08 | 261 | 0 | 0.364 | 1 | 3 | cs | TRUE
35 | LV_306-43_0_4_line_35 |  | 30 | 42 | 0.00994 | 0.125 | 0.08 | 261 | 0 | 0.364 | 1 | 3 | cs | TRUE
36 | LV_306-43_0_4_line_36 |  | 31 | 32 | 0.068819 | 0.125 | 0.08 | 261 | 0 | 0.364 | 1 | 1 | cs | TRUE
37 | LV_306-43_0_4_line_37 |  | 31 | 33 | 0.030004 | 0.125 | 0.08 | 261 | 0 | 0.364 | 1 | 1 | cs | TRUE
38 | LV_306-43_0_4_line_38 |  | 32 | 45 | 0.010355 | 0.125 | 0.08 | 261 | 0 | 0.364 | 1 | 1 | cs | TRUE
39 | LV_306-43_0_4_line_39 |  | 33 | 58 | 0.038566 | 0.125 | 0.08 | 261 | 0 | 0.364 | 1 | 1 | cs | TRUE
40 | LV_306-43_0_4_line_40 |  | 34 | 35 | 0.028444 | 0.125 | 0.08 | 261 | 0 | 0.364 | 1 | 1 | cs | TRUE
41 | LV_306-43_0_4_line_41 |  | 34 | 36 | 0.13102 | 0.125 | 0.08 | 261 | 0 | 0.364 | 1 | 1 | cs | TRUE
42 | LV_306-43_0_4_line_42 |  | 35 | 37 | 0.024032 | 0.125 | 0.08 | 261 | 0 | 0.364 | 1 | 1 | cs | TRUE
43 | LV_306-43_0_4_line_43 |  | 36 | 43 | 0.042426 | 0.125 | 0.08 | 261 | 0 | 0.364 | 1 | 1 | cs | TRUE
44 | LV_306-43_0_4_line_44 |  | 37 | 38 | 0.015221 | 0.125 | 0.08 | 261 | 0 | 0.364 | 1 | 1 | cs | TRUE
45 | LV_306-43_0_4_line_45 |  | 38 | 39 | 0.026423 | 0.125 | 0.08 | 261 | 0 | 0.364 | 1 | 1 | cs | TRUE
46 | LV_306-43_0_4_line_46 |  | 40 | 45 | 0.0032704 | 0.125 | 0.08 | 261 | 0 | 0.364 | 1 | 1 | cs | TRUE
47 | LV_306-43_0_4_line_47 |  | 41 | 97 | 0.012456 | 0.125 | 0.08 | 261 | 0 | 0.364 | 1 | 3 | cs | TRUE
48 | LV_306-43_0_4_line_48 |  | 42 | 148 | 0.00311 | 0.125 | 0.08 | 261 | 0 | 0.364 | 1 | 3 | cs | TRUE
49 | LV_306-43_0_4_line_49 |  | 43 | 44 | 0.038463 | 0.125 | 0.08 | 261 | 0 | 0.364 | 1 | 1 | cs | TRUE
50 | LV_306-43_0_4_line_50 |  | 44 | 145 | 0.097221 | 0.125 | 0.08 | 261 | 0 | 0.364 | 1 | 1 | cs | TRUE
51 | LV_306-43_0_4_line_51 |  | 46 | 47 | 0.028699 | 0.125 | 0.08 | 261 | 0 | 0.364 | 1 | 1 | cs | TRUE
52 | LV_306-43_0_4_line_52 |  | 46 | 48 | 0.045658 | 0.125 | 0.08 | 261 | 0 | 0.364 | 1 | 1 | cs | TRUE
53 | LV_306-43_0_4_line_53 |  | 47 | 49 | 0.013019 | 0.125 | 0.08 | 261 | 0 | 0.364 | 1 | 1 | cs | TRUE
54 | LV_306-43_0_4_line_54 |  | 48 | 50 | 0.030531 | 0.125 | 0.08 | 261 | 0 | 0.364 | 1 | 1 | cs | TRUE
55 | LV_306-43_0_4_line_55 |  | 49 | 51 | 0.025028 | 0.125 | 0.08 | 261 | 0 | 0.364 | 1 | 1 | cs | TRUE
56 | LV_306-43_0_4_line_56 |  | 50 | 52 | 0.061722 | 0.125 | 0.08 | 261 | 0 | 0.364 | 1 | 1 | cs | TRUE
57 | LV_306-43_0_4_line_57 |  | 52 | 57 | 0.015194 | 0.125 | 0.08 | 261 | 0 | 0.364 | 1 | 1 | cs | TRUE
58 | LV_306-43_0_4_line_58 |  | 53 | 54 | 0.02141 | 0.125 | 0.08 | 261 | 0 | 0.364 | 1 | 1 | cs | TRUE
59 | LV_306-43_0_4_line_59 |  | 54 | 55 | 0.014842 | 0.125 | 0.08 | 261 | 0 | 0.364 | 1 | 1 | cs | TRUE
60 | LV_306-43_0_4_line_60 |  | 55 | 56 | 0.018166 | 0.125 | 0.08 | 261 | 0 | 0.364 | 1 | 1 | cs | TRUE
61 | LV_306-43_0_4_line_61 |  | 57 | 58 | 0.034371 | 0.125 | 0.08 | 261 | 0 | 0.364 | 1 | 1 | cs | TRUE
62 | LV_306-43_0_4_line_62 |  | 59 | 60 | 0.0093808 | 0.125 | 0.08 | 261 | 0 | 0.364 | 1 | 1 | cs | TRUE
63 | LV_306-43_0_4_line_63 |  | 60 | 61 | 0.004304 | 0.125 | 0.08 | 261 | 0 | 0.364 | 1 | 1 | cs | TRUE
64 | LV_306-43_0_4_line_64 |  | 61 | 62 | 0.0050293 | 0.125 | 0.08 | 261 | 0 | 0.364 | 1 | 1 | cs | TRUE
65 | LV_306-43_0_4_line_65 |  | 62 | 66 | 0.010211 | 0.125 | 0.08 | 261 | 0 | 0.364 | 1 | 1 | cs | TRUE
66 | LV_306-43_0_4_line_66 |  | 63 | 64 | 0.033805 | 0.125 | 0.08 | 261 | 0 | 0.364 | 1 | 3 | cs | TRUE
67 | LV_306-43_0_4_line_67 |  | 63 | 65 | 0.0079398 | 0.125 | 0.08 | 261 | 0 | 0.364 | 1 | 3 | cs | TRUE
68 | LV_306-43_0_4_line_68 |  | 64 | 67 | 0.01505 | 0.125 | 0.08 | 261 | 0 | 0.364 | 1 | 3 | cs | TRUE
69 | LV_306-43_0_4_line_69 |  | 65 | 68 | 0.0044051 | 0.125 | 0.08 | 261 | 0 | 0.364 | 1 | 3 | cs | TRUE
70 | LV_306-43_0_4_line_70 |  | 66 | 69 | 0.0088899 | 0.125 | 0.08 | 261 | 0 | 0.364 | 1 | 1 | cs | TRUE
71 | LV_306-43_0_4_line_71 |  | 67 | 97 | 0.02554 | 0.125 | 0.08 | 261 | 0 | 0.364 | 1 | 3 | cs | TRUE
72 | LV_306-43_0_4_line_72 |  | 68 | 93 | 0.0049937 | 0.125 | 0.08 | 261 | 0 | 0.364 | 1 | 3 | cs | TRUE
73 | LV_306-43_0_4_line_73 |  | 69 | 71 | 0.0044926 | 0.125 | 0.08 | 261 | 0 | 0.364 | 1 | 1 | cs | TRUE
74 | LV_306-43_0_4_line_74 |  | 70 | 121 | 0.0050464 | 0.125 | 0.08 | 261 | 0 | 0.364 | 1 | 1 | cs | TRUE
75 | LV_306-43_0_4_line_75 |  | 71 | 72 | 4.371e-06 | 0.125 | 0.08 | 261 | 0 | 0.364 | 1 | 1 | cs | TRUE
76 | LV_306-43_0_4_line_76 |  | 72 | 75 | 0.013057 | 0.125 | 0.08 | 261 | 0 | 0.364 | 1 | 1 | cs | TRUE
77 | LV_306-43_0_4_line_77 |  | 73 | 74 | 0.01594 | 0.125 | 0.08 | 261 | 0 | 0.364 | 1 | 1 | cs | TRUE
78 | LV_306-43_0_4_line_78 |  | 74 | 76 | 0.0049011 | 0.125 | 0.08 | 261 | 0 | 0.364 | 1 | 1 | cs | TRUE
79 | LV_306-43_0_4_line_79 |  | 75 | 77 | 0.002999 | 0.125 | 0.08 | 261 | 0 | 0.364 | 1 | 1 | cs | TRUE
80 | LV_306-43_0_4_line_80 |  | 76 | 78 | 0.0049122 | 0.125 | 0.08 | 261 | 0 | 0.364 | 1 | 1 | cs | TRUE
81 | LV_306-43_0_4_line_81 |  | 77 | 79 | 0.012257 | 0.125 | 0.08 | 261 | 0 | 0.364 | 1 | 1 | cs | TRUE
82 | LV_306-43_0_4_line_82 |  | 77 | 80 | 0.0085504 | 0.125 | 0.08 | 261 | 0 | 0.364 | 1 | 1 | cs | TRUE
83 | LV_306-43_0_4_line_83 |  | 78 | 121 | 0.0049259 | 0.125 | 0.08 | 261 | 0 | 0.364 | 1 | 1 | cs | TRUE
84 | LV_306-43_0_4_line_84 |  | 79 | 84 | 0.0067626 | 0.125 | 0.08 | 261 | 0 | 0.364 | 1 | 1 | cs | TRUE
85 | LV_306-43_0_4_line_85 |  | 80 | 85 | 0.013163 | 0.125 | 0.08 | 261 | 0 | 0.364 | 1 | 1 | cs | TRUE
86 | LV_306-43_0_4_line_86 |  | 81 | 82 | 0.0067677 | 0.125 | 0.08 | 261 | 0 | 0.364 | 1 | 3 | cs | TRUE
87 | LV_306-43_0_4_line_87 |  | 81 | 83 | 0.015089 | 0.125 | 0.08 | 261 | 0 | 0.364 | 1 | 3 | cs | TRUE
88 | LV_306-43_0_4_line_88 |  | 82 | 86 | 0.0083195 | 0.125 | 0.08 | 261 | 0 | 0.364 | 1 | 3 | cs | TRUE
89 | LV_306-43_0_4_line_89 |  | 83 | 87 | 0.0049899 | 0.125 | 0.08 | 261 | 0 | 0.364 | 1 | 3 | cs | TRUE
90 | LV_306-43_0_4_line_90 |  | 84 | 88 | 0.014378 | 0.125 | 0.08 | 261 | 0 | 0.364 | 1 | 1 | cs | TRUE
91 | LV_306-43_0_4_line_91 |  | 85 | 89 | 0.010344 | 0.125 | 0.08 | 261 | 0 | 0.364 | 1 | 3 | cs | TRUE
92 | LV_306-43_0_4_line_92 |  | 85 | 90 | 0.003069 | 0.125 | 0.08 | 261 | 0 | 0.364 | 1 | 3 | cs | TRUE
93 | LV_306-43_0_4_line_93 |  | 86 | 91 | 0.012446 | 0.125 | 0.08 | 261 | 0 | 0.364 | 1 | 3 | cs | TRUE
94 | LV_306-43_0_4_line_94 |  | 87 | 92 | 0.0034063 | 0.125 | 0.08 | 261 | 0 | 0.364 | 1 | 3 | cs | TRUE
95 | LV_306-43_0_4_line_95 |  | 88 | 98 | 0.0039323 | 0.125 | 0.08 | 261 | 0 | 0.364 | 1 | 1 | cs | TRUE
96 | LV_306-43_0_4_line_96 |  | 89 | 94 | 0.0053097 | 0.125 | 0.08 | 261 | 0 | 0.364 | 1 | 3 | cs | TRUE
97 | LV_306-43_0_4_line_97 |  | 90 | 182 | 0.014376 | 0.125 | 0.08 | 261 | 0 | 0.364 | 1 | 1 | cs | TRUE
98 | LV_306-43_0_4_line_98 |  | 90 | 165 | 0.0069482 | 0.125 | 0.08 | 261 | 0 | 0.364 | 1 | 3 | cs | TRUE
99 | LV_306-43_0_4_line_99 |  | 91 | 94 | 0.0051187 | 0.125 | 0.08 | 261 | 0 | 0.364 | 1 | 3 | cs | TRUE
100 | LV_306-43_0_4_line_100 |  | 92 | 93 | 0.011737 | 0.125 | 0.08 | 261 | 0 | 0.364 | 1 | 3 | cs | TRUE
101 | LV_306-43_0_4_line_101 |  | 95 | 96 | 0.015326 | 0.125 | 0.08 | 261 | 0 | 0.364 | 1 | 1 | cs | TRUE
102 | LV_306-43_0_4_line_102 |  | 96 | 151 | 0.024777 | 0.125 | 0.08 | 261 | 0 | 0.364 | 1 | 1 | cs | TRUE
103 | LV_306-43_0_4_line_103 |  | 99 | 100 | 0.011 | 0.125 | 0.08 | 261 | 0 | 0.364 | 1 | 1 | cs | TRUE
104 | LV_306-43_0_4_line_104 |  | 99 | 101 | 0.0091871 | 0.125 | 0.08 | 261 | 0 | 0.364 | 1 | 1 | cs | TRUE
105 | LV_306-43_0_4_line_105 |  | 100 | 102 | 0.0048593 | 0.125 | 0.08 | 261 | 0 | 0.364 | 1 | 1 | cs | TRUE
106 | LV_306-43_0_4_line_106 |  | 101 | 103 | 0.0037674 | 0.125 | 0.08 | 261 | 0 | 0.364 | 1 | 1 | cs | TRUE
107 | LV_306-43_0_4_line_107 |  | 102 | 125 | 0.0014195 | 0.125 | 0.08 | 261 | 0 | 0.364 | 1 | 1 | cs | TRUE
108 | LV_306-43_0_4_line_108 |  | 104 | 105 | 0.0059012 | 0.125 | 0.08 | 261 | 0 | 0.364 | 1 | 1 | cs | TRUE
109 | LV_306-43_0_4_line_109 |  | 104 | 106 | 0.014495 | 0.125 | 0.08 | 261 | 0 | 0.364 | 1 | 1 | cs | TRUE
110 | LV_306-43_0_4_line_110 |  | 105 | 107 | 0.016912 | 0.125 | 0.08 | 261 | 0 | 0.364 | 1 | 1 | cs | TRUE
111 | LV_306-43_0_4_line_111 |  | 106 | 108 | 0.003843 | 0.125 | 0.08 | 261 | 0 | 0.364 | 1 | 1 | cs | TRUE
112 | LV_306-43_0_4_line_112 |  | 106 | 109 | 0.011247 | 0.125 | 0.08 | 261 | 0 | 0.364 | 1 | 1 | cs | TRUE
113 | LV_306-43_0_4_line_113 |  | 107 | 110 | 0.0073102 | 0.125 | 0.08 | 261 | 0 | 0.364 | 1 | 1 | cs | TRUE
114 | LV_306-43_0_4_line_114 |  | 108 | 111 | 0.011731 | 0.125 | 0.08 | 261 | 0 | 0.364 | 1 | 1 | cs | TRUE
115 | LV_306-43_0_4_line_115 |  | 108 | 112 | 0.017865 | 0.125 | 0.08 | 261 | 0 | 0.364 | 1 | 1 | cs | TRUE
116 | LV_306-43_0_4_line_116 |  | 109 | 113 | 0.0030091 | 0.125 | 0.08 | 261 | 0 | 0.364 | 1 | 1 | cs | TRUE
117 | LV_306-43_0_4_line_117 |  | 110 | 114 | 0.017514 | 0.125 | 0.08 | 261 | 0 | 0.364 | 1 | 1 | cs | TRUE
118 | LV_306-43_0_4_line_118 |  | 111 | 115 | 0.0070091 | 0.125 | 0.08 | 261 | 0 | 0.364 | 1 | 1 | cs | TRUE
119 | LV_306-43_0_4_line_119 |  | 112 | 116 | 0.0033844 | 0.125 | 0.08 | 261 | 0 | 0.364 | 1 | 1 | cs | TRUE
120 | LV_306-43_0_4_line_120 |  | 113 | 117 | 0.0042909 | 0.125 | 0.08 | 261 | 0 | 0.364 | 1 | 1 | cs | TRUE
121 | LV_306-43_0_4_line_121 |  | 114 | 118 | 0.01276 | 0.125 | 0.08 | 261 | 0 | 0.364 | 1 | 3 | cs | TRUE
122 | LV_306-43_0_4_line_122 |  | 114 | 119 | 0.019853 | 0.125 | 0.08 | 261 | 0 | 0.364 | 1 | 3 | cs | TRUE
123 | LV_306-43_0_4_line_123 |  | 117 | 120 | 0.00093837 | 0.125 | 0.08 | 261 | 0 | 0.364 | 1 | 1 | cs | TRUE
124 | LV_306-43_0_4_line_124 |  | 118 | 165 | 0.0053354 | 0.125 | 0.08 | 261 | 0 | 0.364 | 1 | 3 | cs | TRUE
125 | LV_306-43_0_4_line_125 |  | 119 | 152 | 0.010986 | 0.125 | 0.08 | 261 | 0 | 0.364 | 1 | 1 | cs | TRUE
126 | LV_306-43_0_4_line_126 |  | 120 | 172 | 0.0056316 | 0.125 | 0.08 | 261 | 0 | 0.364 | 1 | 1 | cs | TRUE
127 | LV_306-43_0_4_line_127 |  | 122 | 123 | 0.016533 | 0.125 | 0.08 | 261 | 0 | 0.364 | 1 | 1 | cs | TRUE
128 | LV_306-43_0_4_line_128 |  | 123 | 124 | 0.0046423 | 0.125 | 0.08 | 261 | 0 | 0.364 | 1 | 1 | cs | TRUE
129 | LV_306-43_0_4_line_129 |  | 124 | 126 | 0.015188 | 0.125 | 0.08 | 261 | 0 | 0.364 | 1 | 1 | cs | TRUE
130 | LV_306-43_0_4_line_130 |  | 124 | 127 | 0.008221 | 0.125 | 0.08 | 261 | 0 | 0.364 | 1 | 1 | cs | TRUE
131 | LV_306-43_0_4_line_131 |  | 126 | 128 | 0.012998 | 0.125 | 0.08 | 261 | 0 | 0.364 | 1 | 1 | cs | TRUE
132 | LV_306-43_0_4_line_132 |  | 127 | 129 | 0.033467 | 0.125 | 0.08 | 261 | 0 | 0.364 | 1 | 1 | cs | TRUE
133 | LV_306-43_0_4_line_133 |  | 127 | 130 | 0.0066325 | 0.125 | 0.08 | 261 | 0 | 0.364 | 1 | 1 | cs | TRUE
134 | LV_306-43_0_4_line_134 |  | 128 | 181 | 0.0058561 | 0.125 | 0.08 | 261 | 0 | 0.364 | 1 | 1 | cs | TRUE
135 | LV_306-43_0_4_line_135 |  | 129 | 159 | 0.0016368 | 0.125 | 0.08 | 261 | 0 | 0.364 | 1 | 1 | cs | TRUE
136 | LV_306-43_0_4_line_136 |  | 130 | 153 | 0.0098234 | 0.125 | 0.08 | 261 | 0 | 0.364 | 1 | 1 | cs | TRUE
137 | LV_306-43_0_4_line_137 |  | 131 | 132 | 0.057002 | 0.125 | 0.08 | 261 | 0 | 0.364 | 1 | 1 | cs | TRUE
138 | LV_306-43_0_4_line_138 |  | 131 | 133 | 0.0024724 | 0.125 | 0.08 | 261 | 0 | 0.364 | 1 | 1 | cs | TRUE
139 | LV_306-43_0_4_line_139 |  | 132 | 134 | 0.029081 | 0.125 | 0.08 | 261 | 0 | 0.364 | 1 | 3 | cs | TRUE
140 | LV_306-43_0_4_line_140 |  | 132 | 135 | 0.024022 | 0.125 | 0.08 | 261 | 0 | 0.364 | 1 | 2 | cs | TRUE
141 | LV_306-43_0_4_line_141 |  | 134 | 136 | 0.018433 | 0.125 | 0.08 | 261 | 0 | 0.364 | 1 | 3 | cs | TRUE
142 | LV_306-43_0_4_line_142 |  | 134 | 137 | 0.018553 | 0.125 | 0.08 | 261 | 0 | 0.364 | 1 | 1 | cs | TRUE
143 | LV_306-43_0_4_line_143 |  | 135 | 138 | 0.21594 | 0.125 | 0.08 | 261 | 0 | 0.364 | 1 | 1 | cs | TRUE
144 | LV_306-43_0_4_line_144 |  | 136 | 139 | 0.015254 | 0.125 | 0.08 | 261 | 0 | 0.364 | 1 | 1 | cs | TRUE
145 | LV_306-43_0_4_line_145 |  | 136 | 140 | 0.017654 | 0.125 | 0.08 | 261 | 0 | 0.364 | 1 | 3 | cs | TRUE
146 | LV_306-43_0_4_line_146 |  | 137 | 141 | 0.00083321 | 0.125 | 0.08 | 261 | 0 | 0.364 | 1 | 1 | cs | TRUE
147 | LV_306-43_0_4_line_147 |  | 138 | 146 | 0.00068617 | 0.125 | 0.08 | 261 | 0 | 0.364 | 1 | 1 | cs | TRUE
148 | LV_306-43_0_4_line_148 |  | 139 | 147 | 0.0072637 | 0.125 | 0.08 | 261 | 0 | 0.364 | 1 | 1 | cs | TRUE
149 | LV_306-43_0_4_line_149 |  | 140 | 148 | 0.039768 | 0.125 | 0.08 | 261 | 0 | 0.364 | 1 | 3 | cs | TRUE
150 | LV_306-43_0_4_line_150 |  | 141 | 149 | 0.0047986 | 0.125 | 0.08 | 261 | 0 | 0.364 | 1 | 1 | cs | TRUE
151 | LV_306-43_0_4_line_151 |  | 142 | 143 | 0.02487 | 0.125 | 0.08 | 261 | 0 | 0.364 | 1 | 1 | cs | TRUE
152 | LV_306-43_0_4_line_152 |  | 142 | 144 | 0.0041229 | 0.125 | 0.08 | 261 | 0 | 0.364 | 1 | 1 | cs | TRUE
153 | LV_306-43_0_4_line_153 |  | 143 | 145 | 0.00774 | 0.125 | 0.08 | 261 | 0 | 0.364 | 1 | 1 | cs | TRUE
154 | LV_306-43_0_4_line_154 |  | 144 | 146 | 0.027938 | 0.125 | 0.08 | 261 | 0 | 0.364 | 1 | 1 | cs | TRUE
155 | LV_306-43_0_4_line_155 |  | 147 | 150 | 0.0088516 | 0.125 | 0.08 | 261 | 0 | 0.364 | 1 | 1 | cs | TRUE
156 | LV_306-43_0_4_line_156 |  | 149 | 179 | 0.035749 | 0.125 | 0.08 | 261 | 0 | 0.364 | 1 | 1 | cs | TRUE
157 | LV_306-43_0_4_line_157 |  | 150 | 173 | 0.0091525 | 0.125 | 0.08 | 261 | 0 | 0.364 | 1 | 1 | cs | TRUE
158 | LV_306-43_0_4_line_158 |  | 151 | 152 | 0.0046049 | 0.125 | 0.08 | 261 | 0 | 0.364 | 1 | 1 | cs | TRUE
159 | LV_306-43_0_4_line_159 |  | 153 | 154 | 0.018179 | 0.125 | 0.08 | 261 | 0 | 0.364 | 1 | 1 | cs | TRUE
160 | LV_306-43_0_4_line_160 |  | 154 | 155 | 0.035555 | 0.125 | 0.08 | 261 | 0 | 0.364 | 1 | 1 | cs | TRUE
161 | LV_306-43_0_4_line_161 |  | 156 | 157 | 0.0061164 | 0.125 | 0.08 | 261 | 0 | 0.364 | 1 | 1 | cs | TRUE
162 | LV_306-43_0_4_line_162 |  | 156 | 158 | 0.0022006 | 0.125 | 0.08 | 261 | 0 | 0.364 | 1 | 1 | cs | TRUE
163 | LV_306-43_0_4_line_163 |  | 157 | 160 | 0.013193 | 0.125 | 0.08 | 261 | 0 | 0.364 | 1 | 1 | cs | TRUE
164 | LV_306-43_0_4_line_164 |  | 158 | 161 | 0.0030524 | 0.125 | 0.08 | 261 | 0 | 0.364 | 1 | 1 | cs | TRUE
165 | LV_306-43_0_4_line_165 |  | 159 | 162 | 0.010777 | 0.125 | 0.08 | 261 | 0 | 0.364 | 1 | 1 | cs | TRUE
166 | LV_306-43_0_4_line_166 |  | 160 | 163 | 0.0039359 | 0.125 | 0.08 | 261 | 0 | 0.364 | 1 | 1 | cs | TRUE
167 | LV_306-43_0_4_line_167 |  | 161 | 164 | 0.0057275 | 0.125 | 0.08 | 261 | 0 | 0.364 | 1 | 1 | cs | TRUE
168 | LV_306-43_0_4_line_168 |  | 162 | 180 | 0.040616 | 0.125 | 0.08 | 261 | 0 | 0.364 | 1 | 1 | cs | TRUE
169 | LV_306-43_0_4_line_169 |  | 163 | 193 | 0.001817 | 0.125 | 0.08 | 261 | 0 | 0.364 | 1 | 1 | cs | TRUE
170 | LV_306-43_0_4_line_170 |  | 164 | 170 | 0.012709 | 0.125 | 0.08 | 261 | 0 | 0.364 | 1 | 1 | cs | TRUE
171 | LV_306-43_0_4_line_171 |  | 166 | 167 | 0.0021241 | 0.125 | 0.08 | 261 | 0 | 0.364 | 1 | 1 | cs | TRUE
172 | LV_306-43_0_4_line_172 |  | 166 | 168 | 0.0030073 | 0.125 | 0.08 | 261 | 0 | 0.364 | 1 | 1 | cs | TRUE
173 | LV_306-43_0_4_line_173 |  | 167 | 169 | 0.0057487 | 0.125 | 0.08 | 261 | 0 | 0.364 | 1 | 1 | cs | TRUE
174 | LV_306-43_0_4_line_174 |  | 168 | 170 | 0.0055614 | 0.125 | 0.08 | 261 | 0 | 0.364 | 1 | 1 | cs | TRUE
175 | LV_306-43_0_4_line_175 |  | 169 | 171 | 0.0030613 | 0.125 | 0.08 | 261 | 0 | 0.364 | 1 | 1 | cs | TRUE
176 | LV_306-43_0_4_line_176 |  | 171 | 172 | 0.0117 | 0.125 | 0.08 | 261 | 0 | 0.364 | 1 | 1 | cs | TRUE
177 | LV_306-43_0_4_line_177 |  | 174 | 175 | 0.019487 | 0.125 | 0.08 | 261 | 0 | 0.364 | 1 | 1 | cs | TRUE
178 | LV_306-43_0_4_line_178 |  | 175 | 176 | 0.048595 | 0.125 | 0.08 | 261 | 0 | 0.364 | 1 | 1 | cs | TRUE
179 | LV_306-43_0_4_line_179 |  | 176 | 177 | 0.055324 | 0.125 | 0.08 | 261 | 0 | 0.364 | 1 | 1 | cs | TRUE
180 | LV_306-43_0_4_line_180 |  | 177 | 178 | 0.021049 | 0.125 | 0.08 | 261 | 0 | 0.364 | 1 | 1 | cs | TRUE
181 | LV_306-43_0_4_line_181 |  | 178 | 179 | 0.03544 | 0.125 | 0.08 | 261 | 0 | 0.364 | 1 | 1 | cs | TRUE
182 | LV_306-43_0_4_line_182 |  | 181 | 200 | 0.0048804 | 0.125 | 0.08 | 261 | 0 | 0.364 | 1 | 1 | cs | TRUE
183 | LV_306-43_0_4_line_183 |  | 182 | 198 | 0.0071132 | 0.125 | 0.08 | 261 | 0 | 0.364 | 1 | 1 | cs | TRUE
184 | LV_306-43_0_4_line_184 |  | 183 | 184 | 0.00019027 | 0.125 | 0.08 | 261 | 0 | 0.364 | 1 | 1 | cs | TRUE
185 | LV_306-43_0_4_line_185 |  | 183 | 185 | 0.020678 | 0.125 | 0.08 | 261 | 0 | 0.364 | 1 | 1 | cs | TRUE
186 | LV_306-43_0_4_line_186 |  | 184 | 186 | 0.0028874 | 0.125 | 0.08 | 261 | 0 | 0.364 | 1 | 1 | cs | TRUE
187 | LV_306-43_0_4_line_187 |  | 185 | 187 | 0.00051085 | 0.125 | 0.08 | 261 | 0 | 0.364 | 1 | 1 | cs | TRUE
188 | LV_306-43_0_4_line_188 |  | 185 | 188 | 0.016335 | 0.125 | 0.08 | 261 | 0 | 0.364 | 1 | 1 | cs | TRUE
189 | LV_306-43_0_4_line_189 |  | 186 | 189 | 0.00052539 | 0.125 | 0.08 | 261 | 0 | 0.364 | 1 | 1 | cs | TRUE
190 | LV_306-43_0_4_line_190 |  | 187 | 190 | 0.0055702 | 0.125 | 0.08 | 261 | 0 | 0.364 | 1 | 1 | cs | TRUE
191 | LV_306-43_0_4_line_191 |  | 188 | 191 | 0.0083271 | 0.125 | 0.08 | 261 | 0 | 0.364 | 1 | 1 | cs | TRUE
192 | LV_306-43_0_4_line_192 |  | 189 | 192 | 0.00016112 | 0.125 | 0.08 | 261 | 0 | 0.364 | 1 | 1 | cs | TRUE
193 | LV_306-43_0_4_line_193 |  | 190 | 193 | 0.0054521 | 0.125 | 0.08 | 261 | 0 | 0.364 | 1 | 1 | cs | TRUE
194 | LV_306-43_0_4_line_194 |  | 191 | 194 | 0.0090315 | 0.125 | 0.08 | 261 | 0 | 0.364 | 1 | 1 | cs | TRUE
195 | LV_306-43_0_4_line_195 |  | 195 | 196 | 0.011014 | 0.125 | 0.08 | 261 | 0 | 0.364 | 1 | 1 | cs | TRUE
196 | LV_306-43_0_4_line_196 |  | 195 | 197 | 0.0054388 | 0.125 | 0.08 | 261 | 0 | 0.364 | 1 | 1 | cs | TRUE
197 | LV_306-43_0_4_line_197 |  | 196 | 198 | 0.0064427 | 0.125 | 0.08 | 261 | 0 | 0.364 | 1 | 1 | cs | TRUE
198 | LV_306-43_0_4_line_198 |  | 197 | 199 | 0.0051412 | 0.125 | 0.08 | 261 | 0 | 0.364 | 1 | 1 | cs | TRUE
199 | LV_306-43_0_4_line_199 |  | 199 | 200 | 0.0048053 | 0.125 | 0.08 | 261 | 0 | 0.364 | 1 | 1 | cs | TRUE

## trafo
| name | std_type | hv_bus | lv_bus | sn_mva | vn_hv_kv | vn_lv_kv | vk_percent | vkr_percent | pfe_kw | i0_percent | shift_degree | tap_side | tap_neutral | tap_min | tap_max | tap_step_percent | tap_step_degree | tap_pos | tap_phase_shifter | parallel | df | in_service
0 | LV_306-43_0_4_trafo_136 | 0.63 MVA 20/0.4 kV | 201 | 119 | 0.63 | 20 | 0.4 | 6 | 1.206 | 1.65 | 0.2619 | 150 | hv | 0 | -2 | 2 | 2.5 | 0 | 0 | FALSE | 1 | 1 | TRUE

## line_geodata
| x0 | y0 | x1 | y1 | x2 | y2 | x3 | y3 | x4 | y4 | x5 | y5 | x6 | y6 | x7 | y7 | x8 | y8
0 | 2590780.8501 | 1213859.2458 | 2590775.1284 | 1213856.0093 | 2590774.5736 | 1213855.7288
1 | 2590825.3482 | 1213891.5622 | 2590813.623 | 1213877.7838 | 2590780.8501 | 1213859.2458
2 | 2590750.9149 | 1213843.7658 | 2590774.5736 | 1213855.7288
3 | 2590825.3482 | 1213891.5622 | 2590799.6342 | 1213908.1945
4 | 2590854.2112 | 1213824.4465 | 2590825.3482 | 1213891.5622
5 | 2590728.399 | 1213954.271 | 2590799.6342 | 1213908.1945
6 | 2590854.2112 | 1213824.4465 | 2590860.0281 | 1213824.4391
7 | 2590847.6729 | 1213820.1431 | 2590854.2112 | 1213824.4465
8 | 2590847.6729 | 1213820.1431 | 2590847.8365 | 1213814.332
9 | 2590848.2992 | 1213797.9074 | 2590847.8365 | 1213814.332
10 | 2590848.2992 | 1213797.9074 | 2590831.9172 | 1213798.1996
11 | 2590831.9172 | 1213798.1996 | 2590831.9908 | 1213790.4876
12 | 2590848.2992 | 1213797.9074 | 2590855.7268 | 1213797.7402 | 2590855.556 | 1213795.328
13 | 2590831.9908 | 1213790.4876 | 2590832.0286 | 1213786.5221
14 | 2590728.399 | 1213954.271 | 2590733.8973 | 1213958.9427 | 2590769.1044 | 1213976.7977 | 2590789.3911 | 1213987.183
15 | 2590860.0281 | 1213824.4391 | 2590865.0591 | 1213824.4327
16 | 2590809.0993 | 1213947.9525 | 2590789.3911 | 1213987.183
17 | 2590789.3911 | 1213987.183 | 2590826.8935 | 1214006.3799 | 2590835.2551 | 1214011.1141
18 | 2590854.7886 | 1213986.47 | 2590835.2551 | 1214011.1141
19 | 2590835.2551 | 1214011.1141 | 2590851.9677 | 1214020.5711
20 | 2590921.5861 | 1213868.812 | 2590916.7357 | 1213865.6176 | 2590906.9338 | 1213859.1633
21 | 2590921.5861 | 1213868.812 | 2590938.6073 | 1213859.514 | 2590942.2094 | 1213856.8206
22 | 2590906.9338 | 1213859.1633 | 2590898.9822 | 1213853.9273
23 | 2590969.3241 | 1213836.554 | 2590960.4936 | 1213843.149 | 2590942.2094 | 1213856.8206
24 | 2590898.9822 | 1213853.9273 | 2590895.4526 | 1213851.6032
25 | 2590969.3241 | 1213836.554 | 2590963.4715 | 1213828.6363
26 | 2590885.779 | 1214038.0622 | 2590862.1565 | 1214026.3365 | 2590851.9677 | 1214020.5711
27 | 2590891.9956 | 1213849.3268 | 2590895.4526 | 1213851.6032
28 | 2590959.8738 | 1213828.6418 | 2590963.4715 | 1213828.6363 | 2590963.4715 | 1213828.6363
29 | 2590891.9956 | 1213849.3268 | 2590888.5372 | 1213847.0495
30 | 2591179.8887 | 1213781.8053 | 2591199.2279 | 1213793.1622
31 | 2591179.8887 | 1213781.8053 | 2591170.1043 | 1213798.3354
32 | 2591076.645 | 1213738.636 | 2591179.8887 | 1213781.8053
33 | 2591170.1043 | 1213798.3354 | 2591156.1698 | 1213821.8768
34 | 2591076.645 | 1213738.636 | 2591075.3887 | 1213741.6396 | 2591073.7072 | 1213744.655 | 2591065.6175 | 1213755.9828
35 | 2591077.5567 | 1213728.8292 | 2591077.7428 | 1213731.3525 | 2591077.6707 | 1213733.854 | 2591077.3703 | 1213736.1447 | 2591076.645 | 1213738.636
36 | 2591141.6913 | 1213902.0077 | 2591149.2293 | 1213833.6025
37 | 2591141.6913 | 1213902.0077 | 2591125.1981 | 1213927.0721
38 | 2591149.2293 | 1213833.6025 | 2591154.504 | 1213824.6912
39 | 2591125.1981 | 1213927.0721 | 2591103.9982 | 1213959.2891
40 | 2591426.6807 | 1213600.1592 | 2591440.3105 | 1213575.1931
41 | 2591298.2769 | 1213574.0983 | 2591426.6807 | 1213600.1592
42 | 2591451.826 | 1213554.1 | 2591440.3105 | 1213575.1931
43 | 2591310.513 | 1213533.4752 | 2591298.2769 | 1213574.0983
44 | 2591451.826 | 1213554.1 | 2591464.7725 | 1213562.1636
45 | 2591464.7725 | 1213562.1636 | 2591487.1942 | 1213576.1446
46 | 2591154.504 | 1213824.6912 | 2591156.1698 | 1213821.8768
47 | 2591058.3787 | 1213766.1191 | 2591065.6175 | 1213755.9828
48 | 2591077.5567 | 1213728.8292 | 2591077.0904 | 1213726.7843 | 2591076.7989 | 1213725.8146
49 | 2591321.6412 | 1213496.6576 | 2591317.2042 | 1213511.2612 | 2591310.513 | 1213533.4752
50 | 2591226.2427 | 1213477.9196 | 2591321.6412 | 1213496.6576
51 | 2591052.2935 | 1213897.0616 | 2591039.3938 | 1213910.6557 | 2591032.6758 | 1213918.0077
52 | 2591001.8769 | 1213951.7136 | 2591032.6758 | 1213918.0077
53 | 2591052.2935 | 1213897.0616 | 2591061.255 | 1213887.6177
54 | 2591001.8769 | 1213951.7136 | 2591024.0612 | 1213972.689
55 | 2591078.4831 | 1213869.4623 | 2591061.255 | 1213887.6177
56 | 2591076.7522 | 1214000.6942 | 2591060.8379 | 1213998.5059 | 2591050.3815 | 1213994.5306 | 2591041.9369 | 1213990.0076 | 2591034.5587 | 1213982.6146 | 2591024.0612 | 1213972.689
57 | 2591076.7522 | 1214000.6942 | 2591085.1045 | 1213988.0015
58 | 2590885.779 | 1214038.0622 | 2590904.7942 | 1214047.9008
59 | 2590885.779 | 1214038.0622 | 2590892.7219 | 1214024.9443
60 | 2590901.2196 | 1214008.8887 | 2590892.7219 | 1214024.9443
61 | 2591085.1045 | 1213988.0015 | 2591103.9982 | 1213959.2891
62 | 2590959.8738 | 1213828.6418 | 2590954.9119 | 1213828.6494 | 2590950.9533 | 1213826.6857
63 | 2590950.9533 | 1213826.6857 | 2590947.1592 | 1213824.8036 | 2590947.0905 | 1213824.8055
64 | 2590947.0905 | 1213824.8055 | 2590942.0632 | 1213824.9484
65 | 2590931.8559 | 1213825.2384 | 2590942.0632 | 1213824.9484
66 | 2591001.2476 | 1213812.8365 | 2591029.5867 | 1213794.283
67 | 2591001.2476 | 1213812.8365 | 2590996.8628 | 1213806.2172
68 | 2591029.5867 | 1213794.283 | 2591040.6783 | 1213786.1394 | 2591041.6542 | 1213785.2959
69 | 2590992.4577 | 1213806.2239 | 2590996.8628 | 1213806.2172 | 2590996.8628 | 1213806.2172
70 | 2590926.3844 | 1213818.2317 | 2590931.8559 | 1213825.2384
71 | 2591041.6542 | 1213785.2959 | 2591045.7679 | 1213781.7403 | 2591049.1422 | 1213778.1331 | 2591054.1154 | 1213772.0889 | 2591058.3787 | 1213766.1191
72 | 2590992.4577 | 1213806.2239 | 2590987.464 | 1213806.2316
73 | 2590926.3844 | 1213818.2317 | 2590926.3853 | 1213813.7392
74 | 2590870.1055 | 1213824.4263 | 2590865.0591 | 1213824.4327
75 | 2590926.3853 | 1213813.7392 | 2590926.3853 | 1213813.7348
76 | 2590926.3878 | 1213800.6774 | 2590926.3853 | 1213813.7348
77 | 2590884.8447 | 1213824.4075 | 2590894.8367 | 1213824.3948 | 2590894.8275 | 1213818.4471
78 | 2590884.8447 | 1213824.4075 | 2590879.9436 | 1213824.4138
79 | 2590923.3802 | 1213800.6709 | 2590926.3878 | 1213800.6774
80 | 2590879.9436 | 1213824.4138 | 2590875.0314 | 1213824.42
81 | 2590923.3802 | 1213800.6709 | 2590911.1231 | 1213800.6267
82 | 2590923.3802 | 1213800.6709 | 2590923.4538 | 1213792.1208
83 | 2590870.1055 | 1213824.4263 | 2590875.0314 | 1213824.42
84 | 2590904.3605 | 1213800.6024 | 2590911.1231 | 1213800.6267
85 | 2590923.5671 | 1213778.9584 | 2590923.4538 | 1213792.1208
86 | 2590955.9958 | 1213797.4191 | 2590955.9854 | 1213790.6515
87 | 2590955.9958 | 1213797.4191 | 2590960.3617 | 1213801.6037 | 2590969.4036 | 1213801.5898
88 | 2590955.3725 | 1213782.9505 | 2590955.9736 | 1213782.9332 | 2590955.9854 | 1213790.6515
89 | 2590969.4036 | 1213801.5898 | 2590974.3935 | 1213801.5822
90 | 2590904.3605 | 1213800.6024 | 2590895.2861 | 1213800.5696 | 2590895.2779 | 1213795.2667 | 2590895.2779 | 1213795.2667
91 | 2590923.5671 | 1213778.9584 | 2590933.9111 | 1213778.9426
92 | 2590923.6003 | 1213775.89 | 2590923.5671 | 1213778.9584
93 | 2590955.3725 | 1213782.9505 | 2590949.8371 | 1213783.1094 | 2590944.3394 | 1213778.9266 | 2590944.3394 | 1213778.9266
94 | 2590977.7998 | 1213801.577 | 2590974.3935 | 1213801.5822
95 | 2590895.2779 | 1213795.2667 | 2590891.3456 | 1213795.2727
96 | 2590939.2208 | 1213778.9344 | 2590933.9111 | 1213778.9426
97 | 2590923.6003 | 1213775.89 | 2590909.4356 | 1213773.4362
98 | 2590923.6003 | 1213775.89 | 2590923.6605 | 1213768.942
99 | 2590944.3394 | 1213778.9266 | 2590939.2208 | 1213778.9344
100 | 2590987.464 | 1213806.2316 | 2590982.007 | 1213806.2399 | 2590977.7998 | 1213801.577 | 2590977.7998 | 1213801.577
101 | 2590996.0041 | 1213773.9599 | 2590995.0203 | 1213773.4127 | 2590982.0786 | 1213767.5674
102 | 2590959.6789 | 1213757.0013 | 2590965.0676 | 1213759.8842 | 2590982.0786 | 1213767.5674
103 | 2590872.8346 | 1213795.3013 | 2590861.8348 | 1213795.3183
104 | 2590872.8346 | 1213795.3013 | 2590876.7299 | 1213786.9808
105 | 2590861.8348 | 1213795.3183 | 2590856.9755 | 1213795.3258
106 | 2590876.7299 | 1213786.9808 | 2590878.3273 | 1213783.5688
107 | 2590856.9755 | 1213795.3258 | 2590855.556 | 1213795.328
108 | 2590908.3008 | 1213721.2608 | 2590909.6796 | 1213715.5229
109 | 2590913.073 | 1213701.431 | 2590912.0013 | 1213705.8907 | 2590910.7863 | 1213710.9177 | 2590909.6796 | 1213715.5229
110 | 2590908.3008 | 1213721.2608 | 2590907.443 | 1213724.8306 | 2590907.3327 | 1213727.1543 | 2590907.8444 | 1213728.999 | 2590910.233 | 1213731.4634 | 2590913.0913 | 1213733.0932 | 2590915.2045 | 1213733.942
111 | 2590913.073 | 1213701.431 | 2590916.9157 | 1213701.1361
112 | 2590913.073 | 1213701.431 | 2590902.2706 | 1213698.2986
113 | 2590921.988 | 1213736.6665 | 2590915.2045 | 1213733.942
114 | 2590916.9157 | 1213701.1361 | 2590919.7917 | 1213699.5085 | 2590921.0011 | 1213695.7045 | 2590920.9516 | 1213691.2702
115 | 2590916.9157 | 1213701.1361 | 2590923.6254 | 1213708.1964 | 2590930.9443 | 1213711.7247
116 | 2590902.2706 | 1213698.2986 | 2590899.3805 | 1213697.4606
117 | 2590925.0432 | 1213751.0627 | 2590926.7441 | 1213745.8572 | 2590927.4088 | 1213743.4771 | 2590927.2765 | 1213741.3872 | 2590926.5673 | 1213739.5539 | 2590924.5898 | 1213737.7115 | 2590921.988 | 1213736.6665
118 | 2590920.9516 | 1213691.2702 | 2590920.8733 | 1213684.2616
119 | 2590933.9929 | 1213713.1944 | 2590930.9443 | 1213711.7247
120 | 2590899.3805 | 1213697.4606 | 2590895.2594 | 1213696.2656
121 | 2590925.0432 | 1213751.0627 | 2590923.818 | 1213754.4443 | 2590923.7681 | 1213756.5344 | 2590923.7068 | 1213763.6068
122 | 2590925.0432 | 1213751.0627 | 2590938.254 | 1213752.988 | 2590944.7521 | 1213753.2396
123 | 2590895.2594 | 1213696.2656 | 2590894.3581 | 1213696.0042
124 | 2590923.7068 | 1213763.6068 | 2590923.6605 | 1213768.942
125 | 2590944.7521 | 1213753.2396 | 2590949.5789 | 1213753.4264 | 2590955.491 | 1213755.1421
126 | 2590894.3581 | 1213696.0042 | 2590888.9494 | 1213694.4358
127 | 2590832.1864 | 1213769.9894 | 2590832.0286 | 1213786.5221
128 | 2590832.2308 | 1213765.3473 | 2590832.1864 | 1213769.9894
129 | 2590832.2308 | 1213765.3473 | 2590847.4176 | 1213765.196
130 | 2590831.975 | 1213757.132 | 2590832.2308 | 1213765.3473
131 | 2590860.4147 | 1213765.0664 | 2590847.4176 | 1213765.196
132 | 2590831.975 | 1213757.132 | 2590798.5119 | 1213756.6245
133 | 2590831.975 | 1213757.132 | 2590832.0641 | 1213750.9284 | 2590832.0701 | 1213750.5002
134 | 2590866.2705 | 1213765.0081 | 2590860.4147 | 1213765.0664
135 | 2590798.5119 | 1213756.6245 | 2590796.8754 | 1213756.5997
136 | 2590832.2092 | 1213740.6778 | 2590832.0701 | 1213750.5002
137 | 2591024.8997 | 1213658.7362 | 2591022.3516 | 1213656.272 | 2590996.6806 | 1213626.9057 | 2590993.4659 | 1213620.6182 | 2590993.6083 | 1213613.2287
138 | 2590993.6559 | 1213610.7568 | 2590993.6083 | 1213613.2287
139 | 2591024.8997 | 1213658.7362 | 2591014.3001 | 1213685.8231
140 | 2591024.8997 | 1213658.7362 | 2591032.5057 | 1213650.8647 | 2591037.5588 | 1213638.804
141 | 2591014.3001 | 1213685.8231 | 2591030.673 | 1213694.3808
142 | 2591014.3001 | 1213685.8231 | 2590997.6785 | 1213677.5806
143 | 2591037.5588 | 1213638.804 | 2591162.6612 | 1213462.7896
144 | 2591030.673 | 1213694.3808 | 2591023.972 | 1213708.0846
145 | 2591030.673 | 1213694.3808 | 2591039.7181 | 1213698.9252 | 2591046.4581 | 1213702.2871
146 | 2590996.9321 | 1213677.2104 | 2590997.6785 | 1213677.5806
147 | 2591163.3287 | 1213462.9484 | 2591162.6612 | 1213462.7896
148 | 2591020.7811 | 1213714.6099 | 2591023.972 | 1213708.0846
149 | 2591076.7989 | 1213725.8146 | 2591076.4491 | 1213724.6507 | 2591075.1763 | 1213721.6843 | 2591073.9425 | 1213719.4738 | 2591072.6258 | 1213717.6081 | 2591070.1688 | 1213715.166 | 2591067.9256 | 1213713.4128 | 2591065.2495 | 1213711.6603 | 2591046.4581 | 1213702.2871
150 | 2590996.9321 | 1213677.2104 | 2590992.633 | 1213675.0786
151 | 2591194.5185 | 1213470.3704 | 2591218.713 | 1213476.1278
152 | 2591194.5185 | 1213470.3704 | 2591190.5076 | 1213469.416
153 | 2591226.2427 | 1213477.9196 | 2591218.713 | 1213476.1278
154 | 2591190.5076 | 1213469.416 | 2591163.3287 | 1213462.9484
155 | 2591020.7811 | 1213714.6099 | 2591016.8928 | 1213722.5617
156 | 2590992.633 | 1213675.0786 | 2590988.3962 | 1213672.9775 | 2590960.8045 | 1213658.8018
157 | 2591012.8722 | 1213730.7838 | 2591016.8928 | 1213722.5617
158 | 2590959.6789 | 1213757.0013 | 2590957.0482 | 1213755.594 | 2590955.491 | 1213755.1421
159 | 2590832.4681 | 1213722.5007 | 2590832.3242 | 1213732.551 | 2590832.2092 | 1213740.6778
160 | 2590832.4681 | 1213722.5007 | 2590847.9067 | 1213721.0426 | 2590863.782 | 1213722.0297 | 2590867.7021 | 1213723.3667
161 | 2590836.2288 | 1213679.1483 | 2590830.3841 | 1213677.3457
162 | 2590836.2288 | 1213679.1483 | 2590838.3423 | 1213679.7611
163 | 2590817.7773 | 1213673.4576 | 2590830.3841 | 1213677.3457
164 | 2590841.2739 | 1213680.6112 | 2590838.3423 | 1213679.7611
165 | 2590786.0997 | 1213756.4363 | 2590796.8754 | 1213756.5997
166 | 2590817.7773 | 1213673.4576 | 2590814.0162 | 1213672.2976
167 | 2590846.7748 | 1213682.2063 | 2590841.2739 | 1213680.6112
168 | 2590786.0997 | 1213756.4363 | 2590758.0128 | 1213727.0969
169 | 2590812.2798 | 1213671.7621 | 2590814.0162 | 1213672.2976
170 | 2590846.7748 | 1213682.2063 | 2590858.9814 | 1213685.7459
171 | 2590869.2512 | 1213688.7239 | 2590867.2111 | 1213688.1323
172 | 2590864.3229 | 1213687.2948 | 2590867.2111 | 1213688.1323
173 | 2590869.2512 | 1213688.7239 | 2590874.7725 | 1213690.3249
174 | 2590858.9814 | 1213685.7459 | 2590864.3229 | 1213687.2948
175 | 2590874.7725 | 1213690.3249 | 2590877.7127 | 1213691.1775
176 | 2590888.9494 | 1213694.4358 | 2590877.7127 | 1213691.1775
177 | 2590795.2938 | 1213589.8112 | 2590812.9061 | 1213597.4608 | 2590813.1823 | 1213597.5299
178 | 2590859.7983 | 1213611.0975 | 2590839.4543 | 1213604.1011 | 2590813.1823 | 1213597.5299
179 | 2590910.3071 | 1213633.4941 | 2590873.4384 | 1213615.7885 | 2590859.7983 | 1213611.0975
180 | 2590929.2818 | 1213642.6064 | 2590910.3071 | 1213633.4941
181 | 2590929.2818 | 1213642.6064 | 2590960.8045 | 1213658.8018
182 | 2590871.1506 | 1213764.9595 | 2590866.2705 | 1213765.0081
183 | 2590909.4356 | 1213773.4362 | 2590902.4268 | 1213772.2221
184 | 2590782.9185 | 1213660.237 | 2590782.7372 | 1213660.1793
185 | 2590801.259 | 1213668.3632 | 2590792.8167 | 1213665.786 | 2590790.4801 | 1213662.6434 | 2590782.9185 | 1213660.237
186 | 2590782.7372 | 1213660.1793 | 2590779.9858 | 1213659.3037
187 | 2590801.7472 | 1213668.5137 | 2590801.259 | 1213668.3632
188 | 2590801.259 | 1213668.3632 | 2590796.722 | 1213684.0557
189 | 2590779.9858 | 1213659.3037 | 2590779.4852 | 1213659.1443
190 | 2590807.0699 | 1213670.1553 | 2590801.7472 | 1213668.5137
191 | 2590796.722 | 1213684.0557 | 2590794.4092 | 1213692.0552
192 | 2590779.4852 | 1213659.1443 | 2590779.3316 | 1213659.0955
193 | 2590807.0699 | 1213670.1553 | 2590812.2798 | 1213671.7621
194 | 2590794.4092 | 1213692.0552 | 2590791.9007 | 1213700.7314
195 | 2590885.84 | 1213767.5212 | 2590890.5227 | 1213770.1599 | 2590896.0786 | 1213771.1224
196 | 2590885.84 | 1213767.5212 | 2590881.0966 | 1213764.8603
197 | 2590896.0786 | 1213771.1224 | 2590902.4268 | 1213772.2221
198 | 2590875.9557 | 1213764.9116 | 2590881.0966 | 1213764.8603
199 | 2590875.9557 | 1213764.9116 | 2590871.1506 | 1213764.9595

## bus_geodata
| x | y | coords
0 | 2590780.8501 | 1213859.2458
1 | 2590774.5736 | 1213855.7288
2 | 2590825.3482 | 1213891.5622
3 | 2590750.9149 | 1213843.7658
4 | 2590799.6342 | 1213908.1945
5 | 2590854.2112 | 1213824.4465
6 | 2590847.6729 | 1213820.1431
7 | 2590847.8365 | 1213814.332
8 | 2590831.9172 | 1213798.1996
9 | 2590848.2992 | 1213797.9074
10 | 2590831.9908 | 1213790.4876
11 | 2590728.399 | 1213954.271
12 | 2590860.0281 | 1213824.4391
13 | 2590789.3911 | 1213987.183
14 | 2590809.0993 | 1213947.9525
15 | 2590835.2551 | 1214011.1141
16 | 2590921.5861 | 1213868.812
17 | 2590906.9338 | 1213859.1633
18 | 2590942.2094 | 1213856.8206
19 | 2590898.9822 | 1213853.9273
20 | 2590969.3241 | 1213836.554
21 | 2590854.7886 | 1213986.47
22 | 2590851.9677 | 1214020.5711
23 | 2590895.4526 | 1213851.6032
24 | 2590963.4715 | 1213828.6363
25 | 2590888.5372 | 1213847.0495
26 | 2590891.9956 | 1213849.3268
27 | 2591199.2279 | 1213793.1622
28 | 2591179.8887 | 1213781.8053
29 | 2591170.1043 | 1213798.3354
30 | 2591076.645 | 1213738.636
31 | 2591141.6913 | 1213902.0077
32 | 2591149.2293 | 1213833.6025
33 | 2591125.1981 | 1213927.0721
34 | 2591426.6807 | 1213600.1592
35 | 2591440.3105 | 1213575.1931
36 | 2591298.2769 | 1213574.0983
37 | 2591451.826 | 1213554.1
38 | 2591464.7725 | 1213562.1636
39 | 2591487.1942 | 1213576.1446
40 | 2591156.1698 | 1213821.8769
41 | 2591065.6175 | 1213755.9828
42 | 2591077.5567 | 1213728.8292
43 | 2591310.513 | 1213533.4752
44 | 2591321.6412 | 1213496.6576
45 | 2591154.504 | 1213824.6912
46 | 2591032.6758 | 1213918.0077
47 | 2591052.2935 | 1213897.0616
48 | 2591001.8769 | 1213951.7136
49 | 2591061.255 | 1213887.6177
50 | 2591024.0612 | 1213972.689
51 | 2591078.4831 | 1213869.4623
52 | 2591076.7522 | 1214000.6942
53 | 2590904.7942 | 1214047.9008
54 | 2590885.7789 | 1214038.0622
55 | 2590892.7219 | 1214024.9443
56 | 2590901.2196 | 1214008.8887
57 | 2591085.1045 | 1213988.0015
58 | 2591103.9982 | 1213959.2891
59 | 2590959.8738 | 1213828.6418
60 | 2590950.9533 | 1213826.6857
61 | 2590947.0905 | 1213824.8055
62 | 2590942.0632 | 1213824.9484
63 | 2591001.2476 | 1213812.8365
64 | 2591029.5867 | 1213794.283
65 | 2590996.8628 | 1213806.2172
66 | 2590931.8559 | 1213825.2384
67 | 2591041.6542 | 1213785.2959
68 | 2590992.4577 | 1213806.2239
69 | 2590926.3844 | 1213818.2317
70 | 2590865.0591 | 1213824.4327
71 | 2590926.3853 | 1213813.7392
72 | 2590926.3853 | 1213813.7348
73 | 2590894.8275 | 1213818.4471
74 | 2590884.8447 | 1213824.4075
75 | 2590926.3878 | 1213800.6774
76 | 2590879.9436 | 1213824.4138
77 | 2590923.3802 | 1213800.6709
78 | 2590875.0314 | 1213824.42
79 | 2590911.1231 | 1213800.6267
80 | 2590923.4538 | 1213792.1208
81 | 2590955.9958 | 1213797.4191
82 | 2590955.9854 | 1213790.6515
83 | 2590969.4036 | 1213801.5898
84 | 2590904.3605 | 1213800.6024
85 | 2590923.5671 | 1213778.9584
86 | 2590955.3725 | 1213782.9505
87 | 2590974.3935 | 1213801.5822
88 | 2590895.2779 | 1213795.2667
89 | 2590933.9111 | 1213778.9426
90 | 2590923.6003 | 1213775.89
91 | 2590944.3395 | 1213778.9266
92 | 2590977.7998 | 1213801.577
93 | 2590987.464 | 1213806.2316
94 | 2590939.2208 | 1213778.9344
95 | 2590996.0041 | 1213773.9599
96 | 2590982.0786 | 1213767.5674
97 | 2591058.3787 | 1213766.1191
98 | 2590891.3456 | 1213795.2727
99 | 2590872.8346 | 1213795.3013
100 | 2590861.8348 | 1213795.3183
101 | 2590876.7299 | 1213786.9808
102 | 2590856.9755 | 1213795.3258
103 | 2590878.3273 | 1213783.5688
104 | 2590909.6796 | 1213715.5229
105 | 2590908.3008 | 1213721.2608
106 | 2590913.073 | 1213701.431
107 | 2590915.2045 | 1213733.942
108 | 2590916.9157 | 1213701.1361
109 | 2590902.2706 | 1213698.2986
110 | 2590921.988 | 1213736.6665
111 | 2590920.9516 | 1213691.2702
112 | 2590930.9443 | 1213711.7247
113 | 2590899.3805 | 1213697.4606
114 | 2590925.0432 | 1213751.0627
115 | 2590920.8733 | 1213684.2616
116 | 2590933.9929 | 1213713.1944
117 | 2590895.2594 | 1213696.2656
118 | 2590923.7068 | 1213763.6068
119 | 2590944.7521 | 1213753.2396
120 | 2590894.3581 | 1213696.0042
121 | 2590870.1055 | 1213824.4263
122 | 2590832.0286 | 1213786.5221
123 | 2590832.1864 | 1213769.9894
124 | 2590832.2308 | 1213765.3473
125 | 2590855.556 | 1213795.328
126 | 2590847.4176 | 1213765.196
127 | 2590831.975 | 1213757.132
128 | 2590860.4147 | 1213765.0664
129 | 2590798.5119 | 1213756.6245
130 | 2590832.0701 | 1213750.5002
131 | 2590993.6083 | 1213613.2287
132 | 2591024.8997 | 1213658.7362
133 | 2590993.6559 | 1213610.7568
134 | 2591014.3001 | 1213685.8231
135 | 2591037.5588 | 1213638.804
136 | 2591030.673 | 1213694.3808
137 | 2590997.6785 | 1213677.5806
138 | 2591162.6612 | 1213462.7896
139 | 2591023.972 | 1213708.0846
140 | 2591046.4581 | 1213702.2871
141 | 2590996.9321 | 1213677.2104
142 | 2591194.5185 | 1213470.3704
143 | 2591218.713 | 1213476.1278
144 | 2591190.5076 | 1213469.416
145 | 2591226.2427 | 1213477.9196
146 | 2591163.3287 | 1213462.9484
147 | 2591020.7811 | 1213714.6099
148 | 2591076.7989 | 1213725.8146
149 | 2590992.633 | 1213675.0786
150 | 2591016.8928 | 1213722.5617
151 | 2590959.6789 | 1213757.0013
152 | 2590955.491 | 1213755.1421
153 | 2590832.2092 | 1213740.6778
154 | 2590832.4681 | 1213722.5007
155 | 2590867.7021 | 1213723.3667
156 | 2590836.2288 | 1213679.1483
157 | 2590830.3841 | 1213677.3457
158 | 2590838.3423 | 1213679.7611
159 | 2590796.8754 | 1213756.5997
160 | 2590817.7773 | 1213673.4576
161 | 2590841.2739 | 1213680.6112
162 | 2590786.0997 | 1213756.4363
163 | 2590814.0162 | 1213672.2976
164 | 2590846.7748 | 1213682.2063
165 | 2590923.6605 | 1213768.942
166 | 2590867.2111 | 1213688.1323
167 | 2590869.2512 | 1213688.7239
168 | 2590864.3229 | 1213687.2948
169 | 2590874.7725 | 1213690.3249
170 | 2590858.9814 | 1213685.7459
171 | 2590877.7127 | 1213691.1775
172 | 2590888.9494 | 1213694.4358
173 | 2591012.8722 | 1213730.7838
174 | 2590795.2938 | 1213589.8112
175 | 2590813.1823 | 1213597.5299
176 | 2590859.7983 | 1213611.0975
177 | 2590910.3071 | 1213633.4941
178 | 2590929.2818 | 1213642.6064
179 | 2590960.8045 | 1213658.8018
180 | 2590758.0128 | 1213727.0969
181 | 2590866.2705 | 1213765.0081
182 | 2590909.4356 | 1213773.4362
183 | 2590782.9185 | 1213660.237
184 | 2590782.7372 | 1213660.1793
185 | 2590801.259 | 1213668.3632
186 | 2590779.9858 | 1213659.3037
187 | 2590801.7472 | 1213668.5137
188 | 2590796.722 | 1213684.0557
189 | 2590779.4852 | 1213659.1443
190 | 2590807.0699 | 1213670.1553
191 | 2590794.4092 | 1213692.0552
192 | 2590779.3316 | 1213659.0955
193 | 2590812.2798 | 1213671.7621
194 | 2590791.9007 | 1213700.7314
195 | 2590885.84 | 1213767.5212
196 | 2590896.0786 | 1213771.1224
197 | 2590881.0966 | 1213764.8603
198 | 2590902.4268 | 1213772.2221
199 | 2590875.9557 | 1213764.9116
200 | 2590871.1506 | 1213764.9595
201 | 2590925.0432 | 1213751.0627

## line_std_types
| c_nf_per_km | r_ohm_per_km | x_ohm_per_km | max_i_ka | type | q_mm2 | alpha | voltage_rating
NAYY 4x50 SE | 210 | 0.642 | 0.083 | 0.142 | cs | 50 | 0.00403 | LV
NAYY 4x120 SE | 264 | 0.225 | 0.08 | 0.242 | cs | 120 | 0.00403 | LV
NAYY 4x150 SE | 261 | 0.208 | 0.08 | 0.27 | cs | 150 | 0.00403 | LV
NA2XS2Y 1x95 RM/25 12/20 kV | 216 | 0.313 | 0.132 | 0.252 | cs | 95 | 0.00403 | MV
NA2XS2Y 1x185 RM/25 12/20 kV | 273 | 0.161 | 0.117 | 0.362 | cs | 185 | 0.00403 | MV
NA2XS2Y 1x240 RM/25 12/20 kV | 304 | 0.122 | 0.112 | 0.421 | cs | 240 | 0.00403 | MV
NA2XS2Y 1x95 RM/25 6/10 kV | 315 | 0.313 | 0.123 | 0.249 | cs | 95 | 0.00403 | MV
NA2XS2Y 1x185 RM/25 6/10 kV | 406 | 0.161 | 0.11 | 0.358 | cs | 185 | 0.00403 | MV
NA2XS2Y 1x240 RM/25 6/10 kV | 456 | 0.122 | 0.105 | 0.416 | cs | 240 | 0.00403 | MV
NA2XS2Y 1x150 RM/25 12/20 kV | 250 | 0.206 | 0.116 | 0.319 | cs | 150 | 0.00403 | MV
NA2XS2Y 1x120 RM/25 12/20 kV | 230 | 0.253 | 0.119 | 0.283 | cs | 120 | 0.00403 | MV
NA2XS2Y 1x70 RM/25 12/20 kV | 190 | 0.443 | 0.132 | 0.22 | cs | 70 | 0.00403 | MV
NA2XS2Y 1x150 RM/25 6/10 kV | 360 | 0.206 | 0.11 | 0.315 | cs | 150 | 0.00403 | MV
NA2XS2Y 1x120 RM/25 6/10 kV | 340 | 0.253 | 0.113 | 0.28 | cs | 120 | 0.00403 | MV
NA2XS2Y 1x70 RM/25 6/10 kV | 280 | 0.443 | 0.123 | 0.217 | cs | 70 | 0.00403 | MV
N2XS(FL)2Y 1x120 RM/35 64/110 kV | 112 | 0.153 | 0.166 | 0.366 | cs | 120 | 0.00393 | HV
N2XS(FL)2Y 1x185 RM/35 64/110 kV | 125 | 0.099 | 0.156 | 0.457 | cs | 185 | 0.00393 | HV
N2XS(FL)2Y 1x240 RM/35 64/110 kV | 135 | 0.075 | 0.149 | 0.526 | cs | 240 | 0.00393 | HV
N2XS(FL)2Y 1x300 RM/35 64/110 kV | 144 | 0.06 | 0.144 | 0.588 | cs | 300 | 0.00393 | HV
15-AL1/3-ST1A 0.4 | 11 | 1.8769 | 0.35 | 0.105 | ol | 16 | 0.00403 | LV
24-AL1/4-ST1A 0.4 | 11.25 | 1.2012 | 0.335 | 0.14 | ol | 24 | 0.00403 | LV
48-AL1/8-ST1A 0.4 | 12.2 | 0.5939 | 0.3 | 0.21 | ol | 48 | 0.00403 | LV
94-AL1/15-ST1A 0.4 | 13.2 | 0.306 | 0.29 | 0.35 | ol | 94 | 0.00403 | LV
34-AL1/6-ST1A 10.0 | 9.7 | 0.8342 | 0.36 | 0.17 | ol | 34 | 0.00403 | MV
48-AL1/8-ST1A 10.0 | 10.1 | 0.5939 | 0.35 | 0.21 | ol | 48 | 0.00403 | MV
70-AL1/11-ST1A 10.0 | 10.4 | 0.4132 | 0.339 | 0.29 | ol | 70 | 0.00403 | MV
94-AL1/15-ST1A 10.0 | 10.75 | 0.306 | 0.33 | 0.35 | ol | 94 | 0.00403 | MV
122-AL1/20-ST1A 10.0 | 11.1 | 0.2376 | 0.323 | 0.41 | ol | 122 | 0.00403 | MV
149-AL1/24-ST1A 10.0 | 11.25 | 0.194 | 0.315 | 0.47 | ol | 149 | 0.00403 | MV
34-AL1/6-ST1A 20.0 | 9.15 | 0.8342 | 0.382 | 0.17 | ol | 34 | 0.00403 | MV
48-AL1/8-ST1A 20.0 | 9.5 | 0.5939 | 0.372 | 0.21 | ol | 48 | 0.00403 | MV
70-AL1/11-ST1A 20.0 | 9.7 | 0.4132 | 0.36 | 0.29 | ol | 70 | 0.00403 | MV
94-AL1/15-ST1A 20.0 | 10 | 0.306 | 0.35 | 0.35 | ol | 94 | 0.00403 | MV
122-AL1/20-ST1A 20.0 | 10.3 | 0.2376 | 0.344 | 0.41 | ol | 122 | 0.00403 | MV
149-AL1/24-ST1A 20.0 | 10.5 | 0.194 | 0.337 | 0.47 | ol | 149 | 0.00403 | MV
184-AL1/30-ST1A 20.0 | 10.75 | 0.1571 | 0.33 | 0.535 | ol | 184 | 0.00403 | MV
243-AL1/39-ST1A 20.0 | 11 | 0.1188 | 0.32 | 0.645 | ol | 243 | 0.00403 | MV
48-AL1/8-ST1A 110.0 | 8 | 0.5939 | 0.46 | 0.21 | ol | 48 | 0.00403 | HV
70-AL1/11-ST1A 110.0 | 8.4 | 0.4132 | 0.45 | 0.29 | ol | 70 | 0.00403 | HV
94-AL1/15-ST1A 110.0 | 8.65 | 0.306 | 0.44 | 0.35 | ol | 94 | 0.00403 | HV
122-AL1/20-ST1A 110.0 | 8.5 | 0.2376 | 0.43 | 0.41 | ol | 122 | 0.00403 | HV
149-AL1/24-ST1A 110.0 | 8.75 | 0.194 | 0.41 | 0.47 | ol | 149 | 0.00403 | HV
184-AL1/30-ST1A 110.0 | 8.8 | 0.1571 | 0.4 | 0.535 | ol | 184 | 0.00403 | HV
243-AL1/39-ST1A 110.0 | 9 | 0.1188 | 0.39 | 0.645 | ol | 243 | 0.00403 | HV
305-AL1/39-ST1A 110.0 | 9.2 | 0.0949 | 0.38 | 0.74 | ol | 305 | 0.00403 | HV
490-AL1/64-ST1A 110.0 | 9.75 | 0.059 | 0.37 | 0.96 | ol | 490 | 0.00403 | HV
679-AL1/86-ST1A 110.0 | 9.95 | 0.042 | 0.36 | 1.15 | ol | 679 | 0.00403 | HV
490-AL1/64-ST1A 220.0 | 10 | 0.059 | 0.285 | 0.96 | ol | 490 | 0.00403 | HV
679-AL1/86-ST1A 220.0 | 11.7 | 0.042 | 0.275 | 1.15 | ol | 679 | 0.00403 | HV
490-AL1/64-ST1A 380.0 | 11 | 0.059 | 0.253 | 0.96 | ol | 490 | 0.00403 | HV
679-AL1/86-ST1A 380.0 | 14.6 | 0.042 | 0.25 | 1.15 | ol | 679 | 0.00403 | HV

## trafo_std_types
| i0_percent | pfe_kw | vkr_percent | sn_mva | vn_lv_kv | vn_hv_kv | vk_percent | shift_degree | vector_group | tap_side | tap_neutral | tap_min | tap_max | tap_step_degree | tap_step_percent | tap_phase_shifter
160 MVA 380/110 kV | 0.06 | 60 | 0.25 | 160 | 110 | 380 | 12.2 | 0 | Yy0 | hv | 0 | -9 | 9 | 0 | 1.5 | FALSE
100 MVA 220/110 kV | 0.06 | 55 | 0.26 | 100 | 110 | 220 | 12 | 0 | Yy0 | hv | 0 | -9 | 9 | 0 | 1.5 | FALSE
63 MVA 110/20 kV | 0.04 | 22 | 0.32 | 63 | 20 | 110 | 18 | 150 | YNd5 | hv | 0 | -9 | 9 | 0 | 1.5 | FALSE
40 MVA 110/20 kV | 0.05 | 18 | 0.34 | 40 | 20 | 110 | 16.2 | 150 | YNd5 | hv | 0 | -9 | 9 | 0 | 1.5 | FALSE
25 MVA 110/20 kV | 0.07 | 14 | 0.41 | 25 | 20 | 110 | 12 | 150 | YNd5 | hv | 0 | -9 | 9 | 0 | 1.5 | FALSE
63 MVA 110/10 kV | 0.04 | 22 | 0.32 | 63 | 10 | 110 | 18 | 150 | YNd5 | hv | 0 | -9 | 9 | 0 | 1.5 | FALSE
40 MVA 110/10 kV | 0.05 | 18 | 0.34 | 40 | 10 | 110 | 16.2 | 150 | YNd5 | hv | 0 | -9 | 9 | 0 | 1.5 | FALSE
25 MVA 110/10 kV | 0.07 | 14 | 0.41 | 25 | 10 | 110 | 12 | 150 | YNd5 | hv | 0 | -9 | 9 | 0 | 1.5 | FALSE
0.25 MVA 20/0.4 kV | 0.32 | 0.8 | 1.44 | 0.25 | 0.4 | 20 | 6 | 150 | Yzn5 | hv | 0 | -2 | 2 | 0 | 2.5 | FALSE
0.4 MVA 20/0.4 kV | 0.3375 | 1.35 | 1.425 | 0.4 | 0.4 | 20 | 6 | 150 | Dyn5 | hv | 0 | -2 | 2 | 0 | 2.5 | FALSE
0.63 MVA 20/0.4 kV | 0.2619 | 1.65 | 1.206 | 0.63 | 0.4 | 20 | 6 | 150 | Dyn5 | hv | 0 | -2 | 2 | 0 | 2.5 | FALSE
0.25 MVA 10/0.4 kV | 0.24 | 0.6 | 1.2 | 0.25 | 0.4 | 10 | 4 | 150 | Dyn5 | hv | 0 | -2 | 2 | 0 | 2.5 | FALSE
0.4 MVA 10/0.4 kV | 0.2375 | 0.95 | 1.325 | 0.4 | 0.4 | 10 | 4 | 150 | Dyn5 | hv | 0 | -2 | 2 | 0 | 2.5 | FALSE
0.63 MVA 10/0.4 kV | 0.1873 | 1.18 | 1.0794 | 0.63 | 0.4 | 10 | 4 | 150 | Dyn5 | hv | 0 | -2 | 2 | 0 | 2.5 | FALSE

## trafo3w_std_types
| sn_hv_mva | sn_mv_mva | sn_lv_mva | vn_hv_kv | vn_mv_kv | vn_lv_kv | vk_hv_percent | vk_mv_percent | vk_lv_percent | vkr_hv_percent | vkr_mv_percent | vkr_lv_percent | pfe_kw | i0_percent | shift_mv_degree | shift_lv_degree | vector_group | tap_side | tap_neutral | tap_min | tap_max | tap_step_percent
63/25/38 MVA 110/20/10 kV | 63 | 25 | 38 | 110 | 20 | 10 | 10.4 | 10.4 | 10.4 | 0.28 | 0.32 | 0.35 | 35 | 0.89 | 0 | 0 | YN0yn0yn0 | hv | 0 | -10 | 10 | 1.2
63/25/38 MVA 110/10/10 kV | 63 | 25 | 38 | 110 | 10 | 10 | 10.4 | 10.4 | 10.4 | 0.28 | 0.32 | 0.35 | 35 | 0.89 | 0 | 0 | YN0yn0yn0 | hv | 0 | -10 | 10 | 1.2

## fuse_std_types
| fuse_type | i_rated_a | t_avg | t_min | t_total | x_avg | x_min | x_total
HV 100A | HV 100A | 100 | 0 | [10.0, 3.64, 0.854, 0.281, 0.1, 0.0531, 0.022, 0.01] | [10.0, 4.267, 1.21, 0.403, 0.1, 0.058, 0.022, 0.01] | 0 | [300.0, 350.0, 450.0, 550.0, 700.0, 850.0, 1200.0, 1752.0] | [600.0, 700.0, 900.0, 1150.0, 1665.0, 2000.0, 3000.0, 4313.0]
HV 10A | HV 10A | 10 | 0 | [10.0, 1675.0, 0.344, 0.156, 0.1, 0.0417, 0.0171, 0.01] | [10.0, 1.3, 0.3, 0.155, 0.1, 0.0555, 0.023, 0.01] | 0 | [30.0, 32.0, 35.0, 37.0, 39.0, 50.0, 70.0, 88.0] | [60.0, 70.0, 80.0, 87.0, 94.0, 110.0, 150.0, 216.0]
HV 125A | HV 125A | 125 | 0 | [10.0, 1.82, 0.344, 0.1, 0.0467, 0.0269, 0.01] | [10.0, 2.478, 0.426, 0.1, 0.0427, 0.0211, 0.01] | 0 | [375.0, 500.0, 700.0, 925.0, 1200.0, 1500.0, 2341.0] | [750.0, 1000.0, 1500.0, 2200.0, 3000.0, 4000.0, 5765.0]
HV 160A | HV 160A | 160 | 0 | [10.0, 4.15, 1.03, 0.198, 0.1, 0.051, 0.0172, 0.01] | [10.0, 2.3, 0.734, 0.274, 0.1, 0.046, 0.0177, 0.01] | 0 | [480.0, 550.0, 700.0, 1000.0, 1260.0, 1600.0, 2500.0, 3227.0] | [960.0, 1300.0, 1700.0, 2200.0, 2996.0, 4000.0, 6000.0, 7946.0]
HV 16A | HV 16A | 16 | 0 | [10.0, 0.352, 0.164, 0.1, 0.0649, 0.0342, 0.01] | [10.0, 2.34, 0.722, 0.181, 0.1, 0.055, 0.0296, 0.01] | 0 | [48.0, 60.0, 65.0, 71.0, 80.0, 100.0, 162.0] | [96.0, 110.0, 125.0, 150.0, 168.0, 200.0, 250.0, 398.0]
HV 200A | HV 200A | 200 | 0 | [10.0, 4.267, 1.21, 0.403, 0.1, 0.058, 0.022, 0.01] | [10.0, 3.73, 1.654, 0.328, 0.1, 0.0531, 0.019, 0.01] | 0 | [600.0, 700.0, 900.0, 1150.0, 1665.0, 2000.0, 3000.0, 4313.0] | [1200.0, 1500.0, 1800.0, 2700.0, 3960.0, 5000.0, 7500.0, 10620.0]
HV 20A | HV 20A | 20 | 0 | [10.0, 1.3, 0.3, 0.155, 0.1, 0.0555, 0.023, 0.01] | [10.0, 1.3, 0.161, 0.1, 0.0611, 0.0399, 0.0141, 0.01] | 0 | [60.0, 70.0, 80.0, 87.0, 94.0, 110.0, 150.0, 216.0] | [120.0, 150.0, 200.0, 223.0, 260.0, 300.0, 450.0, 532.0]
HV 25A | HV 25A | 25 | 0 | [10.0, 2.512, 0.833, 0.299, 0.1, 0.0372, 0.0223, 0.01] | [10.0, 3.125, 0.597, 0.198, 0.1, 0.0378, 0.022, 0.01] | 0 | [75.0, 82.0, 90.0, 100.0, 124.0, 170.0, 200.0, 289.0] | [150.0, 170.0, 210.0, 250.0, 294.0, 400.0, 500.0, 711.0]
HV 31.5A | HV 31.5A | 31.5 | 0 | [10.0, 2.34, 0.722, 0.181, 0.1, 0.055, 0.0296, 0.01] | [10.0, 2.84, 0.368, 0.164, 0.1, 0.0621, 0.0378, 0.0195, 0.01] | 0 | [95.0, 110.0, 125.0, 150.0, 165.0, 200.0, 250.0, 390.0] | [189.0, 220.0, 300.0, 350.0, 393.0, 450.0, 530.0, 700.0, 960.0]
HV 40A | HV 40A | 40 | 0 | [10.0, 1.3, 0.161, 0.1, 0.0611, 0.0399, 0.0141, 0.01] | [10.0, 2.05, 0.369, 0.198, 0.1, 0.051, 0.0298, 0.01] | 0 | [120.0, 150.0, 200.0, 223.0, 260.0, 300.0, 450.0, 532.0] | [240.0, 300.0, 400.0, 450.0, 530.0, 650.0, 800.0, 1311.0]
HV 50A | HV 50A | 50 | 0 | [10.0, 3.215, 0.597, 0.198, 0.1, 0.0378, 0.022, 0.01] | [10.0, 3.64, 0.854, 0.281, 0.1, 0.0531, 0.022, 0.01] | 0 | [150.0, 170.0, 210.0, 250.0, 294.0, 400.0, 500.0, 711.0] | [300.0, 350.0, 450.0, 550.0, 700.0, 850.0, 1200.0, 1752.0]
HV 6.3A | HV 6.3A | 6.3 | 0 | [10.0, 1.39, 0.344, 0.168, 0.1, 0.056, 0.0263, 0.01] | [10.0, 1.711, 0.516, 0.198, 0.1, 0.0634, 0.0303, 0.01] | 0 | [19.0, 19.5, 20.4, 20.8, 22.0, 25.0, 32.0, 48.0] | [38.0, 40.0, 43.0, 48.0, 53.0, 60.0, 75.0, 118.0]
HV 63A | HV 63A | 63 | 0 | [10.0, 2.84, 0.368, 0.164, 0.1, 0.0621, 0.0378, 0.0195, 0.01] | [10.0, 1.82, 0.344, 0.1, 0.0467, 0.0269, 0.01] | 0 | [189.0, 220.0, 300.0, 350.0, 393.0, 450.0, 530.0, 700.0, 961.0] | [378.0, 500.0, 700.0, 934.0, 1200.0, 1500.0, 2366.0]
HV 80A | HV 80A | 80 | 0 | [10.0, 2.05, 0.369, 0.198, 0.1, 0.051, 0.0298, 0.01] | [10.0, 4.15, 1.03, 0.198, 0.1, 0.051, 0.0172, 0.01] | 0 | [240.0, 300.0, 400.0, 450.0, 530.0, 650.0, 800.0, 1311.0] | [480.0, 550.0, 700.0, 1000.0, 1260.0, 1600.0, 2500.0, 3227.0]
Siemens NH-1-100 | Siemens NH-1-100 | 100 | [5400.0, 2000.0, 400.0, 20.0, 1.0, 0.2, 0.012, 0.004] | 0 | 0 | [150.0, 190.0, 250.0, 430.0, 900.0, 1250.0, 2700.0, 3600.0] | 0 | 0
Siemens NH-1-125 | Siemens NH-1-125 | 125 | [4800.0, 120.0, 7.0, 0.1, 0.004] | 0 | 0 | [180.0, 400.0, 740.0, 2000.0, 4250.0] | 0 | 0
Siemens NH-1-16 | Siemens NH-1-16 | 16 | [4000.0, 400.0, 2.0, 0.1, 0.04, 0.01] | 0 | 0 | [26.0, 35.0, 75.0, 150.0, 200.0, 300.0] | 0 | 0
Siemens NH-1-160 | Siemens NH-1-160 | 160 | [4800.0, 120.0, 7.0, 0.1, 0.004] | 0 | 0 | [210.0, 500.0, 900.0, 2300.0, 5000.0] | 0 | 0
Siemens NH-1-25 | Siemens NH-1-25 | 25 | [4000.0, 1000.0, 10.0, 0.2, 0.02, 0.01] | 0 | 0 | [40.0, 50.0, 100.0, 210.0, 400.0, 500.0] | 0 | 0
Siemens NH-1-50 | Siemens NH-1-50 | 50 | [4000.0, 40.0, 4.0, 1.0, 0.02, 0.01] | 0 | 0 | [86.0, 200.0, 300.0, 400.0, 1000.0, 1280.0] | 0 | 0
Siemens NH-1-63 | Siemens NH-1-63 | 63 | [4000.0, 100.0, 10.0, 2.0, 0.04, 0.01] | 0 | 0 | [100.0, 200.0, 300.0, 400.0, 1000.0, 1500.0] | 0 | 0
Siemens NH-1-80 | Siemens NH-1-80 | 80 | [4800.0, 120.0, 7.0, 0.1, 0.01] | 0 | 0 | [150.58, 250.0, 450.0, 1150.0, 2470.0] | 0 | 0
Siemens NH-2-1000 | Siemens NH-2-1000 | 1000 | [4800.0, 120.0, 7.0, 0.1, 0.004] | 0 | 0 | [1900.0, 3500.0, 8400.0, 24000.0, 52000.0] | 0 | 0
Siemens NH-2-200 | Siemens NH-2-200 | 200 | [4800.0, 120.0, 7.0, 0.1, 0.004] | 0 | 0 | [280.0, 650.0, 1200.0, 3000.0, 7000.0] | 0 | 0
Siemens NH-2-224 | Siemens NH-2-224 | 224 | [4800.0, 120.0, 7.0, 0.2, 0.04, 0.004] | 0 | 0 | [400.0, 750.0, 1453.0, 3025.0, 4315.0, 7600.0] | 0 | 0
Siemens NH-2-250 | Siemens NH-2-250 | 250 | [4800.0, 120.0, 7.0, 0.1, 0.004] | 0 | 0 | [450.0, 800.0, 1650.0, 4000.0, 8500.0] | 0 | 0
Siemens NH-2-315 | Siemens NH-2-315 | 315 | [4800.0, 120.0, 7.0, 0.1, 0.004] | 0 | 0 | [550.0, 920.0, 1900.0, 5000.0, 11000.0] | 0 | 0
Siemens NH-2-355 | Siemens NH-2-355 | 355 | [4800.0, 120.0, 6.0, 0.1, 0.004] | 0 | 0 | [650.0, 1116.27, 2350.0, 5840.0, 12790.0] | 0 | 0
Siemens NH-2-400 | Siemens NH-2-400 | 400 | [4800.0, 120.0, 7.0, 0.1, 0.004] | 0 | 0 | [720.0, 1350.0, 2800.0, 6500.0, 15000.0] | 0 | 0
Siemens NH-2-425 | Siemens NH-2-425 | 425 | [4800.0, 120.0, 7.0, 0.1, 0.004] | 0 | 0 | [850.0, 1500.0, 3050.0, 7500.0, 16500.0] | 0 | 0
Siemens NH-2-630 | Siemens NH-2-630 | 630 | [4800.0, 120.0, 7.0, 0.1, 0.004] | 0 | 0 | [1200.0, 2000.0, 4800.0, 12000.0, 26000.0] | 0 | 0

## dtypes
| element | column | dtype
0 | bus | name | object
1 | bus | vn_kv | float64
2 | bus | type | object
3 | bus | zone | object
4 | bus | in_service | bool
5 | load | name | object
6 | load | bus | uint32
7 | load | p_mw | float64
8 | load | q_mvar | float64
9 | load | const_z_percent | float64
10 | load | const_i_percent | float64
11 | load | sn_mva | float64
12 | load | scaling | float64
13 | load | in_service | bool
14 | load | type | object
15 | ext_grid | name | object
16 | ext_grid | bus | uint32
17 | ext_grid | vm_pu | float64
18 | ext_grid | va_degree | float64
19 | ext_grid | slack_weight | float64
20 | ext_grid | in_service | bool
21 | line | name | object
22 | line | std_type | object
23 | line | from_bus | uint32
24 | line | to_bus | uint32
25 | line | length_km | float64
26 | line | r_ohm_per_km | float64
27 | line | x_ohm_per_km | float64
28 | line | c_nf_per_km | float64
29 | line | g_us_per_km | float64
30 | line | max_i_ka | float64
31 | line | df | float64
32 | line | parallel | uint32
33 | line | type | object
34 | line | in_service | bool
35 | trafo | name | object
36 | trafo | std_type | object
37 | trafo | hv_bus | uint32
38 | trafo | lv_bus | uint32
39 | trafo | sn_mva | float64
40 | trafo | vn_hv_kv | float64
41 | trafo | vn_lv_kv | float64
42 | trafo | vk_percent | float64
43 | trafo | vkr_percent | float64
44 | trafo | pfe_kw | float64
45 | trafo | i0_percent | float64
46 | trafo | shift_degree | float64
47 | trafo | tap_side | object
48 | trafo | tap_neutral | int32
49 | trafo | tap_min | int32
50 | trafo | tap_max | int32
51 | trafo | tap_step_percent | float64
52 | trafo | tap_step_degree | float64
53 | trafo | tap_pos | int32
54 | trafo | tap_phase_shifter | bool
55 | trafo | parallel | uint32
56 | trafo | df | float64
57 | trafo | in_service | bool
58 | line_geodata | coords | object
59 | bus_geodata | x | float64
60 | bus_geodata | y | float64
61 | bus_geodata | coords | object

## parameters
| version | format_version | converged | OPF_converged | name | f_hz | sn_mva
0 | 2.14.6 | 2.14.0 | FALSE | FALSE |  | 50 | 1