## bus
| name | vn_kv | type | zone | in_service
0 | bus_LV_3203-168_0_6_node_0 | 0.4 | n |  | TRUE
1 | bus_LV_3203-168_0_6_node_1 | 0.4 | n |  | TRUE
2 | bus_LV_3203-168_0_6_node_2 | 0.4 | n |  | TRUE
3 | bus_LV_3203-168_0_6_node_3 | 0.4 | n |  | TRUE
4 | bus_LV_3203-168_0_6_node_4 | 0.4 | n |  | TRUE
5 | bus_LV_3203-168_0_6_node_5 | 0.4 | n |  | TRUE
6 | bus_LV_3203-168_0_6_node_7 | 0.4 | n |  | TRUE
7 | bus_LV_3203-168_0_6_node_8 | 0.4 | n |  | TRUE
8 | bus_LV_3203-168_0_6_node_9 | 0.4 | n |  | TRUE
9 | bus_LV_3203-168_0_6_node_6 | 0.4 | n |  | TRUE
10 | bus_LV_3203-168_0_6_node_10 | 0.4 | n |  | TRUE
11 | bus_LV_3203-168_0_6_node_168 | 0.4 | n |  | TRUE
12 | bus_LV_3203-168_0_6_node_49 | 0.4 | n |  | TRUE
13 | bus_LV_3203-168_0_6_node_79 | 0.4 | n |  | TRUE
14 | bus_LV_3203-168_0_6_node_11 | 0.4 | n |  | TRUE
15 | bus_LV_3203-168_0_6_node_113 | 0.4 | n |  | TRUE
16 | bus_LV_3203-168_0_6_node_98 | 0.4 | n |  | TRUE
17 | bus_LV_3203-168_0_6_node_50 | 0.4 | n |  | TRUE
18 | bus_LV_3203-168_0_6_node_80 | 0.4 | n |  | TRUE
19 | bus_LV_3203-168_0_6_node_12 | 0.4 | n |  | TRUE
20 | bus_LV_3203-168_0_6_node_13 | 0.4 | n |  | TRUE
21 | bus_LV_3203-168_0_6_node_99 | 0.4 | n |  | TRUE
22 | bus_LV_3203-168_0_6_node_96 | 0.4 | n |  | TRUE
23 | bus_LV_3203-168_0_6_node_14 | 0.4 | n |  | TRUE
24 | bus_LV_3203-168_0_6_node_15 | 0.4 | n |  | TRUE
25 | bus_LV_3203-168_0_6_node_81 | 0.4 | n |  | TRUE
26 | bus_LV_3203-168_0_6_node_86 | 0.4 | n |  | TRUE
27 | bus_LV_3203-168_0_6_node_84 | 0.4 | n |  | TRUE
28 | bus_LV_3203-168_0_6_node_82 | 0.4 | n |  | TRUE
29 | bus_LV_3203-168_0_6_node_88 | 0.4 | n |  | TRUE
30 | bus_LV_3203-168_0_6_node_89 | 0.4 | n |  | TRUE
31 | bus_LV_3203-168_0_6_node_40 | 0.4 | n |  | TRUE
32 | bus_LV_3203-168_0_6_node_16 | 0.4 | n |  | TRUE
33 | bus_LV_3203-168_0_6_node_17 | 0.4 | n |  | TRUE
34 | bus_LV_3203-168_0_6_node_19 | 0.4 | n |  | TRUE
35 | bus_LV_3203-168_0_6_node_20 | 0.4 | n |  | TRUE
36 | bus_LV_3203-168_0_6_node_22 | 0.4 | n |  | TRUE
37 | bus_LV_3203-168_0_6_node_23 | 0.4 | n |  | TRUE
38 | bus_LV_3203-168_0_6_node_21 | 0.4 | n |  | TRUE
39 | bus_LV_3203-168_0_6_node_24 | 0.4 | n |  | TRUE
40 | bus_LV_3203-168_0_6_node_117 | 0.4 | n |  | TRUE
41 | bus_LV_3203-168_0_6_node_59 | 0.4 | n |  | TRUE
42 | bus_LV_3203-168_0_6_node_78 | 0.4 | n |  | TRUE
43 | bus_LV_3203-168_0_6_node_76 | 0.4 | n |  | TRUE
44 | bus_LV_3203-168_0_6_node_116 | 0.4 | n |  | TRUE
45 | bus_LV_3203-168_0_6_node_57 | 0.4 | n |  | TRUE
46 | bus_LV_3203-168_0_6_node_25 | 0.4 | n |  | TRUE
47 | bus_LV_3203-168_0_6_node_26 | 0.4 | n |  | TRUE
48 | bus_LV_3203-168_0_6_node_27 | 0.4 | n |  | TRUE
49 | bus_LV_3203-168_0_6_node_28 | 0.4 | n |  | TRUE
50 | bus_LV_3203-168_0_6_node_29 | 0.4 | n |  | TRUE
51 | bus_LV_3203-168_0_6_node_30 | 0.4 | n |  | TRUE
52 | bus_LV_3203-168_0_6_node_31 | 0.4 | n |  | TRUE
53 | bus_LV_3203-168_0_6_node_32 | 0.4 | n |  | TRUE
54 | bus_LV_3203-168_0_6_node_33 | 0.4 | n |  | TRUE
55 | bus_LV_3203-168_0_6_node_34 | 0.4 | n |  | TRUE
56 | bus_LV_3203-168_0_6_node_56 | 0.4 | n |  | TRUE
57 | bus_LV_3203-168_0_6_node_38 | 0.4 | n |  | TRUE
58 | bus_LV_3203-168_0_6_node_110 | 0.4 | n |  | TRUE
59 | bus_LV_3203-168_0_6_node_114 | 0.4 | n |  | TRUE
60 | bus_LV_3203-168_0_6_node_68 | 0.4 | n |  | TRUE
61 | bus_LV_3203-168_0_6_node_55 | 0.4 | n |  | TRUE
62 | bus_LV_3203-168_0_6_node_36 | 0.4 | n |  | TRUE
63 | bus_LV_3203-168_0_6_node_111 | 0.4 | n |  | TRUE
64 | bus_LV_3203-168_0_6_node_115 | 0.4 | n |  | TRUE
65 | bus_LV_3203-168_0_6_node_35 | 0.4 | n |  | TRUE
66 | bus_LV_3203-168_0_6_node_37 | 0.4 | n |  | TRUE
67 | bus_LV_3203-168_0_6_node_39 | 0.4 | n |  | TRUE
68 | bus_LV_3203-168_0_6_node_85 | 0.4 | n |  | TRUE
69 | bus_LV_3203-168_0_6_node_87 | 0.4 | n |  | TRUE
70 | bus_LV_3203-168_0_6_node_41 | 0.4 | n |  | TRUE
71 | bus_LV_3203-168_0_6_node_42 | 0.4 | n |  | TRUE
72 | bus_LV_3203-168_0_6_node_43 | 0.4 | n |  | TRUE
73 | bus_LV_3203-168_0_6_node_44 | 0.4 | n |  | TRUE
74 | bus_LV_3203-168_0_6_node_45 | 0.4 | n |  | TRUE
75 | bus_LV_3203-168_0_6_node_46 | 0.4 | n |  | TRUE
76 | bus_LV_3203-168_0_6_node_47 | 0.4 | n |  | TRUE
77 | bus_LV_3203-168_0_6_node_48 | 0.4 | n |  | TRUE
78 | bus_LV_3203-168_0_6_node_65 | 0.4 | n |  | TRUE
79 | bus_LV_3203-168_0_6_node_52 | 0.4 | n |  | TRUE
80 | bus_LV_3203-168_0_6_node_67 | 0.4 | n |  | TRUE
81 | bus_LV_3203-168_0_6_node_63 | 0.4 | n |  | TRUE
82 | bus_LV_3203-168_0_6_node_51 | 0.4 | n |  | TRUE
83 | bus_LV_3203-168_0_6_node_53 | 0.4 | n |  | TRUE
84 | bus_LV_3203-168_0_6_node_54 | 0.4 | n |  | TRUE
85 | bus_LV_3203-168_0_6_node_136 | 0.4 | n |  | TRUE
86 | bus_LV_3203-168_0_6_node_135 | 0.4 | n |  | TRUE
87 | bus_LV_3203-168_0_6_node_61 | 0.4 | n |  | TRUE
88 | bus_LV_3203-168_0_6_node_58 | 0.4 | n |  | TRUE
89 | bus_LV_3203-168_0_6_node_60 | 0.4 | n |  | TRUE
90 | bus_LV_3203-168_0_6_node_62 | 0.4 | n |  | TRUE
91 | bus_LV_3203-168_0_6_node_163 | 0.4 | n |  | TRUE
92 | bus_LV_3203-168_0_6_node_166 | 0.4 | n |  | TRUE
93 | bus_LV_3203-168_0_6_node_167 | 0.4 | n |  | TRUE
94 | bus_LV_3203-168_0_6_node_161 | 0.4 | n |  | TRUE
95 | bus_LV_3203-168_0_6_node_164 | 0.4 | n |  | TRUE
96 | bus_LV_3203-168_0_6_node_159 | 0.4 | n |  | TRUE
97 | bus_LV_3203-168_0_6_node_64 | 0.4 | n |  | TRUE
98 | bus_LV_3203-168_0_6_node_66 | 0.4 | n |  | TRUE
99 | bus_LV_3203-168_0_6_node_70 | 0.4 | n |  | TRUE
100 | bus_LV_3203-168_0_6_node_71 | 0.4 | n |  | TRUE
101 | bus_LV_3203-168_0_6_node_69 | 0.4 | n |  | TRUE
102 | bus_LV_3203-168_0_6_node_139 | 0.4 | n |  | TRUE
103 | bus_LV_3203-168_0_6_node_121 | 0.4 | n |  | TRUE
104 | bus_LV_3203-168_0_6_node_108 | 0.4 | n |  | TRUE
105 | bus_LV_3203-168_0_6_node_160 | 0.4 | n |  | TRUE
106 | bus_LV_3203-168_0_6_node_162 | 0.4 | n |  | TRUE
107 | bus_LV_3203-168_0_6_node_140 | 0.4 | n |  | TRUE
108 | bus_LV_3203-168_0_6_node_165 | 0.4 | n |  | TRUE
109 | bus_LV_3203-168_0_6_node_105 | 0.4 | n |  | TRUE
110 | bus_LV_3203-168_0_6_node_72 | 0.4 | n |  | TRUE
111 | bus_LV_3203-168_0_6_node_73 | 0.4 | n |  | TRUE
112 | bus_LV_3203-168_0_6_node_74 | 0.4 | n |  | TRUE
113 | bus_LV_3203-168_0_6_node_75 | 0.4 | n |  | TRUE
114 | bus_LV_3203-168_0_6_node_77 | 0.4 | n |  | TRUE
115 | bus_LV_3203-168_0_6_node_90 | 0.4 | n |  | TRUE
116 | bus_LV_3203-168_0_6_node_91 | 0.4 | n |  | TRUE
117 | bus_LV_3203-168_0_6_node_177 | 0.4 | n |  | TRUE
118 | bus_LV_3203-168_0_6_node_173 | 0.4 | n |  | TRUE
119 | bus_LV_3203-168_0_6_node_170 | 0.4 | n |  | TRUE
120 | bus_LV_3203-168_0_6_node_83 | 0.4 | n |  | TRUE
121 | bus_LV_3203-168_0_6_node_93 | 0.4 | n |  | TRUE
122 | bus_LV_3203-168_0_6_node_94 | 0.4 | n |  | TRUE
123 | bus_LV_3203-168_0_6_node_97 | 0.4 | n |  | TRUE
124 | bus_LV_3203-168_0_6_node_158 | 0.4 | n |  | TRUE
125 | bus_LV_3203-168_0_6_node_92 | 0.4 | n |  | TRUE
126 | bus_LV_3203-168_0_6_node_124 | 0.4 | n |  | TRUE
127 | bus_LV_3203-168_0_6_node_118 | 0.4 | n |  | TRUE
128 | bus_LV_3203-168_0_6_node_95 | 0.4 | n |  | TRUE
129 | bus_LV_3203-168_0_6_node_120 | 0.4 | n |  | TRUE
130 | bus_LV_3203-168_0_6_node_172 | 0.4 | n |  | TRUE
131 | bus_LV_3203-168_0_6_node_119 | 0.4 | n |  | TRUE
132 | bus_LV_3203-168_0_6_node_123 | 0.4 | n |  | TRUE
133 | bus_LV_3203-168_0_6_node_100 | 0.4 | n |  | TRUE
134 | bus_LV_3203-168_0_6_node_101 | 0.4 | n |  | TRUE
135 | bus_LV_3203-168_0_6_node_151 | 0.4 | n |  | TRUE
136 | bus_LV_3203-168_0_6_node_145 | 0.4 | n |  | TRUE
137 | bus_LV_3203-168_0_6_node_149 | 0.4 | n |  | TRUE
138 | bus_LV_3203-168_0_6_node_174 | 0.4 | n |  | TRUE
139 | bus_LV_3203-168_0_6_node_175 | 0.4 | n |  | TRUE
140 | bus_LV_3203-168_0_6_node_176 | 0.4 | n |  | TRUE
141 | bus_LV_3203-168_0_6_node_102 | 0.4 | n |  | TRUE
142 | bus_LV_3203-168_0_6_node_103 | 0.4 | n |  | TRUE
143 | bus_LV_3203-168_0_6_node_104 | 0.4 | n |  | TRUE
144 | bus_LV_3203-168_0_6_node_106 | 0.4 | n |  | TRUE
145 | bus_LV_3203-168_0_6_node_107 | 0.4 | n |  | TRUE
146 | bus_LV_3203-168_0_6_node_109 | 0.4 | n |  | TRUE
147 | bus_LV_3203-168_0_6_node_122 | 0.4 | n |  | TRUE
148 | bus_LV_3203-168_0_6_node_125 | 0.4 | n |  | TRUE
149 | bus_LV_3203-168_0_6_node_112 | 0.4 | n |  | TRUE
150 | bus_LV_3203-168_0_6_node_126 | 0.4 | n |  | TRUE
151 | bus_LV_3203-168_0_6_node_127 | 0.4 | n |  | TRUE
152 | bus_LV_3203-168_0_6_node_128 | 0.4 | n |  | TRUE
153 | bus_LV_3203-168_0_6_node_129 | 0.4 | n |  | TRUE
154 | bus_LV_3203-168_0_6_node_130 | 0.4 | n |  | TRUE
155 | bus_LV_3203-168_0_6_node_131 | 0.4 | n |  | TRUE
156 | bus_LV_3203-168_0_6_node_132 | 0.4 | n |  | TRUE
157 | bus_LV_3203-168_0_6_node_133 | 0.4 | n |  | TRUE
158 | bus_LV_3203-168_0_6_node_134 | 0.4 | n |  | TRUE
159 | bus_LV_3203-168_0_6_node_137 | 0.4 | n |  | TRUE
160 | bus_LV_3203-168_0_6_node_138 | 0.4 | n |  | TRUE
161 | bus_LV_3203-168_0_6_node_143 | 0.4 | n |  | TRUE
162 | bus_LV_3203-168_0_6_node_147 | 0.4 | n |  | TRUE
163 | bus_LV_3203-168_0_6_node_146 | 0.4 | n |  | TRUE
164 | bus_LV_3203-168_0_6_node_144 | 0.4 | n |  | TRUE
165 | bus_LV_3203-168_0_6_node_152 | 0.4 | n |  | TRUE
166 | bus_LV_3203-168_0_6_node_141 | 0.4 | n |  | TRUE
167 | bus_LV_3203-168_0_6_node_157 | 0.4 | n |  | TRUE
168 | bus_LV_3203-168_0_6_node_156 | 0.4 | n |  | TRUE
169 | bus_LV_3203-168_0_6_node_142 | 0.4 | n |  | TRUE
170 | bus_LV_3203-168_0_6_node_153 | 0.4 | n |  | TRUE
171 | bus_LV_3203-168_0_6_node_154 | 0.4 | n |  | TRUE
172 | bus_LV_3203-168_0_6_node_155 | 0.4 | n |  | TRUE
173 | bus_LV_3203-168_0_6_node_148 | 0.4 | n |  | TRUE
174 | bus_LV_3203-168_0_6_node_150 | 0.4 | n |  | TRUE
175 | bus_LV_3203-168_0_6_node_171 | 0.4 | n |  | TRUE
176 | bus_MV_40_1_node_74 | 20 | n |  | TRUE

## load
| name | bus | p_mw | q_mvar | const_z_percent | const_i_percent | sn_mva | scaling | in_service | type
0 | LV_3203-168_0_6_load_0 | 0 | 0.0065355 | 0.0016379 | 0 | 0 |  | 1 | TRUE | wye
1 | LV_3203-168_0_6_load_3 | 3 | 0.0065437 | 0.00164 | 0 | 0 |  | 1 | TRUE | wye
2 | LV_3203-168_0_6_load_4 | 4 | 0.0038444 | 0.00096349 | 0 | 0 |  | 1 | TRUE | wye
3 | LV_3203-168_0_6_load_5 | 5 | 0.0068678 | 0.0017212 | 0 | 0 |  | 1 | TRUE | wye
4 | LV_3203-168_0_6_load_7 | 6 | 0.0038319 | 0.00096037 | 0 | 0 |  | 1 | TRUE | wye
5 | LV_3203-168_0_6_load_8 | 7 | 0.0028132 | 0.00070506 | 0 | 0 |  | 1 | TRUE | wye
6 | LV_3203-168_0_6_load_9 | 8 | 0.007158 | 0.001794 | 0 | 0 |  | 1 | TRUE | wye
7 | LV_3203-168_0_6_load_6 | 9 | 0.0017117 | 0.000429 | 0 | 0 |  | 1 | TRUE | wye
8 | LV_3203-168_0_6_load_168 | 11 | 0.0045096 | 0.0011302 | 0 | 0 |  | 1 | TRUE | wye
9 | LV_3203-168_0_6_load_49 | 12 | 0.0065413 | 0.0016394 | 0 | 0 |  | 1 | TRUE | wye
10 | LV_3203-168_0_6_load_79 | 13 | 0.0014681 | 0.00036795 | 0 | 0 |  | 1 | TRUE | wye
11 | LV_3203-168_0_6_load_113 | 15 | 0.002691 | 0.00067444 | 0 | 0 |  | 1 | TRUE | wye
12 | LV_3203-168_0_6_load_98 | 16 | 0.0022175 | 0.00055575 | 0 | 0 |  | 1 | TRUE | wye
13 | LV_3203-168_0_6_load_50 | 17 | 0.02023 | 0.0050702 | 0 | 0 |  | 1 | TRUE | wye
14 | LV_3203-168_0_6_load_80 | 18 | 0.0014671 | 0.0003677 | 0 | 0 |  | 1 | TRUE | wye
15 | LV_3203-168_0_6_load_12 | 19 | 0.0021388 | 0.00053604 | 0 | 0 |  | 1 | TRUE | wye
16 | LV_3203-168_0_6_load_13 | 20 | 0.002786 | 0.00069823 | 0 | 0 |  | 1 | TRUE | wye
17 | LV_3203-168_0_6_load_96 | 22 | 0.0022151 | 0.00055515 | 0 | 0 |  | 1 | TRUE | wye
18 | LV_3203-168_0_6_load_14 | 23 | 0.0028367 | 0.00071095 | 0 | 0 |  | 1 | TRUE | wye
19 | LV_3203-168_0_6_load_81 | 25 | 0.0028848 | 0.000723 | 0 | 0 |  | 1 | TRUE | wye
20 | LV_3203-168_0_6_load_84 | 27 | 0.0011963 | 0.00029983 | 0 | 0 |  | 1 | TRUE | wye
21 | LV_3203-168_0_6_load_82 | 28 | 0.0029146 | 0.00073046 | 0 | 0 |  | 1 | TRUE | wye
22 | LV_3203-168_0_6_load_89 | 30 | 0.0012941 | 0.00032433 | 0 | 0 |  | 1 | TRUE | wye
23 | LV_3203-168_0_6_load_16 | 32 | 0.0036699 | 0.00091976 | 0 | 0 |  | 1 | TRUE | wye
24 | LV_3203-168_0_6_load_19 | 34 | 0.0026913 | 0.00067449 | 0 | 0 |  | 1 | TRUE | wye
25 | LV_3203-168_0_6_load_20 | 35 | 0.0040344 | 0.0010111 | 0 | 0 |  | 1 | TRUE | wye
26 | LV_3203-168_0_6_load_22 | 36 | 0.0022697 | 0.00056884 | 0 | 0 |  | 1 | TRUE | wye
27 | LV_3203-168_0_6_load_23 | 37 | 0.0025872 | 0.00064841 | 0 | 0 |  | 1 | TRUE | wye
28 | LV_3203-168_0_6_load_21 | 38 | 0.0089757 | 0.0022495 | 0 | 0 |  | 1 | TRUE | wye
29 | LV_3203-168_0_6_load_24 | 39 | 0.0045214 | 0.0011332 | 0 | 0 |  | 1 | TRUE | wye
30 | LV_3203-168_0_6_load_117 | 40 | 0.0024087 | 0.00060369 | 0 | 0 |  | 1 | TRUE | wye
31 | LV_3203-168_0_6_load_59 | 41 | 0.0067386 | 0.0016889 | 0 | 0 |  | 1 | TRUE | wye
32 | LV_3203-168_0_6_load_78 | 42 | 0.0023162 | 0.0005805 | 0 | 0 |  | 1 | TRUE | wye
33 | LV_3203-168_0_6_load_116 | 44 | 0.0022216 | 0.00055678 | 0 | 0 |  | 1 | TRUE | wye
34 | LV_3203-168_0_6_load_57 | 45 | 0.014138 | 0.0035433 | 0 | 0 |  | 1 | TRUE | wye
35 | LV_3203-168_0_6_load_25 | 46 | 0.0064718 | 0.001622 | 0 | 0 |  | 1 | TRUE | wye
36 | LV_3203-168_0_6_load_26 | 47 | 0.0044529 | 0.001116 | 0 | 0 |  | 1 | TRUE | wye
37 | LV_3203-168_0_6_load_28 | 49 | 0.0042189 | 0.0010574 | 0 | 0 |  | 1 | TRUE | wye
38 | LV_3203-168_0_6_load_30 | 51 | 0.0023002 | 0.00057649 | 0 | 0 |  | 1 | TRUE | wye
39 | LV_3203-168_0_6_load_31 | 52 | 0.0025947 | 0.00065031 | 0 | 0 |  | 1 | TRUE | wye
40 | LV_3203-168_0_6_load_32 | 53 | 0.0034969 | 0.0008764 | 0 | 0 |  | 1 | TRUE | wye
41 | LV_3203-168_0_6_load_33 | 54 | 0.0016878 | 0.000423 | 0 | 0 |  | 1 | TRUE | wye
42 | LV_3203-168_0_6_load_34 | 55 | 0.0025041 | 0.00062758 | 0 | 0 |  | 1 | TRUE | wye
43 | LV_3203-168_0_6_load_38 | 57 | 0.0016864 | 0.00042264 | 0 | 0 |  | 1 | TRUE | wye
44 | LV_3203-168_0_6_load_110 | 58 | 0.0016862 | 0.0004226 | 0 | 0 |  | 1 | TRUE | wye
45 | LV_3203-168_0_6_load_114 | 59 | 0.0023732 | 0.00059478 | 0 | 0 |  | 1 | TRUE | wye
46 | LV_3203-168_0_6_load_68 | 60 | 0.016704 | 0.0041863 | 0 | 0 |  | 1 | TRUE | wye
47 | LV_3203-168_0_6_load_55 | 61 | 0.0022385 | 0.00056103 | 0 | 0 |  | 1 | TRUE | wye
48 | LV_3203-168_0_6_load_36 | 62 | 0.0061134 | 0.0015322 | 0 | 0 |  | 1 | TRUE | wye
49 | LV_3203-168_0_6_load_111 | 63 | 0.002539 | 0.00063632 | 0 | 0 |  | 1 | TRUE | wye
50 | LV_3203-168_0_6_load_115 | 64 | 0.002458 | 0.00061604 | 0 | 0 |  | 1 | TRUE | wye
51 | LV_3203-168_0_6_load_35 | 65 | 0.0061121 | 0.0015318 | 0 | 0 |  | 1 | TRUE | wye
52 | LV_3203-168_0_6_load_37 | 66 | 0.0016864 | 0.00042264 | 0 | 0 |  | 1 | TRUE | wye
53 | LV_3203-168_0_6_load_39 | 67 | 0.0047403 | 0.001188 | 0 | 0 |  | 1 | TRUE | wye
54 | LV_3203-168_0_6_load_85 | 68 | 0.0016864 | 0.00042264 | 0 | 0 |  | 1 | TRUE | wye
55 | LV_3203-168_0_6_load_41 | 70 | 0.0061147 | 0.0015325 | 0 | 0 |  | 1 | TRUE | wye
56 | LV_3203-168_0_6_load_42 | 71 | 0.0017769 | 0.00044532 | 0 | 0 |  | 1 | TRUE | wye
57 | LV_3203-168_0_6_load_43 | 72 | 0.0018911 | 0.00047396 | 0 | 0 |  | 1 | TRUE | wye
58 | LV_3203-168_0_6_load_44 | 73 | 0.0061137 | 0.0015322 | 0 | 0 |  | 1 | TRUE | wye
59 | LV_3203-168_0_6_load_46 | 75 | 0.009096 | 0.0022797 | 0 | 0 |  | 1 | TRUE | wye
60 | LV_3203-168_0_6_load_47 | 76 | 0.0031577 | 0.00079138 | 0 | 0 |  | 1 | TRUE | wye
61 | LV_3203-168_0_6_load_48 | 77 | 0.0031598 | 0.00079192 | 0 | 0 |  | 1 | TRUE | wye
62 | LV_3203-168_0_6_load_52 | 79 | 0.0018472 | 0.00046296 | 0 | 0 |  | 1 | TRUE | wye
63 | LV_3203-168_0_6_load_67 | 80 | 0.0091621 | 0.0022962 | 0 | 0 |  | 1 | TRUE | wye
64 | LV_3203-168_0_6_load_51 | 82 | 0.007004 | 0.0017554 | 0 | 0 |  | 1 | TRUE | wye
65 | LV_3203-168_0_6_load_53 | 83 | 0.003336 | 0.00083609 | 0 | 0 |  | 1 | TRUE | wye
66 | LV_3203-168_0_6_load_54 | 84 | 0.004125 | 0.0010338 | 0 | 0 |  | 1 | TRUE | wye
67 | LV_3203-168_0_6_load_136 | 85 | 0.0013186 | 0.00033048 | 0 | 0 |  | 1 | TRUE | wye
68 | LV_3203-168_0_6_load_135 | 86 | 0.0017809 | 0.00044634 | 0 | 0 |  | 1 | TRUE | wye
69 | LV_3203-168_0_6_load_61 | 87 | 0.0082112 | 0.0020579 | 0 | 0 |  | 1 | TRUE | wye
70 | LV_3203-168_0_6_load_58 | 88 | 0.0070084 | 0.0017565 | 0 | 0 |  | 1 | TRUE | wye
71 | LV_3203-168_0_6_load_62 | 90 | 0.0070072 | 0.0017562 | 0 | 0 |  | 1 | TRUE | wye
72 | LV_3203-168_0_6_load_166 | 92 | 0.0069451 | 0.0017406 | 0 | 0 |  | 1 | TRUE | wye
73 | LV_3203-168_0_6_load_167 | 93 | 0.0050581 | 0.0012677 | 0 | 0 |  | 1 | TRUE | wye
74 | LV_3203-168_0_6_load_164 | 95 | 0.0082207 | 0.0020603 | 0 | 0 |  | 1 | TRUE | wye
75 | LV_3203-168_0_6_load_159 | 96 | 0.002803 | 0.00070249 | 0 | 0 |  | 1 | TRUE | wye
76 | LV_3203-168_0_6_load_64 | 97 | 0.0070077 | 0.0017563 | 0 | 0 |  | 1 | TRUE | wye
77 | LV_3203-168_0_6_load_71 | 100 | 0.012372 | 0.0031007 | 0 | 0 |  | 1 | TRUE | wye
78 | LV_3203-168_0_6_load_139 | 102 | 0.0063915 | 0.0016019 | 0 | 0 |  | 1 | TRUE | wye
79 | LV_3203-168_0_6_load_121 | 103 | 0.0031032 | 0.00077773 | 0 | 0 |  | 1 | TRUE | wye
80 | LV_3203-168_0_6_load_108 | 104 | 0.0038712 | 0.00097022 | 0 | 0 |  | 1 | TRUE | wye
81 | LV_3203-168_0_6_load_160 | 105 | 0.0041879 | 0.0010496 | 0 | 0 |  | 1 | TRUE | wye
82 | LV_3203-168_0_6_load_162 | 106 | 0.0032981 | 0.00082658 | 0 | 0 |  | 1 | TRUE | wye
83 | LV_3203-168_0_6_load_140 | 107 | 0.0055562 | 0.0013925 | 0 | 0 |  | 1 | TRUE | wye
84 | LV_3203-168_0_6_load_72 | 110 | 0.002299 | 0.00057619 | 0 | 0 |  | 1 | TRUE | wye
85 | LV_3203-168_0_6_load_73 | 111 | 0.003515 | 0.00088095 | 0 | 0 |  | 1 | TRUE | wye
86 | LV_3203-168_0_6_load_74 | 112 | 0.003253 | 0.00081527 | 0 | 0 |  | 1 | TRUE | wye
87 | LV_3203-168_0_6_load_75 | 113 | 0.0028587 | 0.00071646 | 0 | 0 |  | 1 | TRUE | wye
88 | LV_3203-168_0_6_load_77 | 114 | 0.0031554 | 0.00079082 | 0 | 0 |  | 1 | TRUE | wye
89 | LV_3203-168_0_6_load_90 | 115 | 0.0010308 | 0.00025833 | 0 | 0 |  | 1 | TRUE | wye
90 | LV_3203-168_0_6_load_91 | 116 | 0.002666 | 0.00066817 | 0 | 0 |  | 1 | TRUE | wye
91 | LV_3203-168_0_6_load_177 | 117 | 0.0030108 | 0.00075457 | 0 | 0 |  | 1 | TRUE | wye
92 | LV_3203-168_0_6_load_173 | 118 | 0.0054903 | 0.001376 | 0 | 0 |  | 1 | TRUE | wye
93 | LV_3203-168_0_6_load_83 | 120 | 0.0033198 | 0.00083201 | 0 | 0 |  | 1 | TRUE | wye
94 | LV_3203-168_0_6_load_93 | 121 | 0.0030981 | 0.00077646 | 0 | 0 |  | 1 | TRUE | wye
95 | LV_3203-168_0_6_load_97 | 123 | 0.0016944 | 0.00042465 | 0 | 0 |  | 1 | TRUE | wye
96 | LV_3203-168_0_6_load_158 | 124 | 0.0021646 | 0.00054249 | 0 | 0 |  | 1 | TRUE | wye
97 | LV_3203-168_0_6_load_124 | 126 | 0.0018353 | 0.00045996 | 0 | 0 |  | 1 | TRUE | wye
98 | LV_3203-168_0_6_load_95 | 128 | 0.0019639 | 0.00049221 | 0 | 0 |  | 1 | TRUE | wye
99 | LV_3203-168_0_6_load_120 | 129 | 0.0017252 | 0.00043239 | 0 | 0 |  | 1 | TRUE | wye
100 | LV_3203-168_0_6_load_172 | 130 | 0.0013903 | 0.00034843 | 0 | 0 |  | 1 | TRUE | wye
101 | LV_3203-168_0_6_load_123 | 132 | 0.0018347 | 0.00045982 | 0 | 0 |  | 1 | TRUE | wye
102 | LV_3203-168_0_6_load_101 | 134 | 0.0026622 | 0.0006672 | 0 | 0 |  | 1 | TRUE | wye
103 | LV_3203-168_0_6_load_145 | 136 | 0.0040929 | 0.0010258 | 0 | 0 |  | 1 | TRUE | wye
104 | LV_3203-168_0_6_load_149 | 137 | 0.0016298 | 0.00040846 | 0 | 0 |  | 1 | TRUE | wye
105 | LV_3203-168_0_6_load_174 | 138 | 0.0015065 | 0.00037757 | 0 | 0 |  | 1 | TRUE | wye
106 | LV_3203-168_0_6_load_175 | 139 | 0.0023931 | 0.00059977 | 0 | 0 |  | 1 | TRUE | wye
107 | LV_3203-168_0_6_load_176 | 140 | 0.00078764 | 0.0001974 | 0 | 0 |  | 1 | TRUE | wye
108 | LV_3203-168_0_6_load_102 | 141 | 0.0037494 | 0.00093968 | 0 | 0 |  | 1 | TRUE | wye
109 | LV_3203-168_0_6_load_103 | 142 | 0.0029066 | 0.00072846 | 0 | 0 |  | 1 | TRUE | wye
110 | LV_3203-168_0_6_load_104 | 143 | 0.0070668 | 0.0017711 | 0 | 0 |  | 1 | TRUE | wye
111 | LV_3203-168_0_6_load_106 | 144 | 0.0042041 | 0.0010537 | 0 | 0 |  | 1 | TRUE | wye
112 | LV_3203-168_0_6_load_107 | 145 | 0.0044757 | 0.0011217 | 0 | 0 |  | 1 | TRUE | wye
113 | LV_3203-168_0_6_load_109 | 146 | 0.01072 | 0.0026867 | 0 | 0 |  | 1 | TRUE | wye
114 | LV_3203-168_0_6_load_122 | 147 | 0.0028826 | 0.00072244 | 0 | 0 |  | 1 | TRUE | wye
115 | LV_3203-168_0_6_load_125 | 148 | 0.0022769 | 0.00057065 | 0 | 0 |  | 1 | TRUE | wye
116 | LV_3203-168_0_6_load_112 | 149 | 0.0018347 | 0.00045982 | 0 | 0 |  | 1 | TRUE | wye
117 | LV_3203-168_0_6_load_126 | 150 | 0.0025453 | 0.00063792 | 0 | 0 |  | 1 | TRUE | wye
118 | LV_3203-168_0_6_load_127 | 151 | 0.0032002 | 0.00080204 | 0 | 0 |  | 1 | TRUE | wye
119 | LV_3203-168_0_6_load_128 | 152 | 0.0022472 | 0.00056319 | 0 | 0 |  | 1 | TRUE | wye
120 | LV_3203-168_0_6_load_129 | 153 | 0.0034273 | 0.00085897 | 0 | 0 |  | 1 | TRUE | wye
121 | LV_3203-168_0_6_load_130 | 154 | 0.0037041 | 0.00092834 | 0 | 0 |  | 1 | TRUE | wye
122 | LV_3203-168_0_6_load_131 | 155 | 0.0018643 | 0.00046723 | 0 | 0 |  | 1 | TRUE | wye
123 | LV_3203-168_0_6_load_132 | 156 | 0.0010899 | 0.00027316 | 0 | 0 |  | 1 | TRUE | wye
124 | LV_3203-168_0_6_load_134 | 158 | 0.0027623 | 0.0006923 | 0 | 0 |  | 1 | TRUE | wye
125 | LV_3203-168_0_6_load_137 | 159 | 0.0032062 | 0.00080355 | 0 | 0 |  | 1 | TRUE | wye
126 | LV_3203-168_0_6_load_138 | 160 | 0.0034659 | 0.00086864 | 0 | 0 |  | 1 | TRUE | wye
127 | LV_3203-168_0_6_load_143 | 161 | 0.0028142 | 0.00070531 | 0 | 0 |  | 1 | TRUE | wye
128 | LV_3203-168_0_6_load_147 | 162 | 0.0025336 | 0.00063497 | 0 | 0 |  | 1 | TRUE | wye
129 | LV_3203-168_0_6_load_146 | 163 | 0.004604 | 0.0011539 | 0 | 0 |  | 1 | TRUE | wye
130 | LV_3203-168_0_6_load_144 | 164 | 0.0011116 | 0.0002786 | 0 | 0 |  | 1 | TRUE | wye
131 | LV_3203-168_0_6_load_152 | 165 | 0.0023001 | 0.00057645 | 0 | 0 |  | 1 | TRUE | wye
132 | LV_3203-168_0_6_load_141 | 166 | 0.0028788 | 0.00072151 | 0 | 0 |  | 1 | TRUE | wye
133 | LV_3203-168_0_6_load_157 | 167 | 0.0016536 | 0.00041442 | 0 | 0 |  | 1 | TRUE | wye
134 | LV_3203-168_0_6_load_156 | 168 | 0.0015856 | 0.0003974 | 0 | 0 |  | 1 | TRUE | wye
135 | LV_3203-168_0_6_load_142 | 169 | 0.0053643 | 0.0013444 | 0 | 0 |  | 1 | TRUE | wye
136 | LV_3203-168_0_6_load_153 | 170 | 0.0029946 | 0.00075053 | 0 | 0 |  | 1 | TRUE | wye
137 | LV_3203-168_0_6_load_154 | 171 | 0.0028006 | 0.00070189 | 0 | 0 |  | 1 | TRUE | wye
138 | LV_3203-168_0_6_load_155 | 172 | 0.0024408 | 0.00061173 | 0 | 0 |  | 1 | TRUE | wye
139 | LV_3203-168_0_6_load_148 | 173 | 0.0014681 | 0.00036795 | 0 | 0 |  | 1 | TRUE | wye
140 | LV_3203-168_0_6_load_150 | 174 | 0.0016435 | 0.0004119 | 0 | 0 |  | 1 | TRUE | wye
141 | LV_3203-168_0_6_load_171 | 175 | 0.0031765 | 0.00079611 | 0 | 0 |  | 1 | TRUE | wye

## ext_grid
| name | bus | vm_pu | va_degree | slack_weight | in_service
0 |  | 71 | 1 | 0 | 1 | TRUE

## line
| name | std_type | from_bus | to_bus | length_km | r_ohm_per_km | x_ohm_per_km | c_nf_per_km | g_us_per_km | max_i_ka | df | parallel | type | in_service
0 | LV_3203-168_0_6_line_0 |  | 0 | 1 | 0.056115 | 0.125 | 0.08 | 261 | 0 | 0.364 | 1 | 1 | cs | TRUE
1 | LV_3203-168_0_6_line_1 |  | 0 | 2 | 0.031634 | 0.125 | 0.08 | 261 | 0 | 0.364 | 1 | 1 | cs | TRUE
2 | LV_3203-168_0_6_line_2 |  | 1 | 3 | 0.016645 | 0.125 | 0.08 | 261 | 0 | 0.364 | 1 | 1 | cs | TRUE
3 | LV_3203-168_0_6_line_3 |  | 1 | 4 | 0.02959 | 0.125 | 0.08 | 261 | 0 | 0.364 | 1 | 1 | cs | TRUE
4 | LV_3203-168_0_6_line_4 |  | 2 | 5 | 0.037211 | 0.125 | 0.08 | 261 | 0 | 0.364 | 1 | 2 | cs | TRUE
5 | LV_3203-168_0_6_line_5 |  | 3 | 6 | 0.013317 | 0.125 | 0.08 | 261 | 0 | 0.364 | 1 | 1 | cs | TRUE
6 | LV_3203-168_0_6_line_6 |  | 4 | 7 | 0.033941 | 0.125 | 0.08 | 261 | 0 | 0.364 | 1 | 1 | cs | TRUE
7 | LV_3203-168_0_6_line_7 |  | 5 | 8 | 0.023303 | 0.125 | 0.08 | 261 | 0 | 0.364 | 1 | 3 | cs | TRUE
8 | LV_3203-168_0_6_line_8 |  | 6 | 12 | 0.0073721 | 0.125 | 0.08 | 261 | 0 | 0.364 | 1 | 1 | cs | TRUE
9 | LV_3203-168_0_6_line_9 |  | 7 | 13 | 0.0086845 | 0.125 | 0.08 | 261 | 0 | 0.364 | 1 | 1 | cs | TRUE
10 | LV_3203-168_0_6_line_10 |  | 8 | 14 | 0.053593 | 0.125 | 0.08 | 261 | 0 | 0.364 | 1 | 3 | cs | TRUE
11 | LV_3203-168_0_6_line_11 |  | 9 | 10 | 0.018123 | 0.125 | 0.08 | 261 | 0 | 0.364 | 1 | 1 | cs | TRUE
12 | LV_3203-168_0_6_line_12 |  | 9 | 11 | 0.11489 | 0.125 | 0.08 | 261 | 0 | 0.364 | 1 | 1 | cs | TRUE
13 | LV_3203-168_0_6_line_13 |  | 10 | 15 | 0.0096776 | 0.125 | 0.08 | 261 | 0 | 0.364 | 1 | 1 | cs | TRUE
14 | LV_3203-168_0_6_line_14 |  | 10 | 16 | 0.014637 | 0.125 | 0.08 | 261 | 0 | 0.364 | 1 | 1 | cs | TRUE
15 | LV_3203-168_0_6_line_15 |  | 12 | 17 | 0.020015 | 0.125 | 0.08 | 261 | 0 | 0.364 | 1 | 1 | cs | TRUE
16 | LV_3203-168_0_6_line_16 |  | 13 | 18 | 0.02382 | 0.125 | 0.08 | 261 | 0 | 0.364 | 1 | 1 | cs | TRUE
17 | LV_3203-168_0_6_line_17 |  | 14 | 19 | 0.015491 | 0.125 | 0.08 | 261 | 0 | 0.364 | 1 | 1 | cs | TRUE
18 | LV_3203-168_0_6_line_18 |  | 14 | 20 | 0.00061058 | 0.125 | 0.08 | 261 | 0 | 0.364 | 1 | 3 | cs | TRUE
19 | LV_3203-168_0_6_line_19 |  | 15 | 21 | 0.032076 | 0.125 | 0.08 | 261 | 0 | 0.364 | 1 | 1 | cs | TRUE
20 | LV_3203-168_0_6_line_20 |  | 16 | 22 | 0.012259 | 0.125 | 0.08 | 261 | 0 | 0.364 | 1 | 1 | cs | TRUE
21 | LV_3203-168_0_6_line_21 |  | 19 | 23 | 0.01279 | 0.125 | 0.08 | 261 | 0 | 0.364 | 1 | 1 | cs | TRUE
22 | LV_3203-168_0_6_line_22 |  | 20 | 24 | 0.024255 | 0.125 | 0.08 | 261 | 0 | 0.364 | 1 | 3 | cs | TRUE
23 | LV_3203-168_0_6_line_23 |  | 21 | 127 | 0.055004 | 0.125 | 0.08 | 261 | 0 | 0.364 | 1 | 1 | cs | TRUE
24 | LV_3203-168_0_6_line_24 |  | 22 | 128 | 0.011998 | 0.125 | 0.08 | 261 | 0 | 0.364 | 1 | 1 | cs | TRUE
25 | LV_3203-168_0_6_line_25 |  | 23 | 25 | 0.012732 | 0.125 | 0.08 | 261 | 0 | 0.364 | 1 | 1 | cs | TRUE
26 | LV_3203-168_0_6_line_26 |  | 24 | 26 | 0.019515 | 0.125 | 0.08 | 261 | 0 | 0.364 | 1 | 1 | cs | TRUE
27 | LV_3203-168_0_6_line_27 |  | 24 | 27 | 0.016318 | 0.125 | 0.08 | 261 | 0 | 0.364 | 1 | 3 | cs | TRUE
28 | LV_3203-168_0_6_line_28 |  | 25 | 28 | 0.012546 | 0.125 | 0.08 | 261 | 0 | 0.364 | 1 | 1 | cs | TRUE
29 | LV_3203-168_0_6_line_29 |  | 26 | 29 | 0.012116 | 0.125 | 0.08 | 261 | 0 | 0.364 | 1 | 1 | cs | TRUE
30 | LV_3203-168_0_6_line_30 |  | 26 | 30 | 0.00051833 | 0.125 | 0.08 | 261 | 0 | 0.364 | 1 | 1 | cs | TRUE
31 | LV_3203-168_0_6_line_31 |  | 27 | 31 | 0.01124 | 0.125 | 0.08 | 261 | 0 | 0.364 | 1 | 3 | cs | TRUE
32 | LV_3203-168_0_6_line_32 |  | 28 | 120 | 0.01602 | 0.125 | 0.08 | 261 | 0 | 0.364 | 1 | 1 | cs | TRUE
33 | LV_3203-168_0_6_line_33 |  | 29 | 123 | 0.026224 | 0.125 | 0.08 | 261 | 0 | 0.364 | 1 | 1 | cs | TRUE
34 | LV_3203-168_0_6_line_34 |  | 31 | 68 | 0.015564 | 0.125 | 0.08 | 261 | 0 | 0.364 | 1 | 1 | cs | TRUE
35 | LV_3203-168_0_6_line_35 |  | 31 | 67 | 0.011453 | 0.125 | 0.08 | 261 | 0 | 0.364 | 1 | 3 | cs | TRUE
36 | LV_3203-168_0_6_line_36 |  | 32 | 33 | 0.013153 | 0.125 | 0.08 | 261 | 0 | 0.364 | 1 | 1 | cs | TRUE
37 | LV_3203-168_0_6_line_37 |  | 33 | 34 | 0.019115 | 0.125 | 0.08 | 261 | 0 | 0.364 | 1 | 1 | cs | TRUE
38 | LV_3203-168_0_6_line_38 |  | 33 | 35 | 0.025212 | 0.125 | 0.08 | 261 | 0 | 0.364 | 1 | 1 | cs | TRUE
39 | LV_3203-168_0_6_line_39 |  | 34 | 36 | 0.014312 | 0.125 | 0.08 | 261 | 0 | 0.364 | 1 | 1 | cs | TRUE
40 | LV_3203-168_0_6_line_40 |  | 35 | 37 | 0.0022291 | 0.125 | 0.08 | 261 | 0 | 0.364 | 1 | 1 | cs | TRUE
41 | LV_3203-168_0_6_line_41 |  | 37 | 40 | 0.023181 | 0.125 | 0.08 | 261 | 0 | 0.364 | 1 | 1 | cs | TRUE
42 | LV_3203-168_0_6_line_42 |  | 38 | 39 | 0.011161 | 0.125 | 0.08 | 261 | 0 | 0.364 | 1 | 1 | cs | TRUE
43 | LV_3203-168_0_6_line_43 |  | 39 | 41 | 0.022251 | 0.125 | 0.08 | 261 | 0 | 0.364 | 1 | 1 | cs | TRUE
44 | LV_3203-168_0_6_line_44 |  | 40 | 44 | 0.0050141 | 0.125 | 0.08 | 261 | 0 | 0.364 | 1 | 1 | cs | TRUE
45 | LV_3203-168_0_6_line_45 |  | 41 | 45 | 0.0089455 | 0.125 | 0.08 | 261 | 0 | 0.364 | 1 | 1 | cs | TRUE
46 | LV_3203-168_0_6_line_46 |  | 42 | 43 | 0.017663 | 0.125 | 0.08 | 261 | 0 | 0.364 | 1 | 1 | cs | TRUE
47 | LV_3203-168_0_6_line_47 |  | 43 | 112 | 0.037727 | 0.125 | 0.08 | 261 | 0 | 0.364 | 1 | 1 | cs | TRUE
48 | LV_3203-168_0_6_line_48 |  | 44 | 64 | 0.023439 | 0.125 | 0.08 | 261 | 0 | 0.364 | 1 | 1 | cs | TRUE
49 | LV_3203-168_0_6_line_49 |  | 45 | 88 | 0.032209 | 0.125 | 0.08 | 261 | 0 | 0.364 | 1 | 1 | cs | TRUE
50 | LV_3203-168_0_6_line_50 |  | 46 | 47 | 0.023316 | 0.125 | 0.08 | 261 | 0 | 0.364 | 1 | 3 | cs | TRUE
51 | LV_3203-168_0_6_line_51 |  | 46 | 48 | 0.01243 | 0.125 | 0.08 | 261 | 0 | 0.364 | 1 | 3 | cs | TRUE
52 | LV_3203-168_0_6_line_52 |  | 47 | 49 | 0.015823 | 0.125 | 0.08 | 261 | 0 | 0.364 | 1 | 3 | cs | TRUE
53 | LV_3203-168_0_6_line_53 |  | 48 | 50 | 0.014945 | 0.125 | 0.08 | 261 | 0 | 0.364 | 1 | 3 | cs | TRUE
54 | LV_3203-168_0_6_line_54 |  | 48 | 51 | 0.020618 | 0.125 | 0.08 | 261 | 0 | 0.364 | 1 | 1 | cs | TRUE
55 | LV_3203-168_0_6_line_55 |  | 49 | 52 | 0.040006 | 0.125 | 0.08 | 261 | 0 | 0.364 | 1 | 3 | cs | TRUE
56 | LV_3203-168_0_6_line_56 |  | 50 | 53 | 0.015772 | 0.125 | 0.08 | 261 | 0 | 0.364 | 1 | 3 | cs | TRUE
57 | LV_3203-168_0_6_line_57 |  | 50 | 54 | 0.022144 | 0.125 | 0.08 | 261 | 0 | 0.364 | 1 | 1 | cs | TRUE
58 | LV_3203-168_0_6_line_58 |  | 51 | 55 | 0.025918 | 0.125 | 0.08 | 261 | 0 | 0.364 | 1 | 1 | cs | TRUE
59 | LV_3203-168_0_6_line_59 |  | 52 | 56 | 0.0024755 | 0.125 | 0.08 | 261 | 0 | 0.364 | 1 | 3 | cs | TRUE
60 | LV_3203-168_0_6_line_60 |  | 53 | 57 | 0.0047723 | 0.125 | 0.08 | 261 | 0 | 0.364 | 1 | 3 | cs | TRUE
61 | LV_3203-168_0_6_line_61 |  | 54 | 58 | 0.0022608 | 0.125 | 0.08 | 261 | 0 | 0.364 | 1 | 1 | cs | TRUE
62 | LV_3203-168_0_6_line_62 |  | 55 | 59 | 0.024376 | 0.125 | 0.08 | 261 | 0 | 0.364 | 1 | 1 | cs | TRUE
63 | LV_3203-168_0_6_line_63 |  | 56 | 60 | 0.026603 | 0.125 | 0.08 | 261 | 0 | 0.364 | 1 | 1 | cs | TRUE
64 | LV_3203-168_0_6_line_64 |  | 56 | 61 | 0.025724 | 0.125 | 0.08 | 261 | 0 | 0.364 | 1 | 3 | cs | TRUE
65 | LV_3203-168_0_6_line_65 |  | 57 | 62 | 0.014705 | 0.125 | 0.08 | 261 | 0 | 0.364 | 1 | 3 | cs | TRUE
66 | LV_3203-168_0_6_line_66 |  | 58 | 63 | 0.014427 | 0.125 | 0.08 | 261 | 0 | 0.364 | 1 | 1 | cs | TRUE
67 | LV_3203-168_0_6_line_67 |  | 59 | 64 | 0.00046603 | 0.125 | 0.08 | 261 | 0 | 0.364 | 1 | 1 | cs | TRUE
68 | LV_3203-168_0_6_line_68 |  | 60 | 87 | 0.040226 | 0.125 | 0.08 | 261 | 0 | 0.364 | 1 | 1 | cs | TRUE
69 | LV_3203-168_0_6_line_69 |  | 61 | 75 | 0.029569 | 0.125 | 0.08 | 261 | 0 | 0.364 | 1 | 3 | cs | TRUE
70 | LV_3203-168_0_6_line_70 |  | 62 | 65 | 0.011244 | 0.125 | 0.08 | 261 | 0 | 0.364 | 1 | 3 | cs | TRUE
71 | LV_3203-168_0_6_line_71 |  | 63 | 149 | 0.018804 | 0.125 | 0.08 | 261 | 0 | 0.364 | 1 | 1 | cs | TRUE
72 | LV_3203-168_0_6_line_72 |  | 65 | 66 | 0.017365 | 0.125 | 0.08 | 261 | 0 | 0.364 | 1 | 3 | cs | TRUE
73 | LV_3203-168_0_6_line_73 |  | 66 | 67 | 0.0092378 | 0.125 | 0.08 | 261 | 0 | 0.364 | 1 | 3 | cs | TRUE
74 | LV_3203-168_0_6_line_74 |  | 68 | 69 | 0.031749 | 0.125 | 0.08 | 261 | 0 | 0.364 | 1 | 1 | cs | TRUE
75 | LV_3203-168_0_6_line_75 |  | 69 | 121 | 0.01052 | 0.125 | 0.08 | 261 | 0 | 0.364 | 1 | 1 | cs | TRUE
76 | LV_3203-168_0_6_line_76 |  | 69 | 122 | 0.020483 | 0.125 | 0.08 | 261 | 0 | 0.364 | 1 | 1 | cs | TRUE
77 | LV_3203-168_0_6_line_77 |  | 70 | 71 | 0.0039657 | 0.125 | 0.08 | 261 | 0 | 0.364 | 1 | 3 | cs | TRUE
78 | LV_3203-168_0_6_line_78 |  | 70 | 72 | 0.014463 | 0.125 | 0.08 | 261 | 0 | 0.364 | 1 | 3 | cs | TRUE
79 | LV_3203-168_0_6_line_79 |  | 71 | 73 | 0.019604 | 0.125 | 0.08 | 261 | 0 | 0.364 | 1 | 3 | cs | TRUE
80 | LV_3203-168_0_6_line_80 |  | 72 | 74 | 0.01289 | 0.125 | 0.08 | 261 | 0 | 0.364 | 1 | 3 | cs | TRUE
81 | LV_3203-168_0_6_line_81 |  | 73 | 75 | 0.031101 | 0.125 | 0.08 | 261 | 0 | 0.364 | 1 | 3 | cs | TRUE
82 | LV_3203-168_0_6_line_82 |  | 74 | 76 | 0.021202 | 0.125 | 0.08 | 261 | 0 | 0.364 | 1 | 2 | cs | TRUE
83 | LV_3203-168_0_6_line_83 |  | 74 | 77 | 0.0047201 | 0.125 | 0.08 | 261 | 0 | 0.364 | 1 | 1 | cs | TRUE
84 | LV_3203-168_0_6_line_84 |  | 76 | 78 | 0.040464 | 0.125 | 0.08 | 261 | 0 | 0.364 | 1 | 1 | cs | TRUE
85 | LV_3203-168_0_6_line_85 |  | 77 | 79 | 0.011062 | 0.125 | 0.08 | 261 | 0 | 0.364 | 1 | 1 | cs | TRUE
86 | LV_3203-168_0_6_line_86 |  | 78 | 80 | 0.019325 | 0.125 | 0.08 | 261 | 0 | 0.364 | 1 | 1 | cs | TRUE
87 | LV_3203-168_0_6_line_87 |  | 78 | 81 | 0.038958 | 0.125 | 0.08 | 261 | 0 | 0.364 | 1 | 1 | cs | TRUE
88 | LV_3203-168_0_6_line_88 |  | 79 | 82 | 0.024759 | 0.125 | 0.08 | 261 | 0 | 0.364 | 1 | 1 | cs | TRUE
89 | LV_3203-168_0_6_line_89 |  | 80 | 100 | 0.017784 | 0.125 | 0.08 | 261 | 0 | 0.364 | 1 | 1 | cs | TRUE
90 | LV_3203-168_0_6_line_90 |  | 81 | 97 | 0.030576 | 0.125 | 0.08 | 261 | 0 | 0.364 | 1 | 1 | cs | TRUE
91 | LV_3203-168_0_6_line_91 |  | 82 | 83 | 0.011401 | 0.125 | 0.08 | 261 | 0 | 0.364 | 1 | 1 | cs | TRUE
92 | LV_3203-168_0_6_line_92 |  | 83 | 84 | 0.015641 | 0.125 | 0.08 | 261 | 0 | 0.364 | 1 | 1 | cs | TRUE
93 | LV_3203-168_0_6_line_93 |  | 84 | 85 | 0.00069047 | 0.125 | 0.08 | 261 | 0 | 0.364 | 1 | 1 | cs | TRUE
94 | LV_3203-168_0_6_line_94 |  | 85 | 86 | 0.0062521 | 0.125 | 0.08 | 261 | 0 | 0.364 | 1 | 1 | cs | TRUE
95 | LV_3203-168_0_6_line_95 |  | 86 | 156 | 0.013195 | 0.125 | 0.08 | 261 | 0 | 0.364 | 1 | 1 | cs | TRUE
96 | LV_3203-168_0_6_line_96 |  | 87 | 89 | 0.020747 | 0.125 | 0.08 | 261 | 0 | 0.364 | 1 | 1 | cs | TRUE
97 | LV_3203-168_0_6_line_97 |  | 88 | 89 | 0.024865 | 0.125 | 0.08 | 261 | 0 | 0.364 | 1 | 1 | cs | TRUE
98 | LV_3203-168_0_6_line_98 |  | 89 | 90 | 0.0071441 | 0.125 | 0.08 | 261 | 0 | 0.364 | 1 | 1 | cs | TRUE
99 | LV_3203-168_0_6_line_99 |  | 91 | 92 | 0.015029 | 0.125 | 0.08 | 261 | 0 | 0.364 | 1 | 1 | cs | TRUE
100 | LV_3203-168_0_6_line_100 |  | 91 | 93 | 0.0033516 | 0.125 | 0.08 | 261 | 0 | 0.364 | 1 | 1 | cs | TRUE
101 | LV_3203-168_0_6_line_101 |  | 91 | 94 | 0.021814 | 0.125 | 0.08 | 261 | 0 | 0.364 | 1 | 1 | cs | TRUE
102 | LV_3203-168_0_6_line_102 |  | 94 | 95 | 0.026179 | 0.125 | 0.08 | 261 | 0 | 0.364 | 1 | 1 | cs | TRUE
103 | LV_3203-168_0_6_line_103 |  | 94 | 96 | 0.013833 | 0.125 | 0.08 | 261 | 0 | 0.364 | 1 | 1 | cs | TRUE
104 | LV_3203-168_0_6_line_104 |  | 96 | 105 | 0.0034714 | 0.125 | 0.08 | 261 | 0 | 0.364 | 1 | 1 | cs | TRUE
105 | LV_3203-168_0_6_line_105 |  | 97 | 98 | 0.0093091 | 0.125 | 0.08 | 261 | 0 | 0.364 | 1 | 1 | cs | TRUE
106 | LV_3203-168_0_6_line_106 |  | 98 | 99 | 0.045089 | 0.125 | 0.08 | 261 | 0 | 0.364 | 1 | 1 | cs | TRUE
107 | LV_3203-168_0_6_line_107 |  | 99 | 103 | 0.012979 | 0.125 | 0.08 | 261 | 0 | 0.364 | 1 | 1 | cs | TRUE
108 | LV_3203-168_0_6_line_108 |  | 99 | 104 | 0.026357 | 0.125 | 0.08 | 261 | 0 | 0.364 | 1 | 1 | cs | TRUE
109 | LV_3203-168_0_6_line_109 |  | 99 | 101 | 0.037852 | 0.125 | 0.08 | 261 | 0 | 0.364 | 1 | 1 | cs | TRUE
110 | LV_3203-168_0_6_line_110 |  | 101 | 102 | 0.0044736 | 0.125 | 0.08 | 261 | 0 | 0.364 | 1 | 1 | cs | TRUE
111 | LV_3203-168_0_6_line_111 |  | 102 | 107 | 0.038049 | 0.125 | 0.08 | 261 | 0 | 0.364 | 1 | 1 | cs | TRUE
112 | LV_3203-168_0_6_line_112 |  | 102 | 108 | 0.05565 | 0.125 | 0.08 | 261 | 0 | 0.364 | 1 | 1 | cs | TRUE
113 | LV_3203-168_0_6_line_113 |  | 104 | 109 | 0.020961 | 0.125 | 0.08 | 261 | 0 | 0.364 | 1 | 1 | cs | TRUE
114 | LV_3203-168_0_6_line_114 |  | 105 | 106 | 0.040296 | 0.125 | 0.08 | 261 | 0 | 0.364 | 1 | 1 | cs | TRUE
115 | LV_3203-168_0_6_line_115 |  | 106 | 108 | 0.0031897 | 0.125 | 0.08 | 261 | 0 | 0.364 | 1 | 1 | cs | TRUE
116 | LV_3203-168_0_6_line_116 |  | 107 | 166 | 0.024669 | 0.125 | 0.08 | 261 | 0 | 0.364 | 1 | 1 | cs | TRUE
117 | LV_3203-168_0_6_line_117 |  | 108 | 167 | 0.010995 | 0.125 | 0.08 | 261 | 0 | 0.364 | 1 | 1 | cs | TRUE
118 | LV_3203-168_0_6_line_118 |  | 109 | 145 | 0.019055 | 0.125 | 0.08 | 261 | 0 | 0.364 | 1 | 1 | cs | TRUE
119 | LV_3203-168_0_6_line_119 |  | 109 | 142 | 0.0047039 | 0.125 | 0.08 | 261 | 0 | 0.364 | 1 | 1 | cs | TRUE
120 | LV_3203-168_0_6_line_120 |  | 110 | 111 | 0.025946 | 0.125 | 0.08 | 261 | 0 | 0.364 | 1 | 1 | cs | TRUE
121 | LV_3203-168_0_6_line_121 |  | 110 | 112 | 0.02281 | 0.125 | 0.08 | 261 | 0 | 0.364 | 1 | 1 | cs | TRUE
122 | LV_3203-168_0_6_line_122 |  | 111 | 113 | 0.022877 | 0.125 | 0.08 | 261 | 0 | 0.364 | 1 | 1 | cs | TRUE
123 | LV_3203-168_0_6_line_123 |  | 113 | 114 | 0.023702 | 0.125 | 0.08 | 261 | 0 | 0.364 | 1 | 1 | cs | TRUE
124 | LV_3203-168_0_6_line_124 |  | 114 | 115 | 0.016019 | 0.125 | 0.08 | 261 | 0 | 0.364 | 1 | 1 | cs | TRUE
125 | LV_3203-168_0_6_line_125 |  | 115 | 116 | 0.018399 | 0.125 | 0.08 | 261 | 0 | 0.364 | 1 | 1 | cs | TRUE
126 | LV_3203-168_0_6_line_126 |  | 116 | 125 | 0.003103 | 0.125 | 0.08 | 261 | 0 | 0.364 | 1 | 1 | cs | TRUE
127 | LV_3203-168_0_6_line_127 |  | 117 | 118 | 0.21331 | 0.125 | 0.08 | 261 | 0 | 0.364 | 1 | 1 | cs | TRUE
128 | LV_3203-168_0_6_line_128 |  | 117 | 119 | 0.067992 | 0.125 | 0.08 | 261 | 0 | 0.364 | 1 | 1 | cs | TRUE
129 | LV_3203-168_0_6_line_129 |  | 118 | 138 | 0.040126 | 0.125 | 0.08 | 261 | 0 | 0.364 | 1 | 1 | cs | TRUE
130 | LV_3203-168_0_6_line_130 |  | 118 | 134 | 0.18059 | 0.125 | 0.08 | 261 | 0 | 0.364 | 1 | 1 | cs | TRUE
131 | LV_3203-168_0_6_line_131 |  | 119 | 175 | 0.026545 | 0.125 | 0.08 | 261 | 0 | 0.364 | 1 | 1 | cs | TRUE
132 | LV_3203-168_0_6_line_132 |  | 122 | 124 | 0.0094711 | 0.125 | 0.08 | 261 | 0 | 0.364 | 1 | 1 | cs | TRUE
133 | LV_3203-168_0_6_line_133 |  | 123 | 128 | 0.0014477 | 0.125 | 0.08 | 261 | 0 | 0.364 | 1 | 1 | cs | TRUE
134 | LV_3203-168_0_6_line_134 |  | 125 | 126 | 0.014289 | 0.125 | 0.08 | 261 | 0 | 0.364 | 1 | 1 | cs | TRUE
135 | LV_3203-168_0_6_line_135 |  | 126 | 132 | 0.0074651 | 0.125 | 0.08 | 261 | 0 | 0.364 | 1 | 1 | cs | TRUE
136 | LV_3203-168_0_6_line_136 |  | 127 | 131 | 0.031469 | 0.125 | 0.08 | 261 | 0 | 0.364 | 1 | 1 | cs | TRUE
137 | LV_3203-168_0_6_line_137 |  | 129 | 130 | 0.006939 | 0.125 | 0.08 | 261 | 0 | 0.364 | 1 | 1 | cs | TRUE
138 | LV_3203-168_0_6_line_138 |  | 129 | 131 | 0.021167 | 0.125 | 0.08 | 261 | 0 | 0.364 | 1 | 1 | cs | TRUE
139 | LV_3203-168_0_6_line_139 |  | 132 | 149 | 0.00032133 | 0.125 | 0.08 | 261 | 0 | 0.364 | 1 | 1 | cs | TRUE
140 | LV_3203-168_0_6_line_140 |  | 133 | 134 | 0.028322 | 0.125 | 0.08 | 261 | 0 | 0.364 | 1 | 1 | cs | TRUE
141 | LV_3203-168_0_6_line_141 |  | 133 | 135 | 0.068691 | 0.125 | 0.08 | 261 | 0 | 0.364 | 1 | 1 | cs | TRUE
142 | LV_3203-168_0_6_line_142 |  | 135 | 136 | 0.035592 | 0.125 | 0.08 | 261 | 0 | 0.364 | 1 | 1 | cs | TRUE
143 | LV_3203-168_0_6_line_143 |  | 135 | 137 | 0.053127 | 0.125 | 0.08 | 261 | 0 | 0.364 | 1 | 1 | cs | TRUE
144 | LV_3203-168_0_6_line_144 |  | 136 | 164 | 0.0032186 | 0.125 | 0.08 | 261 | 0 | 0.364 | 1 | 1 | cs | TRUE
145 | LV_3203-168_0_6_line_145 |  | 137 | 173 | 0.012198 | 0.125 | 0.08 | 261 | 0 | 0.364 | 1 | 1 | cs | TRUE
146 | LV_3203-168_0_6_line_146 |  | 138 | 139 | 0.085615 | 0.125 | 0.08 | 261 | 0 | 0.364 | 1 | 1 | cs | TRUE
147 | LV_3203-168_0_6_line_147 |  | 139 | 140 | 0.05734 | 0.125 | 0.08 | 261 | 0 | 0.364 | 1 | 1 | cs | TRUE
148 | LV_3203-168_0_6_line_148 |  | 141 | 142 | 0.026031 | 0.125 | 0.08 | 261 | 0 | 0.364 | 1 | 1 | cs | TRUE
149 | LV_3203-168_0_6_line_149 |  | 141 | 143 | 0.014059 | 0.125 | 0.08 | 261 | 0 | 0.364 | 1 | 1 | cs | TRUE
150 | LV_3203-168_0_6_line_150 |  | 143 | 144 | 0.0079446 | 0.125 | 0.08 | 261 | 0 | 0.364 | 1 | 1 | cs | TRUE
151 | LV_3203-168_0_6_line_151 |  | 144 | 146 | 0.0048001 | 0.125 | 0.08 | 261 | 0 | 0.364 | 1 | 1 | cs | TRUE
152 | LV_3203-168_0_6_line_152 |  | 145 | 147 | 0.00023276 | 0.125 | 0.08 | 261 | 0 | 0.364 | 1 | 1 | cs | TRUE
153 | LV_3203-168_0_6_line_153 |  | 147 | 148 | 0.023334 | 0.125 | 0.08 | 261 | 0 | 0.364 | 1 | 1 | cs | TRUE
154 | LV_3203-168_0_6_line_154 |  | 148 | 150 | 0.0036577 | 0.125 | 0.08 | 261 | 0 | 0.364 | 1 | 1 | cs | TRUE
155 | LV_3203-168_0_6_line_155 |  | 151 | 152 | 0.031407 | 0.125 | 0.08 | 261 | 0 | 0.364 | 1 | 1 | cs | TRUE
156 | LV_3203-168_0_6_line_156 |  | 151 | 153 | 0.013997 | 0.125 | 0.08 | 261 | 0 | 0.364 | 1 | 1 | cs | TRUE
157 | LV_3203-168_0_6_line_157 |  | 152 | 154 | 0.0044843 | 0.125 | 0.08 | 261 | 0 | 0.364 | 1 | 1 | cs | TRUE
158 | LV_3203-168_0_6_line_158 |  | 153 | 155 | 0.014415 | 0.125 | 0.08 | 261 | 0 | 0.364 | 1 | 1 | cs | TRUE
159 | LV_3203-168_0_6_line_159 |  | 153 | 156 | 0.0035025 | 0.125 | 0.08 | 261 | 0 | 0.364 | 1 | 1 | cs | TRUE
160 | LV_3203-168_0_6_line_160 |  | 154 | 157 | 0.021542 | 0.125 | 0.08 | 261 | 0 | 0.364 | 1 | 1 | cs | TRUE
161 | LV_3203-168_0_6_line_161 |  | 155 | 158 | 0.0056388 | 0.125 | 0.08 | 261 | 0 | 0.364 | 1 | 1 | cs | TRUE
162 | LV_3203-168_0_6_line_162 |  | 157 | 159 | 0.0076191 | 0.125 | 0.08 | 261 | 0 | 0.364 | 1 | 1 | cs | TRUE
163 | LV_3203-168_0_6_line_163 |  | 157 | 160 | 0.016553 | 0.125 | 0.08 | 261 | 0 | 0.364 | 1 | 1 | cs | TRUE
164 | LV_3203-168_0_6_line_164 |  | 158 | 161 | 0.0083129 | 0.125 | 0.08 | 261 | 0 | 0.364 | 1 | 1 | cs | TRUE
165 | LV_3203-168_0_6_line_165 |  | 159 | 162 | 0.016944 | 0.125 | 0.08 | 261 | 0 | 0.364 | 1 | 1 | cs | TRUE
166 | LV_3203-168_0_6_line_166 |  | 160 | 163 | 0.021862 | 0.125 | 0.08 | 261 | 0 | 0.364 | 1 | 1 | cs | TRUE
167 | LV_3203-168_0_6_line_167 |  | 161 | 164 | 0.020697 | 0.125 | 0.08 | 261 | 0 | 0.364 | 1 | 1 | cs | TRUE
168 | LV_3203-168_0_6_line_168 |  | 162 | 165 | 0.0035752 | 0.125 | 0.08 | 261 | 0 | 0.364 | 1 | 1 | cs | TRUE
169 | LV_3203-168_0_6_line_169 |  | 166 | 169 | 0.0058533 | 0.125 | 0.08 | 261 | 0 | 0.364 | 1 | 1 | cs | TRUE
170 | LV_3203-168_0_6_line_170 |  | 167 | 168 | 0.019584 | 0.125 | 0.08 | 261 | 0 | 0.364 | 1 | 1 | cs | TRUE
171 | LV_3203-168_0_6_line_171 |  | 168 | 171 | 0.0048765 | 0.125 | 0.08 | 261 | 0 | 0.364 | 1 | 1 | cs | TRUE
172 | LV_3203-168_0_6_line_172 |  | 170 | 171 | 0.0097795 | 0.125 | 0.08 | 261 | 0 | 0.364 | 1 | 1 | cs | TRUE
173 | LV_3203-168_0_6_line_173 |  | 170 | 172 | 0.014826 | 0.125 | 0.08 | 261 | 0 | 0.364 | 1 | 1 | cs | TRUE
174 | LV_3203-168_0_6_line_174 |  | 173 | 174 | 0.01477 | 0.125 | 0.08 | 261 | 0 | 0.364 | 1 | 1 | cs | TRUE

## trafo
| name | std_type | hv_bus | lv_bus | sn_mva | vn_hv_kv | vn_lv_kv | vk_percent | vkr_percent | pfe_kw | i0_percent | shift_degree | tap_side | tap_neutral | tap_min | tap_max | tap_step_percent | tap_step_degree | tap_pos | tap_phase_shifter | parallel | df | in_service
0 | LV_3203-168_0_6_trafo_42 | 0.63 MVA 20/0.4 kV | 176 | 71 | 0.63 | 20 | 0.4 | 6 | 1.206 | 1.65 | 0.2619 | 150 | hv | 0 | -2 | 2 | 2.5 | 0 | 0 | FALSE | 1 | 1 | TRUE

## line_geodata
| x0 | y0 | x1 | y1 | x2 | y2 | x3 | y3 | x4 | y4 | x5 | y5 | x6 | y6 | x7 | y7 | x8 | y8
0 | 2745008.4209 | 1252667.4505 | 2745017.0028 | 1252683.5758 | 2745023.0378 | 1252699.4942 | 2745025.7276 | 1252714.5077 | 2745026.377 | 1252720.0418
1 | 2745031.0013 | 1252751.3273 | 2745027.7325 | 1252731.5952 | 2745026.377 | 1252720.0418
2 | 2745008.4209 | 1252667.4505 | 2745024.9872 | 1252665.8285
3 | 2745008.4209 | 1252667.4505 | 2745003.3738 | 1252658.0514 | 2744994.0035 | 1252647.9124 | 2744990.2201 | 1252644.4693
4 | 2745031.0013 | 1252751.3273 | 2745042.1332 | 1252745.9503 | 2745043.5197 | 1252740.5124 | 2745062.5584 | 1252743.2643
5 | 2745038.2404 | 1252664.531 | 2745024.9872 | 1252665.8285
6 | 2744965.1268 | 1252621.6151 | 2744976.8103 | 1252632.2657 | 2744990.2201 | 1252644.4693
7 | 2745062.5584 | 1252743.2643 | 2745085.6218 | 1252746.598
8 | 2745038.2404 | 1252664.531 | 2745041.9477 | 1252664.168 | 2745045.5312 | 1252664.8461
9 | 2744965.1268 | 1252621.6151 | 2744963.17 | 1252619.8312 | 2744958.5358 | 1252615.9628
10 | 2745119.0276 | 1252778.0193 | 2745118.0936 | 1252760.0682 | 2745096.0544 | 1252748.106 | 2745085.6218 | 1252746.598
11 | 2745073.2939 | 1252810.5413 | 2745064.9526 | 1252806.1773 | 2745058.3264 | 1252800.5249
12 | 2745058.3264 | 1252800.5249 | 2744953.511 | 1252847.5687
13 | 2745073.2939 | 1252810.5413 | 2745081.8792 | 1252815.0076
14 | 2745073.2939 | 1252810.5413 | 2745074.0233 | 1252799.5709 | 2745077.6627 | 1252799.7141
15 | 2745065.322 | 1252666.3424 | 2745061.3351 | 1252666.0556 | 2745055.4524 | 1252666.7233 | 2745045.5312 | 1252664.8461
16 | 2744941.9493 | 1252598.9222 | 2744943.3703 | 1252600.5507 | 2744954.2619 | 1252612.3951 | 2744958.5358 | 1252615.9628
17 | 2745119.0276 | 1252778.0193 | 2745103.541 | 1252777.6421
18 | 2745119.6376 | 1252778.0454 | 2745119.0276 | 1252778.0193
19 | 2745109.9984 | 1252826.9669 | 2745108.6469 | 1252823.2747 | 2745087.3833 | 1252817.871 | 2745081.8792 | 1252815.0076
20 | 2745077.6627 | 1252799.7141 | 2745089.9124 | 1252800.1959
21 | 2745103.541 | 1252777.6421 | 2745090.7546 | 1252777.3307
22 | 2745143.8706 | 1252779.0844 | 2745119.6376 | 1252778.0454
23 | 2745109.9984 | 1252826.9669 | 2745137.2288 | 1252874.7571
24 | 2745101.9006 | 1252800.6675 | 2745089.9124 | 1252800.1959
25 | 2745078.0266 | 1252777.0207 | 2745090.7546 | 1252777.3307
26 | 2745143.8706 | 1252779.0844 | 2745141.2071 | 1252798.4153
27 | 2745143.8706 | 1252779.0844 | 2745146.9793 | 1252765.303 | 2745147.596 | 1252763.2017
28 | 2745078.0266 | 1252777.0207 | 2745065.4843 | 1252776.7152
29 | 2745129.5514 | 1252801.7552 | 2745135.3961 | 1252800.4749 | 2745141.2071 | 1252798.4153
30 | 2745141.1764 | 1252798.9327 | 2745141.2071 | 1252798.4153
31 | 2745150.7607 | 1252752.4167 | 2745147.596 | 1252763.2017
32 | 2745065.4843 | 1252776.7152 | 2745049.4688 | 1252776.3252
33 | 2745129.5514 | 1252801.7552 | 2745103.3472 | 1252800.7244
34 | 2745150.7607 | 1252752.4167 | 2745164.7864 | 1252759.1632
35 | 2745150.7607 | 1252752.4167 | 2745153.7461 | 1252741.36
36 | 2745354.3289 | 1252629.0902 | 2745358.2252 | 1252626.3053 | 2745361.8211 | 1252623.1461 | 2745364.2504 | 1252620.5203
37 | 2745354.3289 | 1252629.0902 | 2745357.5861 | 1252635.4205 | 2745360.9841 | 1252636.6273 | 2745369.2432 | 1252635.15
38 | 2745354.3289 | 1252629.0902 | 2745348.4063 | 1252632.3035 | 2745342.0824 | 1252634.6395 | 2745331.0771 | 1252638.7043
39 | 2745369.2432 | 1252635.15 | 2745373.7772 | 1252634.339 | 2745383.0541 | 1252637.1916
40 | 2745331.0771 | 1252638.7043 | 2745328.9861 | 1252639.4766
41 | 2745307.2405 | 1252647.5085 | 2745328.9861 | 1252639.4766
42 | 2745348.2463 | 1252558.4153 | 2745338.4115 | 1252553.1379
43 | 2745318.1439 | 1252543.9685 | 2745336.3492 | 1252552.0314 | 2745338.4115 | 1252553.1379
44 | 2745307.2405 | 1252647.5085 | 2745302.537 | 1252649.2458
45 | 2745318.1439 | 1252543.9685 | 2745310.8802 | 1252540.7515 | 2745309.9344 | 1252540.4229
46 | 2745383.821 | 1252690.1941 | 2745386.1648 | 1252684.524 | 2745388.7399 | 1252679.5825 | 2745390.2545 | 1252673.8233
47 | 2745383.821 | 1252690.1941 | 2745348.6753 | 1252703.9105
48 | 2745280.5502 | 1252657.3668 | 2745302.537 | 1252649.2458
49 | 2745309.9344 | 1252540.4229 | 2745280.0815 | 1252530.0527 | 2745279.5051 | 1252529.8641
50 | 2745209.1448 | 1252670.5139 | 2745219.5105 | 1252661.9154 | 2745225.552 | 1252654.1383
51 | 2745213.5944 | 1252682.1007 | 2745210.911 | 1252674.2274 | 2745209.1448 | 1252670.5139
52 | 2745235.2591 | 1252641.6424 | 2745225.552 | 1252654.1383
53 | 2745213.5944 | 1252682.1007 | 2745211.2135 | 1252683.1322 | 2745199.8435 | 1252688.0471
54 | 2745213.5944 | 1252682.1007 | 2745232.9349 | 1252674.9547
55 | 2745235.2591 | 1252641.6424 | 2745237.3483 | 1252638.953 | 2745242.8719 | 1252628.0002 | 2745245.7391 | 1252620.9972 | 2745248.3948 | 1252610.9194 | 2745247.5825 | 1252604.6274
56 | 2745199.8435 | 1252688.0471 | 2745190.8441 | 1252692.3529 | 2745186.101 | 1252695.6831
57 | 2745199.8435 | 1252688.0471 | 2745200.3825 | 1252693.7769 | 2745206.5144 | 1252708.9754
58 | 2745232.9349 | 1252674.9547 | 2745241.0306 | 1252671.9636 | 2745257.2473 | 1252665.9738
59 | 2745247.2656 | 1252602.1723 | 2745247.5825 | 1252604.6274
60 | 2745186.101 | 1252695.6831 | 2745184.8749 | 1252696.5439 | 2745182.376 | 1252698.6594
61 | 2745206.5144 | 1252708.9754 | 2745206.5459 | 1252709.0536 | 2745207.9508 | 1252710.716
62 | 2745280.113 | 1252657.5282 | 2745257.2473 | 1252665.9738
63 | 2745247.2656 | 1252602.1723 | 2745247.8261 | 1252575.5749
64 | 2745247.2656 | 1252602.1723 | 2745242.1938 | 1252594.0958 | 2745233.1749 | 1252590.5714 | 2745226.6722 | 1252590.4637
65 | 2745171.4304 | 1252708.4703 | 2745171.4304 | 1252708.4703 | 2745176.4864 | 1252703.6451 | 2745182.376 | 1252698.6594
66 | 2745207.9508 | 1252710.716 | 2745213.2739 | 1252717.0149 | 2745215.9088 | 1252722.605
67 | 2745280.113 | 1252657.5282 | 2745280.5502 | 1252657.3668
68 | 2745247.8261 | 1252575.5749 | 2745248.6736 | 1252535.3583
69 | 2745197.1073 | 1252589.9743 | 2745226.6722 | 1252590.4637
70 | 2745171.4304 | 1252708.4703 | 2745166.8316 | 1252713.7404 | 2745164.3409 | 1252717.1834
71 | 2745215.9088 | 1252722.605 | 2745218.2328 | 1252727.5354 | 2745221.4227 | 1252735.688 | 2745218.5043 | 1252739.242
72 | 2745156.3663 | 1252732.5083 | 2745158.3204 | 1252727.0779 | 2745162.7367 | 1252719.401 | 2745164.3409 | 1252717.1834
73 | 2745156.3663 | 1252732.5083 | 2745155.4442 | 1252735.0705 | 2745153.7461 | 1252741.36
74 | 2745193.3976 | 1252772.9254 | 2745164.7864 | 1252759.1632
75 | 2745193.3976 | 1252772.9254 | 2745193.9931 | 1252783.4278
76 | 2745193.3976 | 1252772.9254 | 2745207.2405 | 1252773.3762 | 2745213.3852 | 1252775.8736
77 | 2745147.5569 | 1252580.0566 | 2745143.718 | 1252579.0617
78 | 2745129.7174 | 1252575.433 | 2745129.7174 | 1252575.433 | 2745143.718 | 1252579.0617
79 | 2745166.5771 | 1252584.7982 | 2745160.3347 | 1252583.3684 | 2745147.5569 | 1252580.0566
80 | 2745117.9153 | 1252570.2501 | 2745129.7174 | 1252575.433
81 | 2745166.5771 | 1252584.7982 | 2745188.5569 | 1252589.8327 | 2745197.1073 | 1252589.9743
82 | 2745117.9153 | 1252570.2501 | 2745135.7654 | 1252558.8087
83 | 2745117.9153 | 1252570.2501 | 2745113.4151 | 1252571.6738
84 | 2745167.6627 | 1252533.9343 | 2745138.3039 | 1252557.1815 | 2745135.7654 | 1252558.8087
85 | 2745102.8687 | 1252575.0103 | 2745113.4151 | 1252571.6738
86 | 2745167.6627 | 1252533.9343 | 2745159.242 | 1252524.1742 | 2745160.2044 | 1252517.8126
87 | 2745167.6627 | 1252533.9343 | 2745174.2917 | 1252529.3145 | 2745181.3494 | 1252525.3837 | 2745184.4239 | 1252523.7797 | 2745188.7742 | 1252522.1848 | 2745194.2173 | 1252520.0495 | 2745197.413 | 1252519.0491 | 2745202.9253 | 1252518.0944
88 | 2745078.6764 | 1252580.1541 | 2745078.6764 | 1252580.1541 | 2745098.535 | 1252576.3813 | 2745102.8687 | 1252575.0103
89 | 2745162.8644 | 1252500.2291 | 2745160.2044 | 1252517.8126
90 | 2745202.9253 | 1252518.0944 | 2745204.1147 | 1252487.5411
91 | 2745078.6764 | 1252580.1541 | 2745067.3828 | 1252578.5926
92 | 2745051.8888 | 1252576.4503 | 2745067.3828 | 1252578.5926
93 | 2745051.8888 | 1252576.4503 | 2745051.8888 | 1252576.4503 | 2745051.2524 | 1252576.1826
94 | 2745051.2524 | 1252576.1826 | 2745045.4892 | 1252573.7589
95 | 2745033.3259 | 1252568.6437 | 2745045.4892 | 1252573.7589
96 | 2745255.8738 | 1252522.1294 | 2745248.9646 | 1252521.5484 | 2745248.6736 | 1252535.3583
97 | 2745255.8738 | 1252522.1294 | 2745279.5051 | 1252529.8641
98 | 2745255.8738 | 1252522.1294 | 2745248.9669 | 1252520.3037
99 | 2745311.8295 | 1252444.2608 | 2745315.1986 | 1252447.2685 | 2745315.3562 | 1252457.7802
100 | 2745311.8295 | 1252444.2608 | 2745315.0819 | 1252443.4515
101 | 2745290.8465 | 1252439.9866 | 2745298.7029 | 1252443.8162 | 2745311.8295 | 1252444.2608
102 | 2745298.5879 | 1252414.9749 | 2745290.8465 | 1252439.9866
103 | 2745290.8465 | 1252439.9866 | 2745277.4683 | 1252436.4696
104 | 2745274.111 | 1252435.587 | 2745277.4683 | 1252436.4696
105 | 2745204.4768 | 1252478.239 | 2745204.1147 | 1252487.5411
106 | 2745204.4768 | 1252478.239 | 2745193.9782 | 1252471.9313 | 2745177.5965 | 1252465.9909 | 2745162.4621 | 1252463.0617
107 | 2745159.6222 | 1252475.7264 | 2745162.4621 | 1252463.0617
108 | 2745162.4621 | 1252463.0617 | 2745141.0077 | 1252458.9211 | 2745136.5181 | 1252459.3148
109 | 2745178.2069 | 1252443.5623 | 2745177.5965 | 1252465.9909 | 2745162.4621 | 1252463.0617
110 | 2745178.2069 | 1252443.5623 | 2745178.3428 | 1252439.0907
111 | 2745178.3428 | 1252439.0907 | 2745178.7158 | 1252426.8144 | 2745168.8548 | 1252419.1322 | 2745167.6946 | 1252410.718 | 2745167.7375 | 1252405.9454
112 | 2745178.3428 | 1252439.0907 | 2745232.0542 | 1252424.5305
113 | 2745115.6372 | 1252461.1462 | 2745136.5181 | 1252459.3148
114 | 2745235.1391 | 1252425.3415 | 2745274.111 | 1252435.587
115 | 2745232.0542 | 1252424.5305 | 2745235.1391 | 1252425.3415
116 | 2745167.7375 | 1252405.9454 | 2745167.8125 | 1252397.5973 | 2745164.2619 | 1252393.6732 | 2745153.2449 | 1252394.1707
117 | 2745232.0542 | 1252424.5305 | 2745232.0107 | 1252413.5354
118 | 2745115.6372 | 1252461.1462 | 2745116.1686 | 1252480.194
119 | 2745115.6372 | 1252461.1462 | 2745115.7254 | 1252456.4431
120 | 2745327.4261 | 1252712.2035 | 2745303.2556 | 1252721.6366
121 | 2745348.6753 | 1252703.9105 | 2745327.4261 | 1252712.2035
122 | 2745303.2556 | 1252721.6366 | 2745300.4941 | 1252722.7143 | 2745282.4175 | 1252731.066
123 | 2745261.0813 | 1252741.3684 | 2745266.9164 | 1252738.2279 | 2745282.4175 | 1252731.066
124 | 2745246.9755 | 1252748.9602 | 2745261.0813 | 1252741.3684
125 | 2745246.9755 | 1252748.9602 | 2745230.7744 | 1252757.6797
126 | 2745228.042 | 1252759.1503 | 2745230.7744 | 1252757.6797
127 | 2744691.9003 | 1252457.0601 | 2744720.6987 | 1252668.4164
128 | 2744657.2128 | 1252692.7557 | 2744720.6987 | 1252668.4164
129 | 2744691.9003 | 1252457.0601 | 2744686.8604 | 1252454.031 | 2744675.6399 | 1252448.5074 | 2744658.1368 | 1252443.9423 | 2744655.0996 | 1252441.9164
130 | 2744870.8437 | 1252481.4215 | 2744691.9003 | 1252457.0601
131 | 2744657.2128 | 1252692.7557 | 2744645.1993 | 1252695.9099 | 2744634.5859 | 1252691.8247 | 2744632.4581 | 1252690.0797
132 | 2745213.3852 | 1252775.8736 | 2745220.29 | 1252782.3563
133 | 2745101.9006 | 1252800.6675 | 2745103.3472 | 1252800.7244
134 | 2745228.042 | 1252759.1503 | 2745221.8685 | 1252746.2642
135 | 2745218.6431 | 1252739.5318 | 2745221.8685 | 1252746.2642
136 | 2745137.2288 | 1252874.7571 | 2745158.0912 | 1252864.4918 | 2745165.5558 | 1252860.8824
137 | 2745185.8915 | 1252855.0081 | 2745186.8839 | 1252854.7214 | 2745192.7588 | 1252854.1164
138 | 2745165.5558 | 1252860.8824 | 2745185.8915 | 1252855.0081
139 | 2745218.5043 | 1252739.242 | 2745218.5043 | 1252739.242 | 2745218.6431 | 1252739.5318
140 | 2744897.6197 | 1252490.6385 | 2744873.934 | 1252482.6517 | 2744870.8437 | 1252481.4215
141 | 2744962.3671 | 1252513.5774 | 2744897.6197 | 1252490.6385
142 | 2744962.3671 | 1252513.5774 | 2744969.373 | 1252526.55 | 2744976.3556 | 1252531.5367 | 2744986.5549 | 1252538.3535
143 | 2744962.3671 | 1252513.5774 | 2744955.5614 | 1252521.4072 | 2744952.6339 | 1252524.7165 | 2744952.3631 | 1252528.9917 | 2744954.5739 | 1252532.7493 | 2744962.8666 | 1252538.1907 | 2744968.5408 | 1252546.3484 | 2744968.5905 | 1252552.3331 | 2744966.8983 | 1252555.7918
144 | 2744989.2308 | 1252540.142 | 2744986.5549 | 1252538.3535
145 | 2744959.8131 | 1252565.453 | 2744964.0523 | 1252561.6086 | 2744966.8983 | 1252555.7918
146 | 2744655.0996 | 1252441.9164 | 2744582.4285 | 1252396.6517
147 | 2744555.9914 | 1252346.1451 | 2744556.4119 | 1252346.8899 | 2744560.3224 | 1252353.714 | 2744564.9675 | 1252364.1594 | 2744570.9856 | 1252377.7414 | 2744574.0274 | 1252385.2004 | 2744580.604 | 1252395.0814 | 2744582.4285 | 1252396.6517
148 | 2745116.2131 | 1252430.4171 | 2745115.7254 | 1252456.4431
149 | 2745116.4765 | 1252416.3604 | 2745116.2131 | 1252430.4171
150 | 2745116.4765 | 1252416.3604 | 2745116.6254 | 1252408.4172
151 | 2745116.7153 | 1252403.618 | 2745116.6254 | 1252408.4172
152 | 2745116.1686 | 1252480.194 | 2745116.1751 | 1252480.4267
153 | 2745116.1751 | 1252480.4267 | 2745116.4932 | 1252491.8296 | 2745113.7733 | 1252495.5999 | 2745107.6134 | 1252499.4754
154 | 2745104.5175 | 1252501.4232 | 2745107.6134 | 1252499.4754
155 | 2745034.5662 | 1252554.021 | 2745044.5933 | 1252524.2575
156 | 2745030.0973 | 1252567.2859 | 2745034.5662 | 1252554.021
157 | 2745046.0249 | 1252520.008 | 2745044.5933 | 1252524.2575
158 | 2745030.0973 | 1252567.2859 | 2745019.1092 | 1252560.3103 | 2745017.9522 | 1252559.5223
159 | 2745030.0973 | 1252567.2859 | 2745033.3259 | 1252568.6437
160 | 2745050.4445 | 1252499.2082 | 2745050.5509 | 1252506.5734 | 2745046.0249 | 1252520.008
161 | 2745017.9522 | 1252559.5223 | 2745013.2916 | 1252556.348
162 | 2745050.4445 | 1252499.2082 | 2745056.0744 | 1252494.0745
163 | 2745050.4445 | 1252499.2082 | 2745044.1132 | 1252496.9177 | 2745034.5522 | 1252499.1574
164 | 2745006.4209 | 1252551.6684 | 2745013.2916 | 1252556.348
165 | 2745056.0744 | 1252494.0745 | 2745062.0863 | 1252478.2327
166 | 2745013.9376 | 1252506.0347 | 2745022.1064 | 1252502.0728 | 2745034.5522 | 1252499.1574
167 | 2745006.4209 | 1252551.6684 | 2745003.4919 | 1252549.6735 | 2744989.2308 | 1252540.142
168 | 2745063.3548 | 1252474.8901 | 2745062.0863 | 1252478.2327
169 | 2745153.2449 | 1252394.1707 | 2745147.3975 | 1252394.4347
170 | 2745231.933 | 1252393.9517 | 2745232.0107 | 1252413.5354
171 | 2745235.6796 | 1252390.9231 | 2745231.9324 | 1252393.7983 | 2745231.933 | 1252393.9517
172 | 2745235.6796 | 1252390.9231 | 2745237.396 | 1252389.6061 | 2745245.0114 | 1252389.7061
173 | 2745259.8359 | 1252389.9009 | 2745245.0114 | 1252389.7061
174 | 2744945.8625 | 1252570.3052 | 2744959.8131 | 1252565.453 | 2744959.8131 | 1252565.453

## bus_geodata
| x | y | coords
0 | 2745026.377 | 1252720.0418
1 | 2745008.4209 | 1252667.4505
2 | 2745031.0013 | 1252751.3273
3 | 2745024.9872 | 1252665.8285
4 | 2744990.2201 | 1252644.4693
5 | 2745062.5584 | 1252743.2643
6 | 2745038.2404 | 1252664.531
7 | 2744965.1268 | 1252621.6151
8 | 2745085.6218 | 1252746.598
9 | 2745058.3264 | 1252800.5249
10 | 2745073.2939 | 1252810.5413
11 | 2744953.511 | 1252847.5687
12 | 2745045.5312 | 1252664.8461
13 | 2744958.5358 | 1252615.9628
14 | 2745119.0276 | 1252778.0193
15 | 2745081.8792 | 1252815.0076
16 | 2745077.6627 | 1252799.7141
17 | 2745065.322 | 1252666.3424
18 | 2744941.9493 | 1252598.9222
19 | 2745103.541 | 1252777.6421
20 | 2745119.6376 | 1252778.0454
21 | 2745109.9984 | 1252826.9669
22 | 2745089.9124 | 1252800.1959
23 | 2745090.7546 | 1252777.3307
24 | 2745143.8706 | 1252779.0844
25 | 2745078.0266 | 1252777.0207
26 | 2745141.2071 | 1252798.4153
27 | 2745147.596 | 1252763.2017
28 | 2745065.4843 | 1252776.7152
29 | 2745129.5514 | 1252801.7552
30 | 2745141.1764 | 1252798.9327
31 | 2745150.7607 | 1252752.4167
32 | 2745364.2504 | 1252620.5203
33 | 2745354.3289 | 1252629.0902
34 | 2745369.2432 | 1252635.15
35 | 2745331.0771 | 1252638.7043
36 | 2745383.0541 | 1252637.1916
37 | 2745328.9861 | 1252639.4766
38 | 2745348.2463 | 1252558.4153
39 | 2745338.4115 | 1252553.1379
40 | 2745307.2405 | 1252647.5085
41 | 2745318.1439 | 1252543.9685
42 | 2745390.2545 | 1252673.8233
43 | 2745383.821 | 1252690.1941
44 | 2745302.537 | 1252649.2458
45 | 2745309.9344 | 1252540.4229
46 | 2745209.1448 | 1252670.5139
47 | 2745225.552 | 1252654.1383
48 | 2745213.5944 | 1252682.1007
49 | 2745235.2591 | 1252641.6424
50 | 2745199.8435 | 1252688.0471
51 | 2745232.9349 | 1252674.9547
52 | 2745247.5825 | 1252604.6274
53 | 2745186.101 | 1252695.6831
54 | 2745206.5144 | 1252708.9754
55 | 2745257.2473 | 1252665.9738
56 | 2745247.2656 | 1252602.1723
57 | 2745182.376 | 1252698.6594
58 | 2745207.9508 | 1252710.716
59 | 2745280.113 | 1252657.5282
60 | 2745247.8261 | 1252575.5749
61 | 2745226.6722 | 1252590.4637
62 | 2745171.4304 | 1252708.4703
63 | 2745215.9088 | 1252722.605
64 | 2745280.5502 | 1252657.3668
65 | 2745164.3409 | 1252717.1834
66 | 2745156.3663 | 1252732.5083
67 | 2745153.7461 | 1252741.36
68 | 2745164.7864 | 1252759.1632
69 | 2745193.3976 | 1252772.9254
70 | 2745143.718 | 1252579.0617
71 | 2745147.5569 | 1252580.0566
72 | 2745129.7174 | 1252575.433
73 | 2745166.5771 | 1252584.7982
74 | 2745117.9153 | 1252570.2501
75 | 2745197.1073 | 1252589.9743
76 | 2745135.7654 | 1252558.8087
77 | 2745113.4151 | 1252571.6738
78 | 2745167.6627 | 1252533.9343
79 | 2745102.8687 | 1252575.0103
80 | 2745160.2044 | 1252517.8126
81 | 2745202.9253 | 1252518.0944
82 | 2745078.6764 | 1252580.1541
83 | 2745067.3828 | 1252578.5926
84 | 2745051.8888 | 1252576.4503
85 | 2745051.2524 | 1252576.1826
86 | 2745045.4892 | 1252573.7589
87 | 2745248.6736 | 1252535.3583
88 | 2745279.5051 | 1252529.8641
89 | 2745255.8738 | 1252522.1294
90 | 2745248.9669 | 1252520.3037
91 | 2745311.8295 | 1252444.2608
92 | 2745315.3562 | 1252457.7802
93 | 2745315.0819 | 1252443.4515
94 | 2745290.8465 | 1252439.9866
95 | 2745298.5879 | 1252414.9749
96 | 2745277.4683 | 1252436.4696
97 | 2745204.1147 | 1252487.5411
98 | 2745204.4768 | 1252478.239
99 | 2745162.4621 | 1252463.0617
100 | 2745162.8644 | 1252500.2291
101 | 2745178.2069 | 1252443.5623
102 | 2745178.3428 | 1252439.0907
103 | 2745159.6222 | 1252475.7264
104 | 2745136.5181 | 1252459.3148
105 | 2745274.111 | 1252435.587
106 | 2745235.1391 | 1252425.3415
107 | 2745167.7375 | 1252405.9454
108 | 2745232.0542 | 1252424.5305
109 | 2745115.6372 | 1252461.1462
110 | 2745327.4261 | 1252712.2035
111 | 2745303.2556 | 1252721.6366
112 | 2745348.6753 | 1252703.9105
113 | 2745282.4175 | 1252731.066
114 | 2745261.0813 | 1252741.3684
115 | 2745246.9755 | 1252748.9602
116 | 2745230.7744 | 1252757.6797
117 | 2744720.6987 | 1252668.4164
118 | 2744691.9003 | 1252457.0601
119 | 2744657.2128 | 1252692.7557
120 | 2745049.4688 | 1252776.3252
121 | 2745193.9931 | 1252783.4278
122 | 2745213.3852 | 1252775.8736
123 | 2745103.3472 | 1252800.7244
124 | 2745220.29 | 1252782.3563
125 | 2745228.042 | 1252759.1503
126 | 2745221.8685 | 1252746.2642
127 | 2745137.2288 | 1252874.7571
128 | 2745101.9006 | 1252800.6675
129 | 2745185.8915 | 1252855.0081
130 | 2745192.7588 | 1252854.1164
131 | 2745165.5558 | 1252860.8824
132 | 2745218.6431 | 1252739.5318
133 | 2744897.6197 | 1252490.6385
134 | 2744870.8437 | 1252481.4215
135 | 2744962.3671 | 1252513.5774
136 | 2744986.5549 | 1252538.3535
137 | 2744966.8983 | 1252555.7918
138 | 2744655.0996 | 1252441.9164
139 | 2744582.4285 | 1252396.6517
140 | 2744555.9914 | 1252346.1451
141 | 2745116.2131 | 1252430.4171
142 | 2745115.7254 | 1252456.4431
143 | 2745116.4765 | 1252416.3604
144 | 2745116.6254 | 1252408.4172
145 | 2745116.1686 | 1252480.194
146 | 2745116.7153 | 1252403.618
147 | 2745116.1751 | 1252480.4267
148 | 2745107.6134 | 1252499.4754
149 | 2745218.5043 | 1252739.242
150 | 2745104.5175 | 1252501.4232
151 | 2745034.5662 | 1252554.021
152 | 2745044.5933 | 1252524.2575
153 | 2745030.0973 | 1252567.2859
154 | 2745046.0249 | 1252520.008
155 | 2745017.9522 | 1252559.5223
156 | 2745033.3259 | 1252568.6437
157 | 2745050.4445 | 1252499.2082
158 | 2745013.2916 | 1252556.348
159 | 2745056.0744 | 1252494.0745
160 | 2745034.5522 | 1252499.1574
161 | 2745006.4209 | 1252551.6684
162 | 2745062.0863 | 1252478.2327
163 | 2745013.9376 | 1252506.0347
164 | 2744989.2308 | 1252540.142
165 | 2745063.3548 | 1252474.8901
166 | 2745153.2449 | 1252394.1707
167 | 2745232.0107 | 1252413.5354
168 | 2745231.933 | 1252393.9517
169 | 2745147.3975 | 1252394.4347
170 | 2745245.0114 | 1252389.7061
171 | 2745235.6796 | 1252390.9231
172 | 2745259.8359 | 1252389.9009
173 | 2744959.8131 | 1252565.453
174 | 2744945.8625 | 1252570.3052
175 | 2744632.4581 | 1252690.0797
176 | 2745117.9153 | 1252570.2501

## line_std_types
| c_nf_per_km | r_ohm_per_km | x_ohm_per_km | max_i_ka | type | q_mm2 | alpha | voltage_rating
NAYY 4x50 SE | 210 | 0.642 | 0.083 | 0.142 | cs | 50 | 0.00403 | LV
NAYY 4x120 SE | 264 | 0.225 | 0.08 | 0.242 | cs | 120 | 0.00403 | LV
NAYY 4x150 SE | 261 | 0.208 | 0.08 | 0.27 | cs | 150 | 0.00403 | LV
NA2XS2Y 1x95 RM/25 12/20 kV | 216 | 0.313 | 0.132 | 0.252 | cs | 95 | 0.00403 | MV
NA2XS2Y 1x185 RM/25 12/20 kV | 273 | 0.161 | 0.117 | 0.362 | cs | 185 | 0.00403 | MV
NA2XS2Y 1x240 RM/25 12/20 kV | 304 | 0.122 | 0.112 | 0.421 | cs | 240 | 0.00403 | MV
NA2XS2Y 1x95 RM/25 6/10 kV | 315 | 0.313 | 0.123 | 0.249 | cs | 95 | 0.00403 | MV
NA2XS2Y 1x185 RM/25 6/10 kV | 406 | 0.161 | 0.11 | 0.358 | cs | 185 | 0.00403 | MV
NA2XS2Y 1x240 RM/25 6/10 kV | 456 | 0.122 | 0.105 | 0.416 | cs | 240 | 0.00403 | MV
NA2XS2Y 1x150 RM/25 12/20 kV | 250 | 0.206 | 0.116 | 0.319 | cs | 150 | 0.00403 | MV
NA2XS2Y 1x120 RM/25 12/20 kV | 230 | 0.253 | 0.119 | 0.283 | cs | 120 | 0.00403 | MV
NA2XS2Y 1x70 RM/25 12/20 kV | 190 | 0.443 | 0.132 | 0.22 | cs | 70 | 0.00403 | MV
NA2XS2Y 1x150 RM/25 6/10 kV | 360 | 0.206 | 0.11 | 0.315 | cs | 150 | 0.00403 | MV
NA2XS2Y 1x120 RM/25 6/10 kV | 340 | 0.253 | 0.113 | 0.28 | cs | 120 | 0.00403 | MV
NA2XS2Y 1x70 RM/25 6/10 kV | 280 | 0.443 | 0.123 | 0.217 | cs | 70 | 0.00403 | MV
N2XS(FL)2Y 1x120 RM/35 64/110 kV | 112 | 0.153 | 0.166 | 0.366 | cs | 120 | 0.00393 | HV
N2XS(FL)2Y 1x185 RM/35 64/110 kV | 125 | 0.099 | 0.156 | 0.457 | cs | 185 | 0.00393 | HV
N2XS(FL)2Y 1x240 RM/35 64/110 kV | 135 | 0.075 | 0.149 | 0.526 | cs | 240 | 0.00393 | HV
N2XS(FL)2Y 1x300 RM/35 64/110 kV | 144 | 0.06 | 0.144 | 0.588 | cs | 300 | 0.00393 | HV
15-AL1/3-ST1A 0.4 | 11 | 1.8769 | 0.35 | 0.105 | ol | 16 | 0.00403 | LV
24-AL1/4-ST1A 0.4 | 11.25 | 1.2012 | 0.335 | 0.14 | ol | 24 | 0.00403 | LV
48-AL1/8-ST1A 0.4 | 12.2 | 0.5939 | 0.3 | 0.21 | ol | 48 | 0.00403 | LV
94-AL1/15-ST1A 0.4 | 13.2 | 0.306 | 0.29 | 0.35 | ol | 94 | 0.00403 | LV
34-AL1/6-ST1A 10.0 | 9.7 | 0.8342 | 0.36 | 0.17 | ol | 34 | 0.00403 | MV
48-AL1/8-ST1A 10.0 | 10.1 | 0.5939 | 0.35 | 0.21 | ol | 48 | 0.00403 | MV
70-AL1/11-ST1A 10.0 | 10.4 | 0.4132 | 0.339 | 0.29 | ol | 70 | 0.00403 | MV
94-AL1/15-ST1A 10.0 | 10.75 | 0.306 | 0.33 | 0.35 | ol | 94 | 0.00403 | MV
122-AL1/20-ST1A 10.0 | 11.1 | 0.2376 | 0.323 | 0.41 | ol | 122 | 0.00403 | MV
149-AL1/24-ST1A 10.0 | 11.25 | 0.194 | 0.315 | 0.47 | ol | 149 | 0.00403 | MV
34-AL1/6-ST1A 20.0 | 9.15 | 0.8342 | 0.382 | 0.17 | ol | 34 | 0.00403 | MV
48-AL1/8-ST1A 20.0 | 9.5 | 0.5939 | 0.372 | 0.21 | ol | 48 | 0.00403 | MV
70-AL1/11-ST1A 20.0 | 9.7 | 0.4132 | 0.36 | 0.29 | ol | 70 | 0.00403 | MV
94-AL1/15-ST1A 20.0 | 10 | 0.306 | 0.35 | 0.35 | ol | 94 | 0.00403 | MV
122-AL1/20-ST1A 20.0 | 10.3 | 0.2376 | 0.344 | 0.41 | ol | 122 | 0.00403 | MV
149-AL1/24-ST1A 20.0 | 10.5 | 0.194 | 0.337 | 0.47 | ol | 149 | 0.00403 | MV
184-AL1/30-ST1A 20.0 | 10.75 | 0.1571 | 0.33 | 0.535 | ol | 184 | 0.00403 | MV
243-AL1/39-ST1A 20.0 | 11 | 0.1188 | 0.32 | 0.645 | ol | 243 | 0.00403 | MV
48-AL1/8-ST1A 110.0 | 8 | 0.5939 | 0.46 | 0.21 | ol | 48 | 0.00403 | HV
70-AL1/11-ST1A 110.0 | 8.4 | 0.4132 | 0.45 | 0.29 | ol | 70 | 0.00403 | HV
94-AL1/15-ST1A 110.0 | 8.65 | 0.306 | 0.44 | 0.35 | ol | 94 | 0.00403 | HV
122-AL1/20-ST1A 110.0 | 8.5 | 0.2376 | 0.43 | 0.41 | ol | 122 | 0.00403 | HV
149-AL1/24-ST1A 110.0 | 8.75 | 0.194 | 0.41 | 0.47 | ol | 149 | 0.00403 | HV
184-AL1/30-ST1A 110.0 | 8.8 | 0.1571 | 0.4 | 0.535 | ol | 184 | 0.00403 | HV
243-AL1/39-ST1A 110.0 | 9 | 0.1188 | 0.39 | 0.645 | ol | 243 | 0.00403 | HV
305-AL1/39-ST1A 110.0 | 9.2 | 0.0949 | 0.38 | 0.74 | ol | 305 | 0.00403 | HV
490-AL1/64-ST1A 110.0 | 9.75 | 0.059 | 0.37 | 0.96 | ol | 490 | 0.00403 | HV
679-AL1/86-ST1A 110.0 | 9.95 | 0.042 | 0.36 | 1.15 | ol | 679 | 0.00403 | HV
490-AL1/64-ST1A 220.0 | 10 | 0.059 | 0.285 | 0.96 | ol | 490 | 0.00403 | HV
679-AL1/86-ST1A 220.0 | 11.7 | 0.042 | 0.275 | 1.15 | ol | 679 | 0.00403 | HV
490-AL1/64-ST1A 380.0 | 11 | 0.059 | 0.253 | 0.96 | ol | 490 | 0.00403 | HV
679-AL1/86-ST1A 380.0 | 14.6 | 0.042 | 0.25 | 1.15 | ol | 679 | 0.00403 | HV

## trafo_std_types
| i0_percent | pfe_kw | vkr_percent | sn_mva | vn_lv_kv | vn_hv_kv | vk_percent | shift_degree | vector_group | tap_side | tap_neutral | tap_min | tap_max | tap_step_degree | tap_step_percent | tap_phase_shifter
160 MVA 380/110 kV | 0.06 | 60 | 0.25 | 160 | 110 | 380 | 12.2 | 0 | Yy0 | hv | 0 | -9 | 9 | 0 | 1.5 | FALSE
100 MVA 220/110 kV | 0.06 | 55 | 0.26 | 100 | 110 | 220 | 12 | 0 | Yy0 | hv | 0 | -9 | 9 | 0 | 1.5 | FALSE
63 MVA 110/20 kV | 0.04 | 22 | 0.32 | 63 | 20 | 110 | 18 | 150 | YNd5 | hv | 0 | -9 | 9 | 0 | 1.5 | FALSE
40 MVA 110/20 kV | 0.05 | 18 | 0.34 | 40 | 20 | 110 | 16.2 | 150 | YNd5 | hv | 0 | -9 | 9 | 0 | 1.5 | FALSE
25 MVA 110/20 kV | 0.07 | 14 | 0.41 | 25 | 20 | 110 | 12 | 150 | YNd5 | hv | 0 | -9 | 9 | 0 | 1.5 | FALSE
63 MVA 110/10 kV | 0.04 | 22 | 0.32 | 63 | 10 | 110 | 18 | 150 | YNd5 | hv | 0 | -9 | 9 | 0 | 1.5 | FALSE
40 MVA 110/10 kV | 0.05 | 18 | 0.34 | 40 | 10 | 110 | 16.2 | 150 | YNd5 | hv | 0 | -9 | 9 | 0 | 1.5 | FALSE
25 MVA 110/10 kV | 0.07 | 14 | 0.41 | 25 | 10 | 110 | 12 | 150 | YNd5 | hv | 0 | -9 | 9 | 0 | 1.5 | FALSE
0.25 MVA 20/0.4 kV | 0.32 | 0.8 | 1.44 | 0.25 | 0.4 | 20 | 6 | 150 | Yzn5 | hv | 0 | -2 | 2 | 0 | 2.5 | FALSE
0.4 MVA 20/0.4 kV | 0.3375 | 1.35 | 1.425 | 0.4 | 0.4 | 20 | 6 | 150 | Dyn5 | hv | 0 | -2 | 2 | 0 | 2.5 | FALSE
0.63 MVA 20/0.4 kV | 0.2619 | 1.65 | 1.206 | 0.63 | 0.4 | 20 | 6 | 150 | Dyn5 | hv | 0 | -2 | 2 | 0 | 2.5 | FALSE
0.25 MVA 10/0.4 kV | 0.24 | 0.6 | 1.2 | 0.25 | 0.4 | 10 | 4 | 150 | Dyn5 | hv | 0 | -2 | 2 | 0 | 2.5 | FALSE
0.4 MVA 10/0.4 kV | 0.2375 | 0.95 | 1.325 | 0.4 | 0.4 | 10 | 4 | 150 | Dyn5 | hv | 0 | -2 | 2 | 0 | 2.5 | FALSE
0.63 MVA 10/0.4 kV | 0.1873 | 1.18 | 1.0794 | 0.63 | 0.4 | 10 | 4 | 150 | Dyn5 | hv | 0 | -2 | 2 | 0 | 2.5 | FALSE

## trafo3w_std_types
| sn_hv_mva | sn_mv_mva | sn_lv_mva | vn_hv_kv | vn_mv_kv | vn_lv_kv | vk_hv_percent | vk_mv_percent | vk_lv_percent | vkr_hv_percent | vkr_mv_percent | vkr_lv_percent | pfe_kw | i0_percent | shift_mv_degree | shift_lv_degree | vector_group | tap_side | tap_neutral | tap_min | tap_max | tap_step_percent
63/25/38 MVA 110/20/10 kV | 63 | 25 | 38 | 110 | 20 | 10 | 10.4 | 10.4 | 10.4 | 0.28 | 0.32 | 0.35 | 35 | 0.89 | 0 | 0 | YN0yn0yn0 | hv | 0 | -10 | 10 | 1.2
63/25/38 MVA 110/10/10 kV | 63 | 25 | 38 | 110 | 10 | 10 | 10.4 | 10.4 | 10.4 | 0.28 | 0.32 | 0.35 | 35 | 0.89 | 0 | 0 | YN0yn0yn0 | hv | 0 | -10 | 10 | 1.2

## fuse_std_types
| fuse_type | i_rated_a | t_avg | t_min | t_total | x_avg | x_min | x_total
HV 100A | HV 100A | 100 | 0 | [10.0, 3.64, 0.854, 0.281, 0.1, 0.0531, 0.022, 0.01] | [10.0, 4.267, 1.21, 0.403, 0.1, 0.058, 0.022, 0.01] | 0 | [300.0, 350.0, 450.0, 550.0, 700.0, 850.0, 1200.0, 1752.0] | [600.0, 700.0, 900.0, 1150.0, 1665.0, 2000.0, 3000.0, 4313.0]
HV 10A | HV 10A | 10 | 0 | [10.0, 1675.0, 0.344, 0.156, 0.1, 0.0417, 0.0171, 0.01] | [10.0, 1.3, 0.3, 0.155, 0.1, 0.0555, 0.023, 0.01] | 0 | [30.0, 32.0, 35.0, 37.0, 39.0, 50.0, 70.0, 88.0] | [60.0, 70.0, 80.0, 87.0, 94.0, 110.0, 150.0, 216.0]
HV 125A | HV 125A | 125 | 0 | [10.0, 1.82, 0.344, 0.1, 0.0467, 0.0269, 0.01] | [10.0, 2.478, 0.426, 0.1, 0.0427, 0.0211, 0.01] | 0 | [375.0, 500.0, 700.0, 925.0, 1200.0, 1500.0, 2341.0] | [750.0, 1000.0, 1500.0, 2200.0, 3000.0, 4000.0, 5765.0]
HV 160A | HV 160A | 160 | 0 | [10.0, 4.15, 1.03, 0.198, 0.1, 0.051, 0.0172, 0.01] | [10.0, 2.3, 0.734, 0.274, 0.1, 0.046, 0.0177, 0.01] | 0 | [480.0, 550.0, 700.0, 1000.0, 1260.0, 1600.0, 2500.0, 3227.0] | [960.0, 1300.0, 1700.0, 2200.0, 2996.0, 4000.0, 6000.0, 7946.0]
HV 16A | HV 16A | 16 | 0 | [10.0, 0.352, 0.164, 0.1, 0.0649, 0.0342, 0.01] | [10.0, 2.34, 0.722, 0.181, 0.1, 0.055, 0.0296, 0.01] | 0 | [48.0, 60.0, 65.0, 71.0, 80.0, 100.0, 162.0] | [96.0, 110.0, 125.0, 150.0, 168.0, 200.0, 250.0, 398.0]
HV 200A | HV 200A | 200 | 0 | [10.0, 4.267, 1.21, 0.403, 0.1, 0.058, 0.022, 0.01] | [10.0, 3.73, 1.654, 0.328, 0.1, 0.0531, 0.019, 0.01] | 0 | [600.0, 700.0, 900.0, 1150.0, 1665.0, 2000.0, 3000.0, 4313.0] | [1200.0, 1500.0, 1800.0, 2700.0, 3960.0, 5000.0, 7500.0, 10620.0]
HV 20A | HV 20A | 20 | 0 | [10.0, 1.3, 0.3, 0.155, 0.1, 0.0555, 0.023, 0.01] | [10.0, 1.3, 0.161, 0.1, 0.0611, 0.0399, 0.0141, 0.01] | 0 | [60.0, 70.0, 80.0, 87.0, 94.0, 110.0, 150.0, 216.0] | [120.0, 150.0, 200.0, 223.0, 260.0, 300.0, 450.0, 532.0]
HV 25A | HV 25A | 25 | 0 | [10.0, 2.512, 0.833, 0.299, 0.1, 0.0372, 0.0223, 0.01] | [10.0, 3.125, 0.597, 0.198, 0.1, 0.0378, 0.022, 0.01] | 0 | [75.0, 82.0, 90.0, 100.0, 124.0, 170.0, 200.0, 289.0] | [150.0, 170.0, 210.0, 250.0, 294.0, 400.0, 500.0, 711.0]
HV 31.5A | HV 31.5A | 31.5 | 0 | [10.0, 2.34, 0.722, 0.181, 0.1, 0.055, 0.0296, 0.01] | [10.0, 2.84, 0.368, 0.164, 0.1, 0.0621, 0.0378, 0.0195, 0.01] | 0 | [95.0, 110.0, 125.0, 150.0, 165.0, 200.0, 250.0, 390.0] | [189.0, 220.0, 300.0, 350.0, 393.0, 450.0, 530.0, 700.0, 960.0]
HV 40A | HV 40A | 40 | 0 | [10.0, 1.3, 0.161, 0.1, 0.0611, 0.0399, 0.0141, 0.01] | [10.0, 2.05, 0.369, 0.198, 0.1, 0.051, 0.0298, 0.01] | 0 | [120.0, 150.0, 200.0, 223.0, 260.0, 300.0, 450.0, 532.0] | [240.0, 300.0, 400.0, 450.0, 530.0, 650.0, 800.0, 1311.0]
HV 50A | HV 50A | 50 | 0 | [10.0, 3.215, 0.597, 0.198, 0.1, 0.0378, 0.022, 0.01] | [10.0, 3.64, 0.854, 0.281, 0.1, 0.0531, 0.022, 0.01] | 0 | [150.0, 170.0, 210.0, 250.0, 294.0, 400.0, 500.0, 711.0] | [300.0, 350.0, 450.0, 550.0, 700.0, 850.0, 1200.0, 1752.0]
HV 6.3A | HV 6.3A | 6.3 | 0 | [10.0, 1.39, 0.344, 0.168, 0.1, 0.056, 0.0263, 0.01] | [10.0, 1.711, 0.516, 0.198, 0.1, 0.0634, 0.0303, 0.01] | 0 | [19.0, 19.5, 20.4, 20.8, 22.0, 25.0, 32.0, 48.0] | [38.0, 40.0, 43.0, 48.0, 53.0, 60.0, 75.0, 118.0]
HV 63A | HV 63A | 63 | 0 | [10.0, 2.84, 0.368, 0.164, 0.1, 0.0621, 0.0378, 0.0195, 0.01] | [10.0, 1.82, 0.344, 0.1, 0.0467, 0.0269, 0.01] | 0 | [189.0, 220.0, 300.0, 350.0, 393.0, 450.0, 530.0, 700.0, 961.0] | [378.0, 500.0, 700.0, 934.0, 1200.0, 1500.0, 2366.0]
HV 80A | HV 80A | 80 | 0 | [10.0, 2.05, 0.369, 0.198, 0.1, 0.051, 0.0298, 0.01] | [10.0, 4.15, 1.03, 0.198, 0.1, 0.051, 0.0172, 0.01] | 0 | [240.0, 300.0, 400.0, 450.0, 530.0, 650.0, 800.0, 1311.0] | [480.0, 550.0, 700.0, 1000.0, 1260.0, 1600.0, 2500.0, 3227.0]
Siemens NH-1-100 | Siemens NH-1-100 | 100 | [5400.0, 2000.0, 400.0, 20.0, 1.0, 0.2, 0.012, 0.004] | 0 | 0 | [150.0, 190.0, 250.0, 430.0, 900.0, 1250.0, 2700.0, 3600.0] | 0 | 0
Siemens NH-1-125 | Siemens NH-1-125 | 125 | [4800.0, 120.0, 7.0, 0.1, 0.004] | 0 | 0 | [180.0, 400.0, 740.0, 2000.0, 4250.0] | 0 | 0
Siemens NH-1-16 | Siemens NH-1-16 | 16 | [4000.0, 400.0, 2.0, 0.1, 0.04, 0.01] | 0 | 0 | [26.0, 35.0, 75.0, 150.0, 200.0, 300.0] | 0 | 0
Siemens NH-1-160 | Siemens NH-1-160 | 160 | [4800.0, 120.0, 7.0, 0.1, 0.004] | 0 | 0 | [210.0, 500.0, 900.0, 2300.0, 5000.0] | 0 | 0
Siemens NH-1-25 | Siemens NH-1-25 | 25 | [4000.0, 1000.0, 10.0, 0.2, 0.02, 0.01] | 0 | 0 | [40.0, 50.0, 100.0, 210.0, 400.0, 500.0] | 0 | 0
Siemens NH-1-50 | Siemens NH-1-50 | 50 | [4000.0, 40.0, 4.0, 1.0, 0.02, 0.01] | 0 | 0 | [86.0, 200.0, 300.0, 400.0, 1000.0, 1280.0] | 0 | 0
Siemens NH-1-63 | Siemens NH-1-63 | 63 | [4000.0, 100.0, 10.0, 2.0, 0.04, 0.01] | 0 | 0 | [100.0, 200.0, 300.0, 400.0, 1000.0, 1500.0] | 0 | 0
Siemens NH-1-80 | Siemens NH-1-80 | 80 | [4800.0, 120.0, 7.0, 0.1, 0.01] | 0 | 0 | [150.58, 250.0, 450.0, 1150.0, 2470.0] | 0 | 0
Siemens NH-2-1000 | Siemens NH-2-1000 | 1000 | [4800.0, 120.0, 7.0, 0.1, 0.004] | 0 | 0 | [1900.0, 3500.0, 8400.0, 24000.0, 52000.0] | 0 | 0
Siemens NH-2-200 | Siemens NH-2-200 | 200 | [4800.0, 120.0, 7.0, 0.1, 0.004] | 0 | 0 | [280.0, 650.0, 1200.0, 3000.0, 7000.0] | 0 | 0
Siemens NH-2-224 | Siemens NH-2-224 | 224 | [4800.0, 120.0, 7.0, 0.2, 0.04, 0.004] | 0 | 0 | [400.0, 750.0, 1453.0, 3025.0, 4315.0, 7600.0] | 0 | 0
Siemens NH-2-250 | Siemens NH-2-250 | 250 | [4800.0, 120.0, 7.0, 0.1, 0.004] | 0 | 0 | [450.0, 800.0, 1650.0, 4000.0, 8500.0] | 0 | 0
Siemens NH-2-315 | Siemens NH-2-315 | 315 | [4800.0, 120.0, 7.0, 0.1, 0.004] | 0 | 0 | [550.0, 920.0, 1900.0, 5000.0, 11000.0] | 0 | 0
Siemens NH-2-355 | Siemens NH-2-355 | 355 | [4800.0, 120.0, 6.0, 0.1, 0.004] | 0 | 0 | [650.0, 1116.27, 2350.0, 5840.0, 12790.0] | 0 | 0
Siemens NH-2-400 | Siemens NH-2-400 | 400 | [4800.0, 120.0, 7.0, 0.1, 0.004] | 0 | 0 | [720.0, 1350.0, 2800.0, 6500.0, 15000.0] | 0 | 0
Siemens NH-2-425 | Siemens NH-2-425 | 425 | [4800.0, 120.0, 7.0, 0.1, 0.004] | 0 | 0 | [850.0, 1500.0, 3050.0, 7500.0, 16500.0] | 0 | 0
Siemens NH-2-630 | Siemens NH-2-630 | 630 | [4800.0, 120.0, 7.0, 0.1, 0.004] | 0 | 0 | [1200.0, 2000.0, 4800.0, 12000.0, 26000.0] | 0 | 0

## dtypes
| element | column | dtype
0 | bus | name | object
1 | bus | vn_kv | float64
2 | bus | type | object
3 | bus | zone | object
4 | bus | in_service | bool
5 | load | name | object
6 | load | bus | uint32
7 | load | p_mw | float64
8 | load | q_mvar | float64
9 | load | const_z_percent | float64
10 | load | const_i_percent | float64
11 | load | sn_mva | float64
12 | load | scaling | float64
13 | load | in_service | bool
14 | load | type | object
15 | ext_grid | name | object
16 | ext_grid | bus | uint32
17 | ext_grid | vm_pu | float64
18 | ext_grid | va_degree | float64
19 | ext_grid | slack_weight | float64
20 | ext_grid | in_service | bool
21 | line | name | object
22 | line | std_type | object
23 | line | from_bus | uint32
24 | line | to_bus | uint32
25 | line | length_km | float64
26 | line | r_ohm_per_km | float64
27 | line | x_ohm_per_km | float64
28 | line | c_nf_per_km | float64
29 | line | g_us_per_km | float64
30 | line | max_i_ka | float64
31 | line | df | float64
32 | line | parallel | uint32
33 | line | type | object
34 | line | in_service | bool
35 | trafo | name | object
36 | trafo | std_type | object
37 | trafo | hv_bus | uint32
38 | trafo | lv_bus | uint32
39 | trafo | sn_mva | float64
40 | trafo | vn_hv_kv | float64
41 | trafo | vn_lv_kv | float64
42 | trafo | vk_percent | float64
43 | trafo | vkr_percent | float64
44 | trafo | pfe_kw | float64
45 | trafo | i0_percent | float64
46 | trafo | shift_degree | float64
47 | trafo | tap_side | object
48 | trafo | tap_neutral | int32
49 | trafo | tap_min | int32
50 | trafo | tap_max | int32
51 | trafo | tap_step_percent | float64
52 | trafo | tap_step_degree | float64
53 | trafo | tap_pos | int32
54 | trafo | tap_phase_shifter | bool
55 | trafo | parallel | uint32
56 | trafo | df | float64
57 | trafo | in_service | bool
58 | line_geodata | coords | object
59 | bus_geodata | x | float64
60 | bus_geodata | y | float64
61 | bus_geodata | coords | object

## parameters
| version | format_version | converged | OPF_converged | name | f_hz | sn_mva
0 | 2.14.6 | 2.14.0 | FALSE | FALSE |  | 50 | 1