## bus
| name | vn_kv | type | zone | in_service
0 | bus_LV_3204-4_0_6_node_0 | 0.4 | n |  | TRUE
1 | bus_LV_3204-4_0_6_node_1 | 0.4 | n |  | TRUE
2 | bus_LV_3204-4_0_6_node_2 | 0.4 | n |  | TRUE
3 | bus_LV_3204-4_0_6_node_4 | 0.4 | n |  | TRUE
4 | bus_LV_3204-4_0_6_node_16 | 0.4 | n |  | TRUE
5 | bus_LV_3204-4_0_6_node_27 | 0.4 | n |  | TRUE
6 | bus_LV_3204-4_0_6_node_28 | 0.4 | n |  | TRUE
7 | bus_LV_3204-4_0_6_node_17 | 0.4 | n |  | TRUE
8 | bus_LV_3204-4_0_6_node_18 | 0.4 | n |  | TRUE
9 | bus_LV_3204-4_0_6_node_19 | 0.4 | n |  | TRUE
10 | bus_LV_3204-4_0_6_node_5 | 0.4 | n |  | TRUE
11 | bus_LV_3204-4_0_6_node_6 | 0.4 | n |  | TRUE
12 | bus_LV_3204-4_0_6_node_7 | 0.4 | n |  | TRUE
13 | bus_LV_3204-4_0_6_node_8 | 0.4 | n |  | TRUE
14 | bus_LV_3204-4_0_6_node_9 | 0.4 | n |  | TRUE
15 | bus_LV_3204-4_0_6_node_11 | 0.4 | n |  | TRUE
16 | bus_LV_3204-4_0_6_node_29 | 0.4 | n |  | TRUE
17 | bus_LV_3204-4_0_6_node_15 | 0.4 | n |  | TRUE
18 | bus_LV_3204-4_0_6_node_12 | 0.4 | n |  | TRUE
19 | bus_LV_3204-4_0_6_node_30 | 0.4 | n |  | TRUE
20 | bus_LV_3204-4_0_6_node_10 | 0.4 | n |  | TRUE
21 | bus_LV_3204-4_0_6_node_23 | 0.4 | n |  | TRUE
22 | bus_LV_3204-4_0_6_node_50 | 0.4 | n |  | TRUE
23 | bus_LV_3204-4_0_6_node_60 | 0.4 | n |  | TRUE
24 | bus_LV_3204-4_0_6_node_43 | 0.4 | n |  | TRUE
25 | bus_LV_3204-4_0_6_node_14 | 0.4 | n |  | TRUE
26 | bus_LV_3204-4_0_6_node_40 | 0.4 | n |  | TRUE
27 | bus_LV_3204-4_0_6_node_13 | 0.4 | n |  | TRUE
28 | bus_LV_3204-4_0_6_node_74 | 0.4 | n |  | TRUE
29 | bus_LV_3204-4_0_6_node_72 | 0.4 | n |  | TRUE
30 | bus_LV_3204-4_0_6_node_39 | 0.4 | n |  | TRUE
31 | bus_LV_3204-4_0_6_node_38 | 0.4 | n |  | TRUE
32 | bus_LV_3204-4_0_6_node_69 | 0.4 | n |  | TRUE
33 | bus_LV_3204-4_0_6_node_67 | 0.4 | n |  | TRUE
34 | bus_LV_3204-4_0_6_node_34 | 0.4 | n |  | TRUE
35 | bus_LV_3204-4_0_6_node_51 | 0.4 | n |  | TRUE
36 | bus_LV_3204-4_0_6_node_46 | 0.4 | n |  | TRUE
37 | bus_LV_3204-4_0_6_node_31 | 0.4 | n |  | TRUE
38 | bus_LV_3204-4_0_6_node_58 | 0.4 | n |  | TRUE
39 | bus_LV_3204-4_0_6_node_52 | 0.4 | n |  | TRUE
40 | bus_LV_3204-4_0_6_node_22 | 0.4 | n |  | TRUE
41 | bus_LV_3204-4_0_6_node_20 | 0.4 | n |  | TRUE
42 | bus_LV_3204-4_0_6_node_21 | 0.4 | n |  | TRUE
43 | bus_LV_3204-4_0_6_node_24 | 0.4 | n |  | TRUE
44 | bus_LV_3204-4_0_6_node_49 | 0.4 | n |  | TRUE
45 | bus_LV_3204-4_0_6_node_47 | 0.4 | n |  | TRUE
46 | bus_LV_3204-4_0_6_node_37 | 0.4 | n |  | TRUE
47 | bus_LV_3204-4_0_6_node_61 | 0.4 | n |  | TRUE
48 | bus_LV_3204-4_0_6_node_194 | 0.4 | n |  | TRUE
49 | bus_LV_3204-4_0_6_node_41 | 0.4 | n |  | TRUE
50 | bus_LV_3204-4_0_6_node_216 | 0.4 | n |  | TRUE
51 | bus_LV_3204-4_0_6_node_214 | 0.4 | n |  | TRUE
52 | bus_LV_3204-4_0_6_node_99 | 0.4 | n |  | TRUE
53 | bus_LV_3204-4_0_6_node_71 | 0.4 | n |  | TRUE
54 | bus_LV_3204-4_0_6_node_68 | 0.4 | n |  | TRUE
55 | bus_LV_3204-4_0_6_node_25 | 0.4 | n |  | TRUE
56 | bus_LV_3204-4_0_6_node_36 | 0.4 | n |  | TRUE
57 | bus_LV_3204-4_0_6_node_26 | 0.4 | n |  | TRUE
58 | bus_LV_3204-4_0_6_node_57 | 0.4 | n |  | TRUE
59 | bus_LV_3204-4_0_6_node_35 | 0.4 | n |  | TRUE
60 | bus_LV_3204-4_0_6_node_32 | 0.4 | n |  | TRUE
61 | bus_LV_3204-4_0_6_node_54 | 0.4 | n |  | TRUE
62 | bus_LV_3204-4_0_6_node_42 | 0.4 | n |  | TRUE
63 | bus_LV_3204-4_0_6_node_45 | 0.4 | n |  | TRUE
64 | bus_LV_3204-4_0_6_node_213 | 0.4 | n |  | TRUE
65 | bus_LV_3204-4_0_6_node_96 | 0.4 | n |  | TRUE
66 | bus_LV_3204-4_0_6_node_59 | 0.4 | n |  | TRUE
67 | bus_LV_3204-4_0_6_node_193 | 0.4 | n |  | TRUE
68 | bus_LV_3204-4_0_6_node_44 | 0.4 | n |  | TRUE
69 | bus_LV_3204-4_0_6_node_65 | 0.4 | n |  | TRUE
70 | bus_LV_3204-4_0_6_node_63 | 0.4 | n |  | TRUE
71 | bus_LV_3204-4_0_6_node_53 | 0.4 | n |  | TRUE
72 | bus_LV_3204-4_0_6_node_56 | 0.4 | n |  | TRUE
73 | bus_LV_3204-4_0_6_node_212 | 0.4 | n |  | TRUE
74 | bus_LV_3204-4_0_6_node_201 | 0.4 | n |  | TRUE
75 | bus_LV_3204-4_0_6_node_62 | 0.4 | n |  | TRUE
76 | bus_LV_3204-4_0_6_node_64 | 0.4 | n |  | TRUE
77 | bus_LV_3204-4_0_6_node_66 | 0.4 | n |  | TRUE
78 | bus_LV_3204-4_0_6_node_70 | 0.4 | n |  | TRUE
79 | bus_LV_3204-4_0_6_node_73 | 0.4 | n |  | TRUE
80 | bus_LV_3204-4_0_6_node_124 | 0.4 | n |  | TRUE
81 | bus_LV_3204-4_0_6_node_122 | 0.4 | n |  | TRUE
82 | bus_LV_3204-4_0_6_node_134 | 0.4 | n |  | TRUE
83 | bus_LV_3204-4_0_6_node_75 | 0.4 | n |  | TRUE
84 | bus_LV_3204-4_0_6_node_76 | 0.4 | n |  | TRUE
85 | bus_LV_3204-4_0_6_node_77 | 0.4 | n |  | TRUE
86 | bus_LV_3204-4_0_6_node_147 | 0.4 | n |  | TRUE
87 | bus_LV_3204-4_0_6_node_146 | 0.4 | n |  | TRUE
88 | bus_LV_3204-4_0_6_node_78 | 0.4 | n |  | TRUE
89 | bus_LV_3204-4_0_6_node_79 | 0.4 | n |  | TRUE
90 | bus_LV_3204-4_0_6_node_80 | 0.4 | n |  | TRUE
91 | bus_LV_3204-4_0_6_node_81 | 0.4 | n |  | TRUE
92 | bus_LV_3204-4_0_6_node_82 | 0.4 | n |  | TRUE
93 | bus_LV_3204-4_0_6_node_95 | 0.4 | n |  | TRUE
94 | bus_LV_3204-4_0_6_node_148 | 0.4 | n |  | TRUE
95 | bus_LV_3204-4_0_6_node_83 | 0.4 | n |  | TRUE
96 | bus_LV_3204-4_0_6_node_203 | 0.4 | n |  | TRUE
97 | bus_LV_3204-4_0_6_node_90 | 0.4 | n |  | TRUE
98 | bus_LV_3204-4_0_6_node_202 | 0.4 | n |  | TRUE
99 | bus_LV_3204-4_0_6_node_84 | 0.4 | n |  | TRUE
100 | bus_LV_3204-4_0_6_node_97 | 0.4 | n |  | TRUE
101 | bus_LV_3204-4_0_6_node_101 | 0.4 | n |  | TRUE
102 | bus_LV_3204-4_0_6_node_85 | 0.4 | n |  | TRUE
103 | bus_LV_3204-4_0_6_node_102 | 0.4 | n |  | TRUE
104 | bus_LV_3204-4_0_6_node_100 | 0.4 | n |  | TRUE
105 | bus_LV_3204-4_0_6_node_86 | 0.4 | n |  | TRUE
106 | bus_LV_3204-4_0_6_node_217 | 0.4 | n |  | TRUE
107 | bus_LV_3204-4_0_6_node_93 | 0.4 | n |  | TRUE
108 | bus_LV_3204-4_0_6_node_87 | 0.4 | n |  | TRUE
109 | bus_LV_3204-4_0_6_node_91 | 0.4 | n |  | TRUE
110 | bus_LV_3204-4_0_6_node_89 | 0.4 | n |  | TRUE
111 | bus_LV_3204-4_0_6_node_88 | 0.4 | n |  | TRUE
112 | bus_LV_3204-4_0_6_node_113 | 0.4 | n |  | TRUE
113 | bus_LV_3204-4_0_6_node_94 | 0.4 | n |  | TRUE
114 | bus_LV_3204-4_0_6_node_111 | 0.4 | n |  | TRUE
115 | bus_LV_3204-4_0_6_node_190 | 0.4 | n |  | TRUE
116 | bus_LV_3204-4_0_6_node_163 | 0.4 | n |  | TRUE
117 | bus_LV_3204-4_0_6_node_184 | 0.4 | n |  | TRUE
118 | bus_LV_3204-4_0_6_node_197 | 0.4 | n |  | TRUE
119 | bus_LV_3204-4_0_6_node_121 | 0.4 | n |  | TRUE
120 | bus_LV_3204-4_0_6_node_210 | 0.4 | n |  | TRUE
121 | bus_LV_3204-4_0_6_node_215 | 0.4 | n |  | TRUE
122 | bus_LV_3204-4_0_6_node_144 | 0.4 | n |  | TRUE
123 | bus_LV_3204-4_0_6_node_154 | 0.4 | n |  | TRUE
124 | bus_LV_3204-4_0_6_node_208 | 0.4 | n |  | TRUE
125 | bus_LV_3204-4_0_6_node_209 | 0.4 | n |  | TRUE
126 | bus_LV_3204-4_0_6_node_98 | 0.4 | n |  | TRUE
127 | bus_LV_3204-4_0_6_node_200 | 0.4 | n |  | TRUE
128 | bus_LV_3204-4_0_6_node_218 | 0.4 | n |  | TRUE
129 | bus_LV_3204-4_0_6_node_118 | 0.4 | n |  | TRUE
130 | bus_LV_3204-4_0_6_node_120 | 0.4 | n |  | TRUE
131 | bus_LV_3204-4_0_6_node_219 | 0.4 | n |  | TRUE
132 | bus_LV_3204-4_0_6_node_119 | 0.4 | n |  | TRUE
133 | bus_LV_3204-4_0_6_node_151 | 0.4 | n |  | TRUE
134 | bus_LV_3204-4_0_6_node_149 | 0.4 | n |  | TRUE
135 | bus_LV_3204-4_0_6_node_112 | 0.4 | n |  | TRUE
136 | bus_LV_3204-4_0_6_node_191 | 0.4 | n |  | TRUE
137 | bus_LV_3204-4_0_6_node_160 | 0.4 | n |  | TRUE
138 | bus_LV_3204-4_0_6_node_186 | 0.4 | n |  | TRUE
139 | bus_LV_3204-4_0_6_node_183 | 0.4 | n |  | TRUE
140 | bus_LV_3204-4_0_6_node_161 | 0.4 | n |  | TRUE
141 | bus_LV_3204-4_0_6_node_130 | 0.4 | n |  | TRUE
142 | bus_LV_3204-4_0_6_node_207 | 0.4 | n |  | TRUE
143 | bus_LV_3204-4_0_6_node_205 | 0.4 | n |  | TRUE
144 | bus_LV_3204-4_0_6_node_187 | 0.4 | n |  | TRUE
145 | bus_LV_3204-4_0_6_node_103 | 0.4 | n |  | TRUE
146 | bus_LV_3204-4_0_6_node_104 | 0.4 | n |  | TRUE
147 | bus_LV_3204-4_0_6_node_105 | 0.4 | n |  | TRUE
148 | bus_LV_3204-4_0_6_node_106 | 0.4 | n |  | TRUE
149 | bus_LV_3204-4_0_6_node_107 | 0.4 | n |  | TRUE
150 | bus_LV_3204-4_0_6_node_108 | 0.4 | n |  | TRUE
151 | bus_LV_3204-4_0_6_node_109 | 0.4 | n |  | TRUE
152 | bus_LV_3204-4_0_6_node_110 | 0.4 | n |  | TRUE
153 | bus_LV_3204-4_0_6_node_143 | 0.4 | n |  | TRUE
154 | bus_LV_3204-4_0_6_node_116 | 0.4 | n |  | TRUE
155 | bus_LV_3204-4_0_6_node_145 | 0.4 | n |  | TRUE
156 | bus_LV_3204-4_0_6_node_114 | 0.4 | n |  | TRUE
157 | bus_LV_3204-4_0_6_node_150 | 0.4 | n |  | TRUE
158 | bus_LV_3204-4_0_6_node_115 | 0.4 | n |  | TRUE
159 | bus_LV_3204-4_0_6_node_138 | 0.4 | n |  | TRUE
160 | bus_LV_3204-4_0_6_node_152 | 0.4 | n |  | TRUE
161 | bus_LV_3204-4_0_6_node_117 | 0.4 | n |  | TRUE
162 | bus_LV_3204-4_0_6_node_123 | 0.4 | n |  | TRUE
163 | bus_LV_3204-4_0_6_node_125 | 0.4 | n |  | TRUE
164 | bus_LV_3204-4_0_6_node_126 | 0.4 | n |  | TRUE
165 | bus_LV_3204-4_0_6_node_132 | 0.4 | n |  | TRUE
166 | bus_LV_3204-4_0_6_node_128 | 0.4 | n |  | TRUE
167 | bus_LV_3204-4_0_6_node_127 | 0.4 | n |  | TRUE
168 | bus_LV_3204-4_0_6_node_129 | 0.4 | n |  | TRUE
169 | bus_LV_3204-4_0_6_node_131 | 0.4 | n |  | TRUE
170 | bus_LV_3204-4_0_6_node_141 | 0.4 | n |  | TRUE
171 | bus_LV_3204-4_0_6_node_156 | 0.4 | n |  | TRUE
172 | bus_LV_3204-4_0_6_node_140 | 0.4 | n |  | TRUE
173 | bus_LV_3204-4_0_6_node_157 | 0.4 | n |  | TRUE
174 | bus_LV_3204-4_0_6_node_133 | 0.4 | n |  | TRUE
175 | bus_LV_3204-4_0_6_node_135 | 0.4 | n |  | TRUE
176 | bus_LV_3204-4_0_6_node_136 | 0.4 | n |  | TRUE
177 | bus_LV_3204-4_0_6_node_137 | 0.4 | n |  | TRUE
178 | bus_LV_3204-4_0_6_node_139 | 0.4 | n |  | TRUE
179 | bus_LV_3204-4_0_6_node_142 | 0.4 | n |  | TRUE
180 | bus_LV_3204-4_0_6_node_155 | 0.4 | n |  | TRUE
181 | bus_LV_3204-4_0_6_node_153 | 0.4 | n |  | TRUE
182 | bus_LV_3204-4_0_6_node_158 | 0.4 | n |  | TRUE
183 | bus_LV_3204-4_0_6_node_159 | 0.4 | n |  | TRUE
184 | bus_LV_3204-4_0_6_node_162 | 0.4 | n |  | TRUE
185 | bus_LV_3204-4_0_6_node_181 | 0.4 | n |  | TRUE
186 | bus_LV_3204-4_0_6_node_178 | 0.4 | n |  | TRUE
187 | bus_LV_3204-4_0_6_node_179 | 0.4 | n |  | TRUE
188 | bus_LV_3204-4_0_6_node_164 | 0.4 | n |  | TRUE
189 | bus_LV_3204-4_0_6_node_165 | 0.4 | n |  | TRUE
190 | bus_LV_3204-4_0_6_node_166 | 0.4 | n |  | TRUE
191 | bus_LV_3204-4_0_6_node_167 | 0.4 | n |  | TRUE
192 | bus_LV_3204-4_0_6_node_168 | 0.4 | n |  | TRUE
193 | bus_LV_3204-4_0_6_node_169 | 0.4 | n |  | TRUE
194 | bus_LV_3204-4_0_6_node_173 | 0.4 | n |  | TRUE
195 | bus_LV_3204-4_0_6_node_170 | 0.4 | n |  | TRUE
196 | bus_LV_3204-4_0_6_node_195 | 0.4 | n |  | TRUE
197 | bus_LV_3204-4_0_6_node_198 | 0.4 | n |  | TRUE
198 | bus_LV_3204-4_0_6_node_180 | 0.4 | n |  | TRUE
199 | bus_LV_3204-4_0_6_node_199 | 0.4 | n |  | TRUE
200 | bus_LV_3204-4_0_6_node_189 | 0.4 | n |  | TRUE
201 | bus_LV_3204-4_0_6_node_171 | 0.4 | n |  | TRUE
202 | bus_LV_3204-4_0_6_node_172 | 0.4 | n |  | TRUE
203 | bus_LV_3204-4_0_6_node_174 | 0.4 | n |  | TRUE
204 | bus_LV_3204-4_0_6_node_175 | 0.4 | n |  | TRUE
205 | bus_LV_3204-4_0_6_node_176 | 0.4 | n |  | TRUE
206 | bus_LV_3204-4_0_6_node_177 | 0.4 | n |  | TRUE
207 | bus_LV_3204-4_0_6_node_182 | 0.4 | n |  | TRUE
208 | bus_LV_3204-4_0_6_node_196 | 0.4 | n |  | TRUE
209 | bus_LV_3204-4_0_6_node_188 | 0.4 | n |  | TRUE
210 | bus_LV_3204-4_0_6_node_185 | 0.4 | n |  | TRUE
211 | bus_LV_3204-4_0_6_node_204 | 0.4 | n |  | TRUE
212 | bus_LV_3204-4_0_6_node_192 | 0.4 | n |  | TRUE
213 | bus_LV_3204-4_0_6_node_206 | 0.4 | n |  | TRUE
214 | bus_LV_3204-4_0_6_node_211 | 0.4 | n |  | TRUE
215 | bus_MV_412_0_node_84 | 20 | n |  | TRUE

## load
| name | bus | p_mw | q_mvar | const_z_percent | const_i_percent | sn_mva | scaling | in_service | type
0 | LV_3204-4_0_6_load_0 | 0 | 9.3688e-05 | 2.348e-05 | 0 | 0 |  | 1 | TRUE | wye
1 | LV_3204-4_0_6_load_1 | 1 | 0.00017784 | 4.457e-05 | 0 | 0 |  | 1 | TRUE | wye
2 | LV_3204-4_0_6_load_4 | 3 | 0.00089251 | 0.00022368 | 0 | 0 |  | 1 | TRUE | wye
3 | LV_3204-4_0_6_load_27 | 5 | 0.00039436 | 9.8836e-05 | 0 | 0 |  | 1 | TRUE | wye
4 | LV_3204-4_0_6_load_28 | 6 | 0.00034065 | 8.5376e-05 | 0 | 0 |  | 1 | TRUE | wye
5 | LV_3204-4_0_6_load_17 | 7 | 0.00012336 | 3.0916e-05 | 0 | 0 |  | 1 | TRUE | wye
6 | LV_3204-4_0_6_load_18 | 8 | 0.00029628 | 7.4254e-05 | 0 | 0 |  | 1 | TRUE | wye
7 | LV_3204-4_0_6_load_5 | 10 | 0.00038416 | 9.6279e-05 | 0 | 0 |  | 1 | TRUE | wye
8 | LV_3204-4_0_6_load_6 | 11 | 0.00040234 | 0.00010083 | 0 | 0 |  | 1 | TRUE | wye
9 | LV_3204-4_0_6_load_29 | 16 | 0.00022348 | 5.6008e-05 | 0 | 0 |  | 1 | TRUE | wye
10 | LV_3204-4_0_6_load_30 | 19 | 0.0021094 | 0.00052866 | 0 | 0 |  | 1 | TRUE | wye
11 | LV_3204-4_0_6_load_50 | 22 | 0.00026965 | 6.7582e-05 | 0 | 0 |  | 1 | TRUE | wye
12 | LV_3204-4_0_6_load_60 | 23 | 0.00032463 | 8.1359e-05 | 0 | 0 |  | 1 | TRUE | wye
13 | LV_3204-4_0_6_load_43 | 24 | 0.0028579 | 0.00071625 | 0 | 0 |  | 1 | TRUE | wye
14 | LV_3204-4_0_6_load_40 | 26 | 0.0013744 | 0.00034446 | 0 | 0 |  | 1 | TRUE | wye
15 | LV_3204-4_0_6_load_72 | 29 | 0.00030566 | 7.6605e-05 | 0 | 0 |  | 1 | TRUE | wye
16 | LV_3204-4_0_6_load_38 | 31 | 0.0019286 | 0.00048336 | 0 | 0 |  | 1 | TRUE | wye
17 | LV_3204-4_0_6_load_67 | 33 | 0.0013441 | 0.00033686 | 0 | 0 |  | 1 | TRUE | wye
18 | LV_3204-4_0_6_load_46 | 36 | 0.0034294 | 0.00085949 | 0 | 0 |  | 1 | TRUE | wye
19 | LV_3204-4_0_6_load_31 | 37 | 0.0050383 | 0.0012627 | 0 | 0 |  | 1 | TRUE | wye
20 | LV_3204-4_0_6_load_58 | 38 | 0.00036318 | 9.1021e-05 | 0 | 0 |  | 1 | TRUE | wye
21 | LV_3204-4_0_6_load_52 | 39 | 0.00023904 | 5.991e-05 | 0 | 0 |  | 1 | TRUE | wye
22 | LV_3204-4_0_6_load_49 | 44 | 0.00088767 | 0.00022247 | 0 | 0 |  | 1 | TRUE | wye
23 | LV_3204-4_0_6_load_37 | 46 | 0.00034039 | 8.5309e-05 | 0 | 0 |  | 1 | TRUE | wye
24 | LV_3204-4_0_6_load_61 | 47 | 0.00071828 | 0.00018002 | 0 | 0 |  | 1 | TRUE | wye
25 | LV_3204-4_0_6_load_194 | 48 | 0.0022396 | 0.0005613 | 0 | 0 |  | 1 | TRUE | wye
26 | LV_3204-4_0_6_load_41 | 49 | 0.00043015 | 0.00010781 | 0 | 0 |  | 1 | TRUE | wye
27 | LV_3204-4_0_6_load_216 | 50 | 0.00037818 | 9.4781e-05 | 0 | 0 |  | 1 | TRUE | wye
28 | LV_3204-4_0_6_load_214 | 51 | 0.0022556 | 0.00056532 | 0 | 0 |  | 1 | TRUE | wye
29 | LV_3204-4_0_6_load_71 | 53 | 0.00084088 | 0.00021074 | 0 | 0 |  | 1 | TRUE | wye
30 | LV_3204-4_0_6_load_68 | 54 | 0.00049883 | 0.00012502 | 0 | 0 |  | 1 | TRUE | wye
31 | LV_3204-4_0_6_load_25 | 55 | 0.00019623 | 4.9181e-05 | 0 | 0 |  | 1 | TRUE | wye
32 | LV_3204-4_0_6_load_36 | 56 | 0.00016229 | 4.0673e-05 | 0 | 0 |  | 1 | TRUE | wye
33 | LV_3204-4_0_6_load_26 | 57 | 0.00024615 | 6.1692e-05 | 0 | 0 |  | 1 | TRUE | wye
34 | LV_3204-4_0_6_load_57 | 58 | 0.00065903 | 0.00016517 | 0 | 0 |  | 1 | TRUE | wye
35 | LV_3204-4_0_6_load_35 | 59 | 0.00025114 | 6.2943e-05 | 0 | 0 |  | 1 | TRUE | wye
36 | LV_3204-4_0_6_load_32 | 60 | 0.0021813 | 0.00054669 | 0 | 0 |  | 1 | TRUE | wye
37 | LV_3204-4_0_6_load_54 | 61 | 0.0088532 | 0.0022188 | 0 | 0 |  | 1 | TRUE | wye
38 | LV_3204-4_0_6_load_45 | 63 | 0.00040479 | 0.00010145 | 0 | 0 |  | 1 | TRUE | wye
39 | LV_3204-4_0_6_load_213 | 64 | 0.0041295 | 0.0010349 | 0 | 0 |  | 1 | TRUE | wye
40 | LV_3204-4_0_6_load_59 | 66 | 0.0023011 | 0.0005767 | 0 | 0 |  | 1 | TRUE | wye
41 | LV_3204-4_0_6_load_193 | 67 | 0.0036689 | 0.00091951 | 0 | 0 |  | 1 | TRUE | wye
42 | LV_3204-4_0_6_load_44 | 68 | 0.0014954 | 0.00037479 | 0 | 0 |  | 1 | TRUE | wye
43 | LV_3204-4_0_6_load_65 | 69 | 0.00044932 | 0.00011261 | 0 | 0 |  | 1 | TRUE | wye
44 | LV_3204-4_0_6_load_63 | 70 | 0.0003828 | 9.5939e-05 | 0 | 0 |  | 1 | TRUE | wye
45 | LV_3204-4_0_6_load_53 | 71 | 0.00077227 | 0.00019355 | 0 | 0 |  | 1 | TRUE | wye
46 | LV_3204-4_0_6_load_56 | 72 | 0.00088408 | 0.00022157 | 0 | 0 |  | 1 | TRUE | wye
47 | LV_3204-4_0_6_load_212 | 73 | 0.00084787 | 0.0002125 | 0 | 0 |  | 1 | TRUE | wye
48 | LV_3204-4_0_6_load_62 | 75 | 0.00020763 | 5.2036e-05 | 0 | 0 |  | 1 | TRUE | wye
49 | LV_3204-4_0_6_load_66 | 77 | 0.00011972 | 3.0004e-05 | 0 | 0 |  | 1 | TRUE | wye
50 | LV_3204-4_0_6_load_70 | 78 | 0.000564 | 0.00014135 | 0 | 0 |  | 1 | TRUE | wye
51 | LV_3204-4_0_6_load_124 | 80 | 0.0052426 | 0.0013139 | 0 | 0 |  | 1 | TRUE | wye
52 | LV_3204-4_0_6_load_122 | 81 | 0.0082482 | 0.0020672 | 0 | 0 |  | 1 | TRUE | wye
53 | LV_3204-4_0_6_load_75 | 83 | 0.0013792 | 0.00034565 | 0 | 0 |  | 1 | TRUE | wye
54 | LV_3204-4_0_6_load_147 | 86 | 0.0035451 | 0.00088848 | 0 | 0 |  | 1 | TRUE | wye
55 | LV_3204-4_0_6_load_146 | 87 | 0.00075018 | 0.00018801 | 0 | 0 |  | 1 | TRUE | wye
56 | LV_3204-4_0_6_load_78 | 88 | 0.0012095 | 0.00030313 | 0 | 0 |  | 1 | TRUE | wye
57 | LV_3204-4_0_6_load_79 | 89 | 0.0012273 | 0.0003076 | 0 | 0 |  | 1 | TRUE | wye
58 | LV_3204-4_0_6_load_148 | 94 | 0.00389 | 0.00097494 | 0 | 0 |  | 1 | TRUE | wye
59 | LV_3204-4_0_6_load_203 | 96 | 0.015388 | 0.0038565 | 0 | 0 |  | 1 | TRUE | wye
60 | LV_3204-4_0_6_load_202 | 98 | 0.020669 | 0.0051801 | 0 | 0 |  | 1 | TRUE | wye
61 | LV_3204-4_0_6_load_101 | 101 | 0.0028694 | 0.00071914 | 0 | 0 |  | 1 | TRUE | wye
62 | LV_3204-4_0_6_load_102 | 103 | 0.0028128 | 0.00070494 | 0 | 0 |  | 1 | TRUE | wye
63 | LV_3204-4_0_6_load_100 | 104 | 0.0023561 | 0.00059049 | 0 | 0 |  | 1 | TRUE | wye
64 | LV_3204-4_0_6_load_217 | 106 | 0.005361 | 0.0013436 | 0 | 0 |  | 1 | TRUE | wye
65 | LV_3204-4_0_6_load_111 | 114 | 0.0059049 | 0.0014799 | 0 | 0 |  | 1 | TRUE | wye
66 | LV_3204-4_0_6_load_190 | 115 | 0.0027396 | 0.00068661 | 0 | 0 |  | 1 | TRUE | wye
67 | LV_3204-4_0_6_load_163 | 116 | 0.023106 | 0.005791 | 0 | 0 |  | 1 | TRUE | wye
68 | LV_3204-4_0_6_load_197 | 118 | 0.0064807 | 0.0016242 | 0 | 0 |  | 1 | TRUE | wye
69 | LV_3204-4_0_6_load_210 | 120 | 0.0048842 | 0.0012241 | 0 | 0 |  | 1 | TRUE | wye
70 | LV_3204-4_0_6_load_215 | 121 | 0.010386 | 0.0026029 | 0 | 0 |  | 1 | TRUE | wye
71 | LV_3204-4_0_6_load_144 | 122 | 0.0053553 | 0.0013422 | 0 | 0 |  | 1 | TRUE | wye
72 | LV_3204-4_0_6_load_154 | 123 | 0.0039883 | 0.00099955 | 0 | 0 |  | 1 | TRUE | wye
73 | LV_3204-4_0_6_load_208 | 124 | 0.0066934 | 0.0016775 | 0 | 0 |  | 1 | TRUE | wye
74 | LV_3204-4_0_6_load_200 | 127 | 0.022145 | 0.0055501 | 0 | 0 |  | 1 | TRUE | wye
75 | LV_3204-4_0_6_load_218 | 128 | 0.0036191 | 0.00090704 | 0 | 0 |  | 1 | TRUE | wye
76 | LV_3204-4_0_6_load_219 | 131 | 0.0033633 | 0.00084293 | 0 | 0 |  | 1 | TRUE | wye
77 | LV_3204-4_0_6_load_151 | 133 | 0.0093926 | 0.002354 | 0 | 0 |  | 1 | TRUE | wye
78 | LV_3204-4_0_6_load_149 | 134 | 0.0064903 | 0.0016266 | 0 | 0 |  | 1 | TRUE | wye
79 | LV_3204-4_0_6_load_112 | 135 | 0.004843 | 0.0012138 | 0 | 0 |  | 1 | TRUE | wye
80 | LV_3204-4_0_6_load_191 | 136 | 0.0028427 | 0.00071246 | 0 | 0 |  | 1 | TRUE | wye
81 | LV_3204-4_0_6_load_186 | 138 | 0.003611 | 0.00090499 | 0 | 0 |  | 1 | TRUE | wye
82 | LV_3204-4_0_6_load_183 | 139 | 0.0048087 | 0.0012052 | 0 | 0 |  | 1 | TRUE | wye
83 | LV_3204-4_0_6_load_207 | 142 | 0.0018099 | 0.00045361 | 0 | 0 |  | 1 | TRUE | wye
84 | LV_3204-4_0_6_load_187 | 144 | 0.025747 | 0.0064527 | 0 | 0 |  | 1 | TRUE | wye
85 | LV_3204-4_0_6_load_103 | 145 | 0.0010864 | 0.00027229 | 0 | 0 |  | 1 | TRUE | wye
86 | LV_3204-4_0_6_load_107 | 149 | 0.0020321 | 0.0005093 | 0 | 0 |  | 1 | TRUE | wye
87 | LV_3204-4_0_6_load_108 | 150 | 0.0017363 | 0.00043515 | 0 | 0 |  | 1 | TRUE | wye
88 | LV_3204-4_0_6_load_109 | 151 | 0.004734 | 0.0011864 | 0 | 0 |  | 1 | TRUE | wye
89 | LV_3204-4_0_6_load_110 | 152 | 0.00092233 | 0.00023116 | 0 | 0 |  | 1 | TRUE | wye
90 | LV_3204-4_0_6_load_143 | 153 | 0.00094194 | 0.00023607 | 0 | 0 |  | 1 | TRUE | wye
91 | LV_3204-4_0_6_load_116 | 154 | 0.0019685 | 0.00049336 | 0 | 0 |  | 1 | TRUE | wye
92 | LV_3204-4_0_6_load_145 | 155 | 0.0016347 | 0.0004097 | 0 | 0 |  | 1 | TRUE | wye
93 | LV_3204-4_0_6_load_114 | 156 | 0.0010258 | 0.00025709 | 0 | 0 |  | 1 | TRUE | wye
94 | LV_3204-4_0_6_load_150 | 157 | 0.0048508 | 0.0012157 | 0 | 0 |  | 1 | TRUE | wye
95 | LV_3204-4_0_6_load_115 | 158 | 0.0015731 | 0.00039426 | 0 | 0 |  | 1 | TRUE | wye
96 | LV_3204-4_0_6_load_138 | 159 | 0.0016577 | 0.00041545 | 0 | 0 |  | 1 | TRUE | wye
97 | LV_3204-4_0_6_load_152 | 160 | 0.0069715 | 0.0017472 | 0 | 0 |  | 1 | TRUE | wye
98 | LV_3204-4_0_6_load_117 | 161 | 0.0012282 | 0.00030782 | 0 | 0 |  | 1 | TRUE | wye
99 | LV_3204-4_0_6_load_125 | 163 | 0.00088676 | 0.00022224 | 0 | 0 |  | 1 | TRUE | wye
100 | LV_3204-4_0_6_load_126 | 164 | 0.0010669 | 0.00026739 | 0 | 0 |  | 1 | TRUE | wye
101 | LV_3204-4_0_6_load_132 | 165 | 0.0078173 | 0.0019592 | 0 | 0 |  | 1 | TRUE | wye
102 | LV_3204-4_0_6_load_127 | 167 | 0.0011506 | 0.00028838 | 0 | 0 |  | 1 | TRUE | wye
103 | LV_3204-4_0_6_load_141 | 170 | 0.011423 | 0.0028629 | 0 | 0 |  | 1 | TRUE | wye
104 | LV_3204-4_0_6_load_156 | 171 | 0.033732 | 0.0084541 | 0 | 0 |  | 1 | TRUE | wye
105 | LV_3204-4_0_6_load_157 | 173 | 0.018137 | 0.0045455 | 0 | 0 |  | 1 | TRUE | wye
106 | LV_3204-4_0_6_load_133 | 174 | 0.0035939 | 0.00090071 | 0 | 0 |  | 1 | TRUE | wye
107 | LV_3204-4_0_6_load_135 | 175 | 0.007478 | 0.0018742 | 0 | 0 |  | 1 | TRUE | wye
108 | LV_3204-4_0_6_load_136 | 176 | 0.0016267 | 0.0004077 | 0 | 0 |  | 1 | TRUE | wye
109 | LV_3204-4_0_6_load_137 | 177 | 0.00096351 | 0.00024148 | 0 | 0 |  | 1 | TRUE | wye
110 | LV_3204-4_0_6_load_139 | 178 | 0.011615 | 0.002911 | 0 | 0 |  | 1 | TRUE | wye
111 | LV_3204-4_0_6_load_142 | 179 | 0.0072703 | 0.0018221 | 0 | 0 |  | 1 | TRUE | wye
112 | LV_3204-4_0_6_load_155 | 180 | 0.010086 | 0.0025278 | 0 | 0 |  | 1 | TRUE | wye
113 | LV_3204-4_0_6_load_153 | 181 | 0.009827 | 0.0024629 | 0 | 0 |  | 1 | TRUE | wye
114 | LV_3204-4_0_6_load_158 | 182 | 0.0020246 | 0.00050741 | 0 | 0 |  | 1 | TRUE | wye
115 | LV_3204-4_0_6_load_159 | 183 | 0.017019 | 0.0042654 | 0 | 0 |  | 1 | TRUE | wye
116 | LV_3204-4_0_6_load_162 | 184 | 0.0016463 | 0.0004126 | 0 | 0 |  | 1 | TRUE | wye
117 | LV_3204-4_0_6_load_178 | 186 | 0.0046453 | 0.0011642 | 0 | 0 |  | 1 | TRUE | wye
118 | LV_3204-4_0_6_load_179 | 187 | 0.0025693 | 0.00064394 | 0 | 0 |  | 1 | TRUE | wye
119 | LV_3204-4_0_6_load_164 | 188 | 0.0015924 | 0.0003991 | 0 | 0 |  | 1 | TRUE | wye
120 | LV_3204-4_0_6_load_165 | 189 | 0.0027009 | 0.00067691 | 0 | 0 |  | 1 | TRUE | wye
121 | LV_3204-4_0_6_load_168 | 192 | 0.0023274 | 0.00058329 | 0 | 0 |  | 1 | TRUE | wye
122 | LV_3204-4_0_6_load_169 | 193 | 0.0023589 | 0.00059119 | 0 | 0 |  | 1 | TRUE | wye
123 | LV_3204-4_0_6_load_173 | 194 | 0.0016591 | 0.0004158 | 0 | 0 |  | 1 | TRUE | wye
124 | LV_3204-4_0_6_load_170 | 195 | 0.0013274 | 0.00033269 | 0 | 0 |  | 1 | TRUE | wye
125 | LV_3204-4_0_6_load_195 | 196 | 0.002397 | 0.00060074 | 0 | 0 |  | 1 | TRUE | wye
126 | LV_3204-4_0_6_load_199 | 199 | 0.0025171 | 0.00063084 | 0 | 0 |  | 1 | TRUE | wye
127 | LV_3204-4_0_6_load_189 | 200 | 0.002264 | 0.00056742 | 0 | 0 |  | 1 | TRUE | wye
128 | LV_3204-4_0_6_load_171 | 201 | 0.0015753 | 0.00039481 | 0 | 0 |  | 1 | TRUE | wye
129 | LV_3204-4_0_6_load_172 | 202 | 0.0016479 | 0.000413 | 0 | 0 |  | 1 | TRUE | wye
130 | LV_3204-4_0_6_load_174 | 203 | 0.0026055 | 0.000653 | 0 | 0 |  | 1 | TRUE | wye
131 | LV_3204-4_0_6_load_175 | 204 | 0.0019801 | 0.00049626 | 0 | 0 |  | 1 | TRUE | wye
132 | LV_3204-4_0_6_load_176 | 205 | 0.0015429 | 0.0003867 | 0 | 0 |  | 1 | TRUE | wye
133 | LV_3204-4_0_6_load_177 | 206 | 0.0021786 | 0.000546 | 0 | 0 |  | 1 | TRUE | wye
134 | LV_3204-4_0_6_load_182 | 207 | 0.007124 | 0.0017854 | 0 | 0 |  | 1 | TRUE | wye
135 | LV_3204-4_0_6_load_204 | 211 | 0.012754 | 0.0031965 | 0 | 0 |  | 1 | TRUE | wye
136 | LV_3204-4_0_6_load_192 | 212 | 0.0032215 | 0.00080738 | 0 | 0 |  | 1 | TRUE | wye
137 | LV_3204-4_0_6_load_206 | 213 | 0.0010566 | 0.00026482 | 0 | 0 |  | 1 | TRUE | wye
138 | LV_3204-4_0_6_load_211 | 214 | 0.0029344 | 0.00073542 | 0 | 0 |  | 1 | TRUE | wye

## ext_grid
| name | bus | vm_pu | va_degree | slack_weight | in_service
0 |  | 136 | 1 | 0 | 1 | TRUE

## line
| name | std_type | from_bus | to_bus | length_km | r_ohm_per_km | x_ohm_per_km | c_nf_per_km | g_us_per_km | max_i_ka | df | parallel | type | in_service
0 | LV_3204-4_0_6_line_0 |  | 0 | 1 | 0.14562 | 0.125 | 0.08 | 261 | 0 | 0.364 | 1 | 1 | cs | TRUE
1 | LV_3204-4_0_6_line_1 |  | 0 | 2 | 0.015095 | 0.125 | 0.08 | 261 | 0 | 0.364 | 1 | 1 | cs | TRUE
2 | LV_3204-4_0_6_line_2 |  | 2 | 3 | 0.011191 | 0.125 | 0.08 | 261 | 0 | 0.364 | 1 | 1 | cs | TRUE
3 | LV_3204-4_0_6_line_3 |  | 3 | 4 | 0.032988 | 0.125 | 0.08 | 261 | 0 | 0.364 | 1 | 1 | cs | TRUE
4 | LV_3204-4_0_6_line_4 |  | 4 | 7 | 0.012935 | 0.125 | 0.08 | 261 | 0 | 0.364 | 1 | 1 | cs | TRUE
5 | LV_3204-4_0_6_line_5 |  | 4 | 8 | 0.01097 | 0.125 | 0.08 | 261 | 0 | 0.364 | 1 | 1 | cs | TRUE
6 | LV_3204-4_0_6_line_6 |  | 4 | 9 | 0.18419 | 0.125 | 0.08 | 261 | 0 | 0.364 | 1 | 1 | cs | TRUE
7 | LV_3204-4_0_6_line_7 |  | 5 | 6 | 0.012544 | 0.125 | 0.08 | 261 | 0 | 0.364 | 1 | 1 | cs | TRUE
8 | LV_3204-4_0_6_line_8 |  | 6 | 16 | 0.0035049 | 0.125 | 0.08 | 261 | 0 | 0.364 | 1 | 1 | cs | TRUE
9 | LV_3204-4_0_6_line_9 |  | 7 | 55 | 0.0019694 | 0.125 | 0.08 | 261 | 0 | 0.364 | 1 | 1 | cs | TRUE
10 | LV_3204-4_0_6_line_10 |  | 8 | 56 | 0.020932 | 0.125 | 0.08 | 261 | 0 | 0.364 | 1 | 1 | cs | TRUE
11 | LV_3204-4_0_6_line_11 |  | 9 | 39 | 0.028099 | 0.125 | 0.08 | 261 | 0 | 0.364 | 1 | 1 | cs | TRUE
12 | LV_3204-4_0_6_line_12 |  | 10 | 11 | 0.051804 | 0.125 | 0.08 | 261 | 0 | 0.364 | 1 | 1 | cs | TRUE
13 | LV_3204-4_0_6_line_13 |  | 10 | 12 | 0.1104 | 0.125 | 0.08 | 261 | 0 | 0.364 | 1 | 1 | cs | TRUE
14 | LV_3204-4_0_6_line_14 |  | 11 | 13 | 0.02766 | 0.125 | 0.08 | 261 | 0 | 0.364 | 1 | 1 | cs | TRUE
15 | LV_3204-4_0_6_line_15 |  | 12 | 14 | 0.10929 | 0.125 | 0.08 | 261 | 0 | 0.364 | 1 | 1 | cs | TRUE
16 | LV_3204-4_0_6_line_16 |  | 12 | 15 | 0.13782 | 0.125 | 0.08 | 261 | 0 | 0.364 | 1 | 1 | cs | TRUE
17 | LV_3204-4_0_6_line_17 |  | 13 | 16 | 0.022662 | 0.125 | 0.08 | 261 | 0 | 0.364 | 1 | 1 | cs | TRUE
18 | LV_3204-4_0_6_line_18 |  | 14 | 17 | 0.1673 | 0.125 | 0.08 | 261 | 0 | 0.364 | 1 | 1 | cs | TRUE
19 | LV_3204-4_0_6_line_19 |  | 14 | 18 | 0.27177 | 0.125 | 0.08 | 261 | 0 | 0.364 | 1 | 1 | cs | TRUE
20 | LV_3204-4_0_6_line_20 |  | 14 | 19 | 0.079247 | 0.125 | 0.08 | 261 | 0 | 0.364 | 1 | 1 | cs | TRUE
21 | LV_3204-4_0_6_line_21 |  | 15 | 23 | 0.01868 | 0.125 | 0.08 | 261 | 0 | 0.364 | 1 | 1 | cs | TRUE
22 | LV_3204-4_0_6_line_22 |  | 15 | 20 | 0.020151 | 0.125 | 0.08 | 261 | 0 | 0.364 | 1 | 1 | cs | TRUE
23 | LV_3204-4_0_6_line_23 |  | 17 | 32 | 0.2013 | 0.125 | 0.08 | 261 | 0 | 0.364 | 1 | 1 | cs | TRUE
24 | LV_3204-4_0_6_line_24 |  | 17 | 33 | 0.023124 | 0.125 | 0.08 | 261 | 0 | 0.364 | 1 | 1 | cs | TRUE
25 | LV_3204-4_0_6_line_25 |  | 18 | 24 | 0.088368 | 0.125 | 0.08 | 261 | 0 | 0.364 | 1 | 3 | cs | TRUE
26 | LV_3204-4_0_6_line_26 |  | 18 | 25 | 0.062311 | 0.125 | 0.08 | 261 | 0 | 0.364 | 1 | 3 | cs | TRUE
27 | LV_3204-4_0_6_line_27 |  | 18 | 26 | 0.013555 | 0.125 | 0.08 | 261 | 0 | 0.364 | 1 | 1 | cs | TRUE
28 | LV_3204-4_0_6_line_28 |  | 19 | 37 | 0.081195 | 0.125 | 0.08 | 261 | 0 | 0.364 | 1 | 1 | cs | TRUE
29 | LV_3204-4_0_6_line_29 |  | 20 | 21 | 0.19627 | 0.125 | 0.08 | 261 | 0 | 0.364 | 1 | 1 | cs | TRUE
30 | LV_3204-4_0_6_line_30 |  | 20 | 22 | 0.1092 | 0.125 | 0.08 | 261 | 0 | 0.364 | 1 | 1 | cs | TRUE
31 | LV_3204-4_0_6_line_31 |  | 21 | 38 | 0.094937 | 0.125 | 0.08 | 261 | 0 | 0.364 | 1 | 1 | cs | TRUE
32 | LV_3204-4_0_6_line_32 |  | 23 | 47 | 0.01213 | 0.125 | 0.08 | 261 | 0 | 0.364 | 1 | 1 | cs | TRUE
33 | LV_3204-4_0_6_line_33 |  | 24 | 48 | 0.027861 | 0.125 | 0.08 | 261 | 0 | 0.364 | 1 | 3 | cs | TRUE
34 | LV_3204-4_0_6_line_34 |  | 25 | 30 | 0.005634 | 0.125 | 0.08 | 261 | 0 | 0.364 | 1 | 3 | cs | TRUE
35 | LV_3204-4_0_6_line_35 |  | 25 | 31 | 0.019733 | 0.125 | 0.08 | 261 | 0 | 0.364 | 1 | 1 | cs | TRUE
36 | LV_3204-4_0_6_line_36 |  | 26 | 49 | 0.038491 | 0.125 | 0.08 | 261 | 0 | 0.364 | 1 | 1 | cs | TRUE
37 | LV_3204-4_0_6_line_37 |  | 27 | 28 | 0.011948 | 0.125 | 0.08 | 261 | 0 | 0.364 | 1 | 1 | cs | TRUE
38 | LV_3204-4_0_6_line_38 |  | 27 | 29 | 0.031763 | 0.125 | 0.08 | 261 | 0 | 0.364 | 1 | 1 | cs | TRUE
39 | LV_3204-4_0_6_line_39 |  | 28 | 50 | 0.011819 | 0.125 | 0.08 | 261 | 0 | 0.364 | 1 | 1 | cs | TRUE
40 | LV_3204-4_0_6_line_40 |  | 29 | 32 | 0.022756 | 0.125 | 0.08 | 261 | 0 | 0.364 | 1 | 1 | cs | TRUE
41 | LV_3204-4_0_6_line_41 |  | 30 | 51 | 0.018005 | 0.125 | 0.08 | 261 | 0 | 0.364 | 1 | 1 | cs | TRUE
42 | LV_3204-4_0_6_line_42 |  | 30 | 52 | 0.047763 | 0.125 | 0.08 | 261 | 0 | 0.364 | 1 | 3 | cs | TRUE
43 | LV_3204-4_0_6_line_43 |  | 32 | 53 | 0.015577 | 0.125 | 0.08 | 261 | 0 | 0.364 | 1 | 1 | cs | TRUE
44 | LV_3204-4_0_6_line_44 |  | 33 | 54 | 0.032809 | 0.125 | 0.08 | 261 | 0 | 0.364 | 1 | 1 | cs | TRUE
45 | LV_3204-4_0_6_line_45 |  | 34 | 35 | 0.05357 | 0.125 | 0.08 | 261 | 0 | 0.364 | 1 | 1 | cs | TRUE
46 | LV_3204-4_0_6_line_46 |  | 34 | 36 | 0.07131 | 0.125 | 0.08 | 261 | 0 | 0.364 | 1 | 1 | cs | TRUE
47 | LV_3204-4_0_6_line_47 |  | 35 | 61 | 0.016233 | 0.125 | 0.08 | 261 | 0 | 0.364 | 1 | 1 | cs | TRUE
48 | LV_3204-4_0_6_line_48 |  | 35 | 62 | 0.18684 | 0.125 | 0.08 | 261 | 0 | 0.364 | 1 | 1 | cs | TRUE
49 | LV_3204-4_0_6_line_49 |  | 36 | 63 | 0.014831 | 0.125 | 0.08 | 261 | 0 | 0.364 | 1 | 1 | cs | TRUE
50 | LV_3204-4_0_6_line_50 |  | 37 | 60 | 0.0082576 | 0.125 | 0.08 | 261 | 0 | 0.364 | 1 | 1 | cs | TRUE
51 | LV_3204-4_0_6_line_51 |  | 38 | 45 | 0.0030546 | 0.125 | 0.08 | 261 | 0 | 0.364 | 1 | 1 | cs | TRUE
52 | LV_3204-4_0_6_line_52 |  | 39 | 40 | 0.024533 | 0.125 | 0.08 | 261 | 0 | 0.364 | 1 | 1 | cs | TRUE
53 | LV_3204-4_0_6_line_53 |  | 40 | 41 | 0.08292 | 0.125 | 0.08 | 261 | 0 | 0.364 | 1 | 1 | cs | TRUE
54 | LV_3204-4_0_6_line_54 |  | 41 | 42 | 0.041431 | 0.125 | 0.08 | 261 | 0 | 0.364 | 1 | 1 | cs | TRUE
55 | LV_3204-4_0_6_line_55 |  | 42 | 43 | 0.027831 | 0.125 | 0.08 | 261 | 0 | 0.364 | 1 | 1 | cs | TRUE
56 | LV_3204-4_0_6_line_56 |  | 42 | 44 | 0.038698 | 0.125 | 0.08 | 261 | 0 | 0.364 | 1 | 1 | cs | TRUE
57 | LV_3204-4_0_6_line_57 |  | 43 | 45 | 0.016633 | 0.125 | 0.08 | 261 | 0 | 0.364 | 1 | 1 | cs | TRUE
58 | LV_3204-4_0_6_line_58 |  | 43 | 46 | 0.033685 | 0.125 | 0.08 | 261 | 0 | 0.364 | 1 | 1 | cs | TRUE
59 | LV_3204-4_0_6_line_59 |  | 45 | 58 | 0.018591 | 0.125 | 0.08 | 261 | 0 | 0.364 | 1 | 1 | cs | TRUE
60 | LV_3204-4_0_6_line_60 |  | 46 | 59 | 0.029142 | 0.125 | 0.08 | 261 | 0 | 0.364 | 1 | 1 | cs | TRUE
61 | LV_3204-4_0_6_line_61 |  | 48 | 67 | 0.024321 | 0.125 | 0.08 | 261 | 0 | 0.364 | 1 | 3 | cs | TRUE
62 | LV_3204-4_0_6_line_62 |  | 49 | 62 | 0.011531 | 0.125 | 0.08 | 261 | 0 | 0.364 | 1 | 1 | cs | TRUE
63 | LV_3204-4_0_6_line_63 |  | 52 | 64 | 0.020756 | 0.125 | 0.08 | 261 | 0 | 0.364 | 1 | 1 | cs | TRUE
64 | LV_3204-4_0_6_line_64 |  | 52 | 65 | 0.037346 | 0.125 | 0.08 | 261 | 0 | 0.364 | 1 | 2 | cs | TRUE
65 | LV_3204-4_0_6_line_65 |  | 53 | 78 | 0.012267 | 0.125 | 0.08 | 261 | 0 | 0.364 | 1 | 1 | cs | TRUE
66 | LV_3204-4_0_6_line_66 |  | 55 | 57 | 0.010969 | 0.125 | 0.08 | 261 | 0 | 0.364 | 1 | 1 | cs | TRUE
67 | LV_3204-4_0_6_line_67 |  | 61 | 71 | 0.0089279 | 0.125 | 0.08 | 261 | 0 | 0.364 | 1 | 1 | cs | TRUE
68 | LV_3204-4_0_6_line_68 |  | 62 | 66 | 0.078659 | 0.125 | 0.08 | 261 | 0 | 0.364 | 1 | 1 | cs | TRUE
69 | LV_3204-4_0_6_line_69 |  | 63 | 68 | 0.01632 | 0.125 | 0.08 | 261 | 0 | 0.364 | 1 | 1 | cs | TRUE
70 | LV_3204-4_0_6_line_70 |  | 65 | 122 | 0.018312 | 0.125 | 0.08 | 261 | 0 | 0.364 | 1 | 2 | cs | TRUE
71 | LV_3204-4_0_6_line_71 |  | 65 | 123 | 0.043434 | 0.125 | 0.08 | 261 | 0 | 0.364 | 1 | 1 | cs | TRUE
72 | LV_3204-4_0_6_line_72 |  | 67 | 212 | 0.027499 | 0.125 | 0.08 | 261 | 0 | 0.364 | 1 | 3 | cs | TRUE
73 | LV_3204-4_0_6_line_73 |  | 69 | 70 | 0.0090715 | 0.125 | 0.08 | 261 | 0 | 0.364 | 1 | 1 | cs | TRUE
74 | LV_3204-4_0_6_line_74 |  | 70 | 75 | 0.010993 | 0.125 | 0.08 | 261 | 0 | 0.364 | 1 | 1 | cs | TRUE
75 | LV_3204-4_0_6_line_75 |  | 72 | 73 | 0.011064 | 0.125 | 0.08 | 261 | 0 | 0.364 | 1 | 1 | cs | TRUE
76 | LV_3204-4_0_6_line_76 |  | 73 | 74 | 0.051959 | 0.125 | 0.08 | 261 | 0 | 0.364 | 1 | 1 | cs | TRUE
77 | LV_3204-4_0_6_line_77 |  | 74 | 143 | 0.005266 | 0.125 | 0.08 | 261 | 0 | 0.364 | 1 | 1 | cs | TRUE
78 | LV_3204-4_0_6_line_78 |  | 74 | 126 | 0.020385 | 0.125 | 0.08 | 261 | 0 | 0.364 | 1 | 1 | cs | TRUE
79 | LV_3204-4_0_6_line_79 |  | 75 | 76 | 0.35033 | 0.125 | 0.08 | 261 | 0 | 0.364 | 1 | 1 | cs | TRUE
80 | LV_3204-4_0_6_line_80 |  | 76 | 77 | 0.17271 | 0.125 | 0.08 | 261 | 0 | 0.364 | 1 | 1 | cs | TRUE
81 | LV_3204-4_0_6_line_81 |  | 77 | 78 | 0.027726 | 0.125 | 0.08 | 261 | 0 | 0.364 | 1 | 1 | cs | TRUE
82 | LV_3204-4_0_6_line_82 |  | 79 | 80 | 0.023267 | 0.125 | 0.08 | 261 | 0 | 0.364 | 1 | 1 | cs | TRUE
83 | LV_3204-4_0_6_line_83 |  | 79 | 81 | 0.028897 | 0.125 | 0.08 | 261 | 0 | 0.364 | 1 | 1 | cs | TRUE
84 | LV_3204-4_0_6_line_84 |  | 80 | 82 | 0.015029 | 0.125 | 0.08 | 261 | 0 | 0.364 | 1 | 1 | cs | TRUE
85 | LV_3204-4_0_6_line_85 |  | 82 | 165 | 0.052175 | 0.125 | 0.08 | 261 | 0 | 0.364 | 1 | 1 | cs | TRUE
86 | LV_3204-4_0_6_line_86 |  | 83 | 84 | 0.0093249 | 0.125 | 0.08 | 261 | 0 | 0.364 | 1 | 1 | cs | TRUE
87 | LV_3204-4_0_6_line_87 |  | 84 | 85 | 0.017768 | 0.125 | 0.08 | 261 | 0 | 0.364 | 1 | 1 | cs | TRUE
88 | LV_3204-4_0_6_line_88 |  | 85 | 86 | 0.17802 | 0.125 | 0.08 | 261 | 0 | 0.364 | 1 | 1 | cs | TRUE
89 | LV_3204-4_0_6_line_89 |  | 86 | 87 | 0.022028 | 0.125 | 0.08 | 261 | 0 | 0.364 | 1 | 1 | cs | TRUE
90 | LV_3204-4_0_6_line_90 |  | 87 | 92 | 0.064319 | 0.125 | 0.08 | 261 | 0 | 0.364 | 1 | 1 | cs | TRUE
91 | LV_3204-4_0_6_line_91 |  | 88 | 89 | 0.0077013 | 0.125 | 0.08 | 261 | 0 | 0.364 | 1 | 1 | cs | TRUE
92 | LV_3204-4_0_6_line_92 |  | 88 | 90 | 0.13797 | 0.125 | 0.08 | 261 | 0 | 0.364 | 1 | 1 | cs | TRUE
93 | LV_3204-4_0_6_line_93 |  | 89 | 91 | 0.17258 | 0.125 | 0.08 | 261 | 0 | 0.364 | 1 | 1 | cs | TRUE
94 | LV_3204-4_0_6_line_94 |  | 90 | 92 | 0.13897 | 0.125 | 0.08 | 261 | 0 | 0.364 | 1 | 1 | cs | TRUE
95 | LV_3204-4_0_6_line_95 |  | 91 | 93 | 0.15617 | 0.125 | 0.08 | 261 | 0 | 0.364 | 1 | 1 | cs | TRUE
96 | LV_3204-4_0_6_line_96 |  | 92 | 94 | 0.066518 | 0.125 | 0.08 | 261 | 0 | 0.364 | 1 | 1 | cs | TRUE
97 | LV_3204-4_0_6_line_97 |  | 93 | 103 | 0.027209 | 0.125 | 0.08 | 261 | 0 | 0.364 | 1 | 1 | cs | TRUE
98 | LV_3204-4_0_6_line_98 |  | 93 | 105 | 0.088926 | 0.125 | 0.08 | 261 | 0 | 0.364 | 1 | 1 | cs | TRUE
99 | LV_3204-4_0_6_line_99 |  | 95 | 96 | 0.0042849 | 0.125 | 0.08 | 261 | 0 | 0.364 | 1 | 3 | cs | TRUE
100 | LV_3204-4_0_6_line_100 |  | 95 | 97 | 0.052656 | 0.125 | 0.08 | 261 | 0 | 0.364 | 1 | 3 | cs | TRUE
101 | LV_3204-4_0_6_line_101 |  | 95 | 98 | 0.047901 | 0.125 | 0.08 | 261 | 0 | 0.364 | 1 | 1 | cs | TRUE
102 | LV_3204-4_0_6_line_102 |  | 96 | 108 | 0.040192 | 0.125 | 0.08 | 261 | 0 | 0.364 | 1 | 3 | cs | TRUE
103 | LV_3204-4_0_6_line_103 |  | 97 | 116 | 0.04183 | 0.125 | 0.08 | 261 | 0 | 0.364 | 1 | 1 | cs | TRUE
104 | LV_3204-4_0_6_line_104 |  | 97 | 117 | 0.031216 | 0.125 | 0.08 | 261 | 0 | 0.364 | 1 | 1 | cs | TRUE
105 | LV_3204-4_0_6_line_105 |  | 97 | 118 | 0.020698 | 0.125 | 0.08 | 261 | 0 | 0.364 | 1 | 3 | cs | TRUE
106 | LV_3204-4_0_6_line_106 |  | 99 | 100 | 0.48497 | 0.125 | 0.08 | 261 | 0 | 0.364 | 1 | 1 | cs | TRUE
107 | LV_3204-4_0_6_line_107 |  | 99 | 101 | 0.076598 | 0.125 | 0.08 | 261 | 0 | 0.364 | 1 | 1 | cs | TRUE
108 | LV_3204-4_0_6_line_108 |  | 100 | 124 | 0.014479 | 0.125 | 0.08 | 261 | 0 | 0.364 | 1 | 1 | cs | TRUE
109 | LV_3204-4_0_6_line_109 |  | 100 | 125 | 0.028088 | 0.125 | 0.08 | 261 | 0 | 0.364 | 1 | 1 | cs | TRUE
110 | LV_3204-4_0_6_line_110 |  | 101 | 104 | 0.021443 | 0.125 | 0.08 | 261 | 0 | 0.364 | 1 | 1 | cs | TRUE
111 | LV_3204-4_0_6_line_111 |  | 102 | 103 | 0.021139 | 0.125 | 0.08 | 261 | 0 | 0.364 | 1 | 1 | cs | TRUE
112 | LV_3204-4_0_6_line_112 |  | 102 | 104 | 0.027384 | 0.125 | 0.08 | 261 | 0 | 0.364 | 1 | 1 | cs | TRUE
113 | LV_3204-4_0_6_line_113 |  | 103 | 109 | 0.00507 | 0.125 | 0.08 | 261 | 0 | 0.364 | 1 | 1 | cs | TRUE
114 | LV_3204-4_0_6_line_114 |  | 105 | 106 | 0.005508 | 0.125 | 0.08 | 261 | 0 | 0.364 | 1 | 1 | cs | TRUE
115 | LV_3204-4_0_6_line_115 |  | 105 | 107 | 0.042683 | 0.125 | 0.08 | 261 | 0 | 0.364 | 1 | 1 | cs | TRUE
116 | LV_3204-4_0_6_line_116 |  | 107 | 119 | 0.033755 | 0.125 | 0.08 | 261 | 0 | 0.364 | 1 | 1 | cs | TRUE
117 | LV_3204-4_0_6_line_117 |  | 107 | 120 | 0.043112 | 0.125 | 0.08 | 261 | 0 | 0.364 | 1 | 1 | cs | TRUE
118 | LV_3204-4_0_6_line_118 |  | 108 | 109 | 0.031579 | 0.125 | 0.08 | 261 | 0 | 0.364 | 1 | 1 | cs | TRUE
119 | LV_3204-4_0_6_line_119 |  | 108 | 110 | 0.048079 | 0.125 | 0.08 | 261 | 0 | 0.364 | 1 | 3 | cs | TRUE
120 | LV_3204-4_0_6_line_120 |  | 110 | 113 | 0.1061 | 0.125 | 0.08 | 261 | 0 | 0.364 | 1 | 3 | cs | TRUE
121 | LV_3204-4_0_6_line_121 |  | 110 | 115 | 0.087211 | 0.125 | 0.08 | 261 | 0 | 0.364 | 1 | 3 | cs | TRUE
122 | LV_3204-4_0_6_line_122 |  | 111 | 112 | 0.002952 | 0.125 | 0.08 | 261 | 0 | 0.364 | 1 | 1 | cs | TRUE
123 | LV_3204-4_0_6_line_123 |  | 111 | 113 | 0.024876 | 0.125 | 0.08 | 261 | 0 | 0.364 | 1 | 2 | cs | TRUE
124 | LV_3204-4_0_6_line_124 |  | 111 | 114 | 0.020704 | 0.125 | 0.08 | 261 | 0 | 0.364 | 1 | 1 | cs | TRUE
125 | LV_3204-4_0_6_line_125 |  | 112 | 133 | 0.013595 | 0.125 | 0.08 | 261 | 0 | 0.364 | 1 | 1 | cs | TRUE
126 | LV_3204-4_0_6_line_126 |  | 112 | 134 | 0.035145 | 0.125 | 0.08 | 261 | 0 | 0.364 | 1 | 1 | cs | TRUE
127 | LV_3204-4_0_6_line_127 |  | 113 | 121 | 0.022806 | 0.125 | 0.08 | 261 | 0 | 0.364 | 1 | 1 | cs | TRUE
128 | LV_3204-4_0_6_line_128 |  | 114 | 135 | 0.067329 | 0.125 | 0.08 | 261 | 0 | 0.364 | 1 | 1 | cs | TRUE
129 | LV_3204-4_0_6_line_129 |  | 115 | 136 | 0.032678 | 0.125 | 0.08 | 261 | 0 | 0.364 | 1 | 3 | cs | TRUE
130 | LV_3204-4_0_6_line_130 |  | 116 | 137 | 0.013105 | 0.125 | 0.08 | 261 | 0 | 0.364 | 1 | 1 | cs | TRUE
131 | LV_3204-4_0_6_line_131 |  | 117 | 138 | 0.021088 | 0.125 | 0.08 | 261 | 0 | 0.364 | 1 | 1 | cs | TRUE
132 | LV_3204-4_0_6_line_132 |  | 117 | 139 | 0.01347 | 0.125 | 0.08 | 261 | 0 | 0.364 | 1 | 1 | cs | TRUE
133 | LV_3204-4_0_6_line_133 |  | 118 | 140 | 0.013369 | 0.125 | 0.08 | 261 | 0 | 0.364 | 1 | 3 | cs | TRUE
134 | LV_3204-4_0_6_line_134 |  | 119 | 128 | 0.006011 | 0.125 | 0.08 | 261 | 0 | 0.364 | 1 | 1 | cs | TRUE
135 | LV_3204-4_0_6_line_135 |  | 119 | 129 | 0.054086 | 0.125 | 0.08 | 261 | 0 | 0.364 | 1 | 1 | cs | TRUE
136 | LV_3204-4_0_6_line_136 |  | 122 | 141 | 0.011945 | 0.125 | 0.08 | 261 | 0 | 0.364 | 1 | 1 | cs | TRUE
137 | LV_3204-4_0_6_line_137 |  | 125 | 142 | 0.00063457 | 0.125 | 0.08 | 261 | 0 | 0.364 | 1 | 1 | cs | TRUE
138 | LV_3204-4_0_6_line_138 |  | 126 | 127 | 0.042501 | 0.125 | 0.08 | 261 | 0 | 0.364 | 1 | 1 | cs | TRUE
139 | LV_3204-4_0_6_line_139 |  | 127 | 144 | 0.023771 | 0.125 | 0.08 | 261 | 0 | 0.364 | 1 | 1 | cs | TRUE
140 | LV_3204-4_0_6_line_140 |  | 129 | 132 | 0.005307 | 0.125 | 0.08 | 261 | 0 | 0.364 | 1 | 1 | cs | TRUE
141 | LV_3204-4_0_6_line_141 |  | 130 | 131 | 0.006556 | 0.125 | 0.08 | 261 | 0 | 0.364 | 1 | 1 | cs | TRUE
142 | LV_3204-4_0_6_line_142 |  | 130 | 132 | 0.013734 | 0.125 | 0.08 | 261 | 0 | 0.364 | 1 | 1 | cs | TRUE
143 | LV_3204-4_0_6_line_143 |  | 132 | 161 | 0.015699 | 0.125 | 0.08 | 261 | 0 | 0.364 | 1 | 1 | cs | TRUE
144 | LV_3204-4_0_6_line_144 |  | 133 | 160 | 0.0010847 | 0.125 | 0.08 | 261 | 0 | 0.364 | 1 | 1 | cs | TRUE
145 | LV_3204-4_0_6_line_145 |  | 134 | 157 | 0.019791 | 0.125 | 0.08 | 261 | 0 | 0.364 | 1 | 1 | cs | TRUE
146 | LV_3204-4_0_6_line_146 |  | 136 | 212 | 0.03037 | 0.125 | 0.08 | 261 | 0 | 0.364 | 1 | 3 | cs | TRUE
147 | LV_3204-4_0_6_line_147 |  | 137 | 184 | 0.013859 | 0.125 | 0.08 | 261 | 0 | 0.364 | 1 | 1 | cs | TRUE
148 | LV_3204-4_0_6_line_148 |  | 137 | 182 | 0.023763 | 0.125 | 0.08 | 261 | 0 | 0.364 | 1 | 1 | cs | TRUE
149 | LV_3204-4_0_6_line_149 |  | 138 | 208 | 0.01386 | 0.125 | 0.08 | 261 | 0 | 0.364 | 1 | 1 | cs | TRUE
150 | LV_3204-4_0_6_line_150 |  | 139 | 210 | 0.011061 | 0.125 | 0.08 | 261 | 0 | 0.364 | 1 | 1 | cs | TRUE
151 | LV_3204-4_0_6_line_151 |  | 140 | 185 | 0.018584 | 0.125 | 0.08 | 261 | 0 | 0.364 | 1 | 3 | cs | TRUE
152 | LV_3204-4_0_6_line_152 |  | 140 | 183 | 0.011343 | 0.125 | 0.08 | 261 | 0 | 0.364 | 1 | 1 | cs | TRUE
153 | LV_3204-4_0_6_line_153 |  | 141 | 166 | 0.050918 | 0.125 | 0.08 | 261 | 0 | 0.364 | 1 | 1 | cs | TRUE
154 | LV_3204-4_0_6_line_154 |  | 141 | 164 | 0.012011 | 0.125 | 0.08 | 261 | 0 | 0.364 | 1 | 1 | cs | TRUE
155 | LV_3204-4_0_6_line_155 |  | 143 | 213 | 0.040292 | 0.125 | 0.08 | 261 | 0 | 0.364 | 1 | 1 | cs | TRUE
156 | LV_3204-4_0_6_line_156 |  | 144 | 210 | 0.002299 | 0.125 | 0.08 | 261 | 0 | 0.364 | 1 | 1 | cs | TRUE
157 | LV_3204-4_0_6_line_157 |  | 145 | 146 | 0.013768 | 0.125 | 0.08 | 261 | 0 | 0.364 | 1 | 1 | cs | TRUE
158 | LV_3204-4_0_6_line_158 |  | 145 | 147 | 0.021669 | 0.125 | 0.08 | 261 | 0 | 0.364 | 1 | 1 | cs | TRUE
159 | LV_3204-4_0_6_line_159 |  | 146 | 148 | 0.018893 | 0.125 | 0.08 | 261 | 0 | 0.364 | 1 | 1 | cs | TRUE
160 | LV_3204-4_0_6_line_160 |  | 146 | 149 | 0.011247 | 0.125 | 0.08 | 261 | 0 | 0.364 | 1 | 1 | cs | TRUE
161 | LV_3204-4_0_6_line_161 |  | 147 | 150 | 0.025148 | 0.125 | 0.08 | 261 | 0 | 0.364 | 1 | 1 | cs | TRUE
162 | LV_3204-4_0_6_line_162 |  | 147 | 151 | 0.013968 | 0.125 | 0.08 | 261 | 0 | 0.364 | 1 | 1 | cs | TRUE
163 | LV_3204-4_0_6_line_163 |  | 147 | 152 | 0.01504 | 0.125 | 0.08 | 261 | 0 | 0.364 | 1 | 1 | cs | TRUE
164 | LV_3204-4_0_6_line_164 |  | 148 | 153 | 0.033032 | 0.125 | 0.08 | 261 | 0 | 0.364 | 1 | 1 | cs | TRUE
165 | LV_3204-4_0_6_line_165 |  | 148 | 154 | 0.012752 | 0.125 | 0.08 | 261 | 0 | 0.364 | 1 | 1 | cs | TRUE
166 | LV_3204-4_0_6_line_166 |  | 149 | 155 | 0.00956 | 0.125 | 0.08 | 261 | 0 | 0.364 | 1 | 1 | cs | TRUE
167 | LV_3204-4_0_6_line_167 |  | 150 | 156 | 0.0044238 | 0.125 | 0.08 | 261 | 0 | 0.364 | 1 | 1 | cs | TRUE
168 | LV_3204-4_0_6_line_168 |  | 151 | 157 | 0.023368 | 0.125 | 0.08 | 261 | 0 | 0.364 | 1 | 1 | cs | TRUE
169 | LV_3204-4_0_6_line_169 |  | 154 | 158 | 0.097961 | 0.125 | 0.08 | 261 | 0 | 0.364 | 1 | 1 | cs | TRUE
170 | LV_3204-4_0_6_line_170 |  | 155 | 159 | 0.0080133 | 0.125 | 0.08 | 261 | 0 | 0.364 | 1 | 1 | cs | TRUE
171 | LV_3204-4_0_6_line_171 |  | 159 | 177 | 0.013557 | 0.125 | 0.08 | 261 | 0 | 0.364 | 1 | 1 | cs | TRUE
172 | LV_3204-4_0_6_line_172 |  | 160 | 181 | 0.017908 | 0.125 | 0.08 | 261 | 0 | 0.364 | 1 | 1 | cs | TRUE
173 | LV_3204-4_0_6_line_173 |  | 162 | 163 | 0.027042 | 0.125 | 0.08 | 261 | 0 | 0.364 | 1 | 1 | cs | TRUE
174 | LV_3204-4_0_6_line_174 |  | 162 | 164 | 0.0071512 | 0.125 | 0.08 | 261 | 0 | 0.364 | 1 | 1 | cs | TRUE
175 | LV_3204-4_0_6_line_175 |  | 165 | 174 | 0.025801 | 0.125 | 0.08 | 261 | 0 | 0.364 | 1 | 1 | cs | TRUE
176 | LV_3204-4_0_6_line_176 |  | 166 | 168 | 0.013001 | 0.125 | 0.08 | 261 | 0 | 0.364 | 1 | 1 | cs | TRUE
177 | LV_3204-4_0_6_line_177 |  | 166 | 167 | 0.019472 | 0.125 | 0.08 | 261 | 0 | 0.364 | 1 | 1 | cs | TRUE
178 | LV_3204-4_0_6_line_178 |  | 168 | 169 | 0.013015 | 0.125 | 0.08 | 261 | 0 | 0.364 | 1 | 1 | cs | TRUE
179 | LV_3204-4_0_6_line_179 |  | 168 | 170 | 0.040493 | 0.125 | 0.08 | 261 | 0 | 0.364 | 1 | 1 | cs | TRUE
180 | LV_3204-4_0_6_line_180 |  | 169 | 171 | 0.025933 | 0.125 | 0.08 | 261 | 0 | 0.364 | 1 | 1 | cs | TRUE
181 | LV_3204-4_0_6_line_181 |  | 170 | 172 | 0.03195 | 0.125 | 0.08 | 261 | 0 | 0.364 | 1 | 1 | cs | TRUE
182 | LV_3204-4_0_6_line_182 |  | 171 | 173 | 0.013231 | 0.125 | 0.08 | 261 | 0 | 0.364 | 1 | 1 | cs | TRUE
183 | LV_3204-4_0_6_line_183 |  | 172 | 179 | 0.0068179 | 0.125 | 0.08 | 261 | 0 | 0.364 | 1 | 1 | cs | TRUE
184 | LV_3204-4_0_6_line_184 |  | 172 | 178 | 0.00048347 | 0.125 | 0.08 | 261 | 0 | 0.364 | 1 | 1 | cs | TRUE
185 | LV_3204-4_0_6_line_185 |  | 174 | 175 | 0.018578 | 0.125 | 0.08 | 261 | 0 | 0.364 | 1 | 1 | cs | TRUE
186 | LV_3204-4_0_6_line_186 |  | 175 | 176 | 0.0045338 | 0.125 | 0.08 | 261 | 0 | 0.364 | 1 | 1 | cs | TRUE
187 | LV_3204-4_0_6_line_187 |  | 176 | 177 | 0.021949 | 0.125 | 0.08 | 261 | 0 | 0.364 | 1 | 1 | cs | TRUE
188 | LV_3204-4_0_6_line_188 |  | 179 | 180 | 0.066754 | 0.125 | 0.08 | 261 | 0 | 0.364 | 1 | 1 | cs | TRUE
189 | LV_3204-4_0_6_line_189 |  | 184 | 186 | 0.0058162 | 0.125 | 0.08 | 261 | 0 | 0.364 | 1 | 1 | cs | TRUE
190 | LV_3204-4_0_6_line_190 |  | 185 | 187 | 0.043804 | 0.125 | 0.08 | 261 | 0 | 0.364 | 1 | 2 | cs | TRUE
191 | LV_3204-4_0_6_line_191 |  | 187 | 198 | 0.013495 | 0.125 | 0.08 | 261 | 0 | 0.364 | 1 | 1 | cs | TRUE
192 | LV_3204-4_0_6_line_192 |  | 188 | 189 | 0.013135 | 0.125 | 0.08 | 261 | 0 | 0.364 | 1 | 1 | cs | TRUE
193 | LV_3204-4_0_6_line_193 |  | 188 | 190 | 0.008535 | 0.125 | 0.08 | 261 | 0 | 0.364 | 1 | 1 | cs | TRUE
194 | LV_3204-4_0_6_line_194 |  | 189 | 191 | 0.014466 | 0.125 | 0.08 | 261 | 0 | 0.364 | 1 | 1 | cs | TRUE
195 | LV_3204-4_0_6_line_195 |  | 190 | 192 | 0.014146 | 0.125 | 0.08 | 261 | 0 | 0.364 | 1 | 1 | cs | TRUE
196 | LV_3204-4_0_6_line_196 |  | 190 | 193 | 0.012279 | 0.125 | 0.08 | 261 | 0 | 0.364 | 1 | 1 | cs | TRUE
197 | LV_3204-4_0_6_line_197 |  | 191 | 194 | 0.040822 | 0.125 | 0.08 | 261 | 0 | 0.364 | 1 | 1 | cs | TRUE
198 | LV_3204-4_0_6_line_198 |  | 191 | 195 | 0.024645 | 0.125 | 0.08 | 261 | 0 | 0.364 | 1 | 1 | cs | TRUE
199 | LV_3204-4_0_6_line_199 |  | 192 | 196 | 0.011774 | 0.125 | 0.08 | 261 | 0 | 0.364 | 1 | 1 | cs | TRUE
200 | LV_3204-4_0_6_line_200 |  | 193 | 197 | 0.01257 | 0.125 | 0.08 | 261 | 0 | 0.364 | 1 | 1 | cs | TRUE
201 | LV_3204-4_0_6_line_201 |  | 194 | 198 | 0.036528 | 0.125 | 0.08 | 261 | 0 | 0.364 | 1 | 1 | cs | TRUE
202 | LV_3204-4_0_6_line_202 |  | 197 | 199 | 0.016614 | 0.125 | 0.08 | 261 | 0 | 0.364 | 1 | 1 | cs | TRUE
203 | LV_3204-4_0_6_line_203 |  | 197 | 200 | 0.011341 | 0.125 | 0.08 | 261 | 0 | 0.364 | 1 | 1 | cs | TRUE
204 | LV_3204-4_0_6_line_204 |  | 198 | 202 | 0.02108 | 0.125 | 0.08 | 261 | 0 | 0.364 | 1 | 1 | cs | TRUE
205 | LV_3204-4_0_6_line_205 |  | 200 | 206 | 0.01528 | 0.125 | 0.08 | 261 | 0 | 0.364 | 1 | 1 | cs | TRUE
206 | LV_3204-4_0_6_line_206 |  | 201 | 202 | 0.011203 | 0.125 | 0.08 | 261 | 0 | 0.364 | 1 | 1 | cs | TRUE
207 | LV_3204-4_0_6_line_207 |  | 203 | 204 | 0.0072472 | 0.125 | 0.08 | 261 | 0 | 0.364 | 1 | 1 | cs | TRUE
208 | LV_3204-4_0_6_line_208 |  | 203 | 205 | 0.0070176 | 0.125 | 0.08 | 261 | 0 | 0.364 | 1 | 1 | cs | TRUE
209 | LV_3204-4_0_6_line_209 |  | 204 | 206 | 0.0049288 | 0.125 | 0.08 | 261 | 0 | 0.364 | 1 | 1 | cs | TRUE
210 | LV_3204-4_0_6_line_210 |  | 207 | 208 | 0.007699 | 0.125 | 0.08 | 261 | 0 | 0.364 | 1 | 1 | cs | TRUE
211 | LV_3204-4_0_6_line_211 |  | 208 | 209 | 0.022181 | 0.125 | 0.08 | 261 | 0 | 0.364 | 1 | 1 | cs | TRUE
212 | LV_3204-4_0_6_line_212 |  | 209 | 211 | 0.015083 | 0.125 | 0.08 | 261 | 0 | 0.364 | 1 | 1 | cs | TRUE
213 | LV_3204-4_0_6_line_213 |  | 213 | 214 | 0.0058352 | 0.125 | 0.08 | 261 | 0 | 0.364 | 1 | 1 | cs | TRUE

## trafo
| name | std_type | hv_bus | lv_bus | sn_mva | vn_hv_kv | vn_lv_kv | vk_percent | vkr_percent | pfe_kw | i0_percent | shift_degree | tap_side | tap_neutral | tap_min | tap_max | tap_step_percent | tap_step_degree | tap_pos | tap_phase_shifter | parallel | df | in_service
0 | LV_3204-4_0_6_trafo_191 | 0.63 MVA 20/0.4 kV | 215 | 136 | 0.63 | 20 | 0.4 | 6 | 1.206 | 1.65 | 0.2619 | 150 | hv | 0 | -2 | 2 | 2.5 | 0 | 0 | FALSE | 1 | 1 | TRUE

## line_geodata
| x0 | y0 | x1 | y1 | x2 | y2 | x3 | y3 | x4 | y4 | x5 | y5 | x6 | y6 | x7 | y7 | x8 | y8 | x9 | y9 | x10 | y10 | x11 | y11 | x12 | y12 | x13 | y13 | x14 | y14 | x15 | y15 | x16 | y16 | x17 | y17 | x18 | y18 | x19 | y19
0 | 2745643.7402 | 1259789.9902 | 2745678.2442 | 1259775.1309 | 2745734.6763 | 1259748.6946 | 2745762.742 | 1259733.1707 | 2745775.1505 | 1259727.4513
1 | 2745629.8763 | 1259795.9607 | 2745643.7402 | 1259789.9902
2 | 2745629.8763 | 1259795.9607 | 2745619.0331 | 1259798.7273
3 | 2745586.2817 | 1259800.27 | 2745611.7091 | 1259800.5959 | 2745619.0331 | 1259798.7273
4 | 2745586.2817 | 1259800.27 | 2745590.7418 | 1259788.8019 | 2745590.9677 | 1259788.2134
5 | 2745586.2817 | 1259800.27 | 2745582.2943 | 1259806.3223 | 2745580.9967 | 1259809.8109
6 | 2745427.7188 | 1259793.231 | 2745442.0729 | 1259801.6586 | 2745487.9002 | 1259829.8014 | 2745514.5581 | 1259843.5481 | 2745586.2817 | 1259800.27
7 | 2745809.7039 | 1259499.2535 | 2745814.4874 | 1259504.8118 | 2745819.2861 | 1259506.8433
8 | 2745809.7039 | 1259499.2535 | 2745808.7177 | 1259498.1076 | 2745807.641 | 1259496.4303
9 | 2745591.6737 | 1259786.3748 | 2745590.9677 | 1259788.2134
10 | 2745580.9069 | 1259830.5117 | 2745579.8797 | 1259812.8136 | 2745580.9967 | 1259809.8109
11 | 2745427.7188 | 1259793.231 | 2745425.6191 | 1259779.8775 | 2745411.1551 | 1259781.7276
12 | 2745738.3199 | 1259422.3635 | 2745753.9279 | 1259436.0975 | 2745776.4947 | 1259457.3712
13 | 2745658.8612 | 1259346.1027 | 2745670.977 | 1259361.2378 | 2745679.989 | 1259371.0359 | 2745738.3199 | 1259422.3635
14 | 2745795.3986 | 1259477.3592 | 2745791.8837 | 1259471.8784 | 2745776.4947 | 1259457.3712
15 | 2745700.3409 | 1259247.8058 | 2745692.507 | 1259292.1117 | 2745684.8011 | 1259312.553 | 2745666.8564 | 1259337.7914 | 2745658.8612 | 1259346.1027
16 | 2745535.0883 | 1259393.0589 | 2745543.0417 | 1259390.1071 | 2745550.049 | 1259387.299 | 2745595.1401 | 1259369.5019 | 2745612.1123 | 1259363.5248 | 2745624.9364 | 1259357.8681 | 2745639.2951 | 1259350.8368 | 2745647.6134 | 1259345.9368 | 2745654.7564 | 1259340.6853 | 2745658.8612 | 1259346.1027
17 | 2745795.3986 | 1259477.3592 | 2745807.641 | 1259496.4303
18 | 2745565.1777 | 1259179.5913 | 2745569.4247 | 1259176.793 | 2745576.2729 | 1259175.8606 | 2745594.7785 | 1259179.6083 | 2745604.5832 | 1259179.8942 | 2745617.0508 | 1259180.4571 | 2745630.9776 | 1259183.3248 | 2745644.2877 | 1259188.5685 | 2745655.1271 | 1259196.7544 | 2745676.7906 | 1259219.2539 | 2745686.9447 | 1259228.3126 | 2745697.7946 | 1259236.0651 | 2745696.1946 | 1259244.3782 | 2745700.3409 | 1259247.8058
19 | 2745700.3409 | 1259247.8058 | 2745723.9948 | 1259117.9285 | 2745749.0365 | 1258980.4337
20 | 2745700.3409 | 1259247.8058 | 2745747.6208 | 1259286.9081 | 2745761.0136 | 1259298.773
21 | 2745535.0883 | 1259393.0589 | 2745517.1964 | 1259387.6915
22 | 2745521.6044 | 1259404.6942 | 2745521.4475 | 1259399.7299 | 2745535.0883 | 1259393.0589
23 | 2745436.3814 | 1259059.675 | 2745427.7999 | 1259083.8543 | 2745447.0378 | 1259085.4397 | 2745469.3425 | 1259090.5039 | 2745485.8036 | 1259094.29 | 2745500.3858 | 1259104.8587 | 2745565.1777 | 1259179.5913
24 | 2745565.1777 | 1259179.5913 | 2745564.0223 | 1259183.6335 | 2745571.7414 | 1259200.9072
25 | 2745749.0365 | 1258980.4337 | 2745764.7796 | 1258893.4797
26 | 2745749.0365 | 1258980.4337 | 2745743.6004 | 1258977.3079 | 2745746.4673 | 1258961.0516 | 2745753.8054 | 1258922.2056
27 | 2745749.0365 | 1258980.4337 | 2745755.3654 | 1258984.0597 | 2745760.7308 | 1258987.287
28 | 2745761.0136 | 1259298.773 | 2745769.9095 | 1259306.654 | 2745782.1131 | 1259316.3863 | 2745794.1209 | 1259321.5204 | 2745803.4612 | 1259320.1381 | 2745815.6178 | 1259319.2367 | 2745821.9231 | 1259326.2433 | 2745824.1139 | 1259335.5731 | 2745824.1139 | 1259335.5731
29 | 2745521.6044 | 1259404.6942 | 2745508.0394 | 1259412.5794 | 2745493.1849 | 1259424.448 | 2745477.4605 | 1259440.4103 | 2745404.2247 | 1259526.027 | 2745397.6876 | 1259536.0984 | 2745391.9024 | 1259549.6361
30 | 2745521.6044 | 1259404.6942 | 2745521.7327 | 1259408.9793 | 2745520.6143 | 1259423.1656 | 2745517.3364 | 1259433.1725 | 2745512.6436 | 1259441.2205 | 2745505.1875 | 1259458.2871 | 2745499.5403 | 1259482.1381 | 2745491.6517 | 1259497.1699 | 2745488.8731 | 1259504.6644 | 2745488.9719 | 1259507.3917
31 | 2745391.9024 | 1259549.6361 | 2745392.8239 | 1259550.8043 | 2745396.494 | 1259556.4222 | 2745399.4056 | 1259563.7564 | 2745400.8418 | 1259570.3648 | 2745402.6632 | 1259577.561 | 2745406.5251 | 1259590.1014 | 2745411.2402 | 1259601.0613 | 2745421.2174 | 1259610.2487 | 2745416.4009 | 1259623.0317 | 2745412.3744 | 1259634.7449
32 | 2745505.0695 | 1259387.393 | 2745517.1964 | 1259387.6915
33 | 2745769.7431 | 1258866.0647 | 2745764.7796 | 1258893.4797
34 | 2745753.8054 | 1258922.2056 | 2745754.7869 | 1258916.6577
35 | 2745753.8054 | 1258922.2056 | 2745734.3854 | 1258918.7045
36 | 2745760.7308 | 1258987.287 | 2745786.1179 | 1259002.5574 | 2745792.3379 | 1259008.8741
37 | 2745486.6239 | 1259080.2632 | 2745490.1254 | 1259068.8382
38 | 2745490.1254 | 1259068.8382 | 2745458.814 | 1259063.4997
39 | 2745474.9704 | 1259081.5447 | 2745482.0925 | 1259079.907 | 2745486.6239 | 1259080.2632
40 | 2745436.3814 | 1259059.675 | 2745458.814 | 1259063.4997
41 | 2745737.0047 | 1258913.5168 | 2745754.7869 | 1258916.6577
42 | 2745763.1187 | 1258869.6283 | 2745754.7869 | 1258916.6577
43 | 2745436.3814 | 1259059.675 | 2745422.8703 | 1259054.3045 | 2745421.9047 | 1259053.9242
44 | 2745575.7886 | 1259229.8345 | 2745581.3344 | 1259222.3747 | 2745571.7414 | 1259200.9072
45 | 2745937.5813 | 1259199.0926 | 2745932.29 | 1259182.4682 | 2745931.2341 | 1259171.7762 | 2745933.9687 | 1259146.5413
46 | 2745937.5813 | 1259199.0926 | 2745951.6556 | 1259232.0273 | 2745973.6717 | 1259259.8686
47 | 2745933.9687 | 1259146.5413 | 2745944.3569 | 1259140.3025 | 2745946.8237 | 1259137.0086
48 | 2745800.4286 | 1259017.0907 | 2745802.3711 | 1259019.0627 | 2745857.5431 | 1259066.9465 | 2745909.9183 | 1259112.6041 | 2745923.7541 | 1259128.3272 | 2745933.9687 | 1259146.5413
49 | 2745973.6717 | 1259259.8686 | 2745982.8709 | 1259271.5017
50 | 2745829.3077 | 1259341.9927 | 2745824.1139 | 1259335.5731
51 | 2745411.3814 | 1259637.6337 | 2745412.3744 | 1259634.7449
52 | 2745386.7181 | 1259782.8357 | 2745398.4344 | 1259783.235 | 2745409.7936 | 1259781.9017 | 2745411.1551 | 1259781.7276
53 | 2745385.386 | 1259699.9334 | 2745386.7181 | 1259782.8357
54 | 2745384.2552 | 1259658.5208 | 2745385.386 | 1259699.9334
55 | 2745384.2552 | 1259658.5208 | 2745383.9845 | 1259643.1548 | 2745396.4391 | 1259643.5945
56 | 2745384.2552 | 1259658.5208 | 2745392.3836 | 1259659.477 | 2745401.6396 | 1259661.4953 | 2745410.5491 | 1259665.3402 | 2745410.905 | 1259676.6705
57 | 2745396.4391 | 1259643.5945 | 2745406.3434 | 1259641.9474 | 2745411.3814 | 1259637.6337
58 | 2745396.4391 | 1259643.5945 | 2745399.252 | 1259650.3369 | 2745407.2025 | 1259659.7525 | 2745420.521 | 1259664.2452
59 | 2745411.3814 | 1259637.6337 | 2745429.1783 | 1259643.0107
60 | 2745449.2215 | 1259663.7334 | 2745437.9465 | 1259665.9251 | 2745424.6287 | 1259665.6309 | 2745420.521 | 1259664.2452
61 | 2745774.0759 | 1258842.133 | 2745769.7431 | 1258866.0647
62 | 2745800.4286 | 1259017.0907 | 2745792.3379 | 1259008.8741
63 | 2745742.3763 | 1258867.8602 | 2745763.1187 | 1258869.6283
64 | 2745750.3113 | 1258850.6945 | 2745766.7543 | 1258849.1201 | 2745763.1187 | 1258869.6283
65 | 2745411.3162 | 1259048.0932 | 2745414.6165 | 1259051.0541 | 2745421.9047 | 1259053.9242
66 | 2745591.6737 | 1259786.3748 | 2745593.7876 | 1259780.8691 | 2745594.0405 | 1259775.8037
67 | 2745952.1755 | 1259129.8626 | 2745946.8237 | 1259137.0086
68 | 2745768.0764 | 1259016.3709 | 2745764.8626 | 1259023.7544 | 2745762.1477 | 1259030.7833 | 2745761.6165 | 1259035.8084 | 2745762.2516 | 1259039.4165 | 2745766.6438 | 1259041.7492 | 2745771.1157 | 1259040.8473 | 2745774.3148 | 1259037.7342 | 2745776.151 | 1259033.3084 | 2745776.7669 | 1259028.5189 | 2745776.5683 | 1259024.6436 | 2745778.6803 | 1259021.2701 | 2745781.1595 | 1259018.9067 | 2745786.959 | 1259017.0811 | 2745793.7486 | 1259017.0038 | 2745800.4286 | 1259017.0907
69 | 2745995.1875 | 1259282.1907 | 2745983.293 | 1259272.0355 | 2745982.8709 | 1259271.5017
70 | 2745750.3113 | 1258850.6945 | 2745734.7644 | 1258852.6358 | 2745732.122 | 1258852.526
71 | 2745750.3113 | 1258850.6945 | 2745757.9337 | 1258816.5379 | 2745749.6707 | 1258814.8334
72 | 2745781.3063 | 1258815.6568 | 2745780.8255 | 1258816.7908 | 2745775.6045 | 1258833.6898 | 2745774.0759 | 1258842.133
73 | 2745262.908 | 1259224.2217 | 2745264.1244 | 1259226.1061 | 2745267.8944 | 1259231.7997
74 | 2745256.9465 | 1259214.9858 | 2745262.908 | 1259224.2217
75 | 2746051.8309 | 1258921.3254 | 2746054.7648 | 1258926.1175 | 2746057.0702 | 1258931.0509
76 | 2746049.4586 | 1258869.7985 | 2746050.8543 | 1258879.5535 | 2746051.306 | 1258885.0811 | 2746050.7341 | 1258919.5339 | 2746051.8309 | 1258921.3254
77 | 2746045.518 | 1258873.3046 | 2746049.4586 | 1258869.7985
78 | 2746049.4586 | 1258869.7985 | 2746052.9511 | 1258864.891 | 2746061.2875 | 1258853.1964
79 | 2745298.3851 | 1258884.5601 | 2745286.7929 | 1258936.437 | 2745284.502 | 1258964.5969 | 2745278.3859 | 1258975.3239 | 2745283.3022 | 1259028.7742 | 2745280.2706 | 1259048.4077 | 2745283.2956 | 1259063.4188 | 2745293.706 | 1259128.0704 | 2745297.5796 | 1259156.115 | 2745296.5987 | 1259169.6374 | 2745289.2761 | 1259179.1335 | 2745277.2738 | 1259190.9392 | 2745270.4348 | 1259200.4027 | 2745256.9465 | 1259214.9858
80 | 2745298.3851 | 1258884.5601 | 2745301.3353 | 1258891.8729 | 2745316.2687 | 1258908.1331 | 2745335.9661 | 1258930.0158 | 2745364.5437 | 1258964.9515 | 2745381.0452 | 1258992.2611 | 2745396.3207 | 1259025.1516
81 | 2745396.3207 | 1259025.1516 | 2745397.7916 | 1259028.3186 | 2745406.1527 | 1259043.461 | 2745411.3162 | 1259048.0932
82 | 2745548.4106 | 1258805.8825 | 2745547.397 | 1258799.874 | 2745544.1759 | 1258783.0055
83 | 2745548.4106 | 1258805.8825 | 2745570.6806 | 1258813.3152 | 2745575.806 | 1258815.0759
84 | 2745542.042 | 1258768.3116 | 2745541.5845 | 1258769.4348 | 2745544.1759 | 1258783.0055
85 | 2745542.042 | 1258768.3116 | 2745544.7726 | 1258761.5611 | 2745549.2214 | 1258754.864 | 2745559.1812 | 1258743.3645 | 2745575.3383 | 1258728.9687
86 | 2745370.4811 | 1258674.9716 | 2745376.4569 | 1258680.4014 | 2745377.4155 | 1258681.2046
87 | 2745352.9038 | 1258673.8944 | 2745355.6203 | 1258673.2271 | 2745360.4413 | 1258673.1677 | 2745370.4811 | 1258674.9716
88 | 2745352.9038 | 1258673.8944 | 2745354.0557 | 1258670.297 | 2745442.8053 | 1258582.3363 | 2745461.4493 | 1258593.7166 | 2745477.0593 | 1258571.145 | 2745477.0593 | 1258571.145
89 | 2745478.739 | 1258549.1815 | 2745477.0593 | 1258571.145
90 | 2745484.5909 | 1258485.1356 | 2745481.1181 | 1258518.0711 | 2745478.739 | 1258549.1815
91 | 2745705.3586 | 1258461.6737 | 2745711.7876 | 1258465.9138
92 | 2745579.3638 | 1258408.8362 | 2745599.0646 | 1258419.5868 | 2745654.4781 | 1258434.3867 | 2745675.2158 | 1258441.6152 | 2745694.6424 | 1258454.6059 | 2745705.3586 | 1258461.6737
93 | 2745861.1194 | 1258551.4 | 2745851.6276 | 1258544.1925 | 2745839.0279 | 1258536.697 | 2745820.8403 | 1258529.7643 | 2745801.9992 | 1258521.1919 | 2745744.533 | 1258487.5106 | 2745711.7876 | 1258465.9138
94 | 2745484.5909 | 1258485.1356 | 2745493.0737 | 1258473.2882 | 2745528.7358 | 1258427.2869 | 2745537.4713 | 1258415.9018 | 2745547.8424 | 1258408.5497 | 2745555.7154 | 1258402.1815 | 2745567.702 | 1258413.465 | 2745573.8568 | 1258411.014 | 2745579.3638 | 1258408.8362
95 | 2745861.1194 | 1258551.4 | 2745865.9846 | 1258555.6685 | 2745872.7325 | 1258564.6435 | 2745878.9808 | 1258575.2189 | 2745884.0434 | 1258586.4657 | 2745887.9642 | 1258597.2173 | 2745888.6514 | 1258606.9659 | 2745888.8047 | 1258619.7043 | 2745891.665 | 1258635.5346 | 2745895.7623 | 1258648.6039 | 2745905.6327 | 1258672.2479 | 2745916.5237 | 1258694.26
96 | 2745484.5909 | 1258485.1356 | 2745452.1663 | 1258526.8013 | 2745444.0371 | 1258537.8566
97 | 2745937.8855 | 1258703.9628 | 2745931.7772 | 1258705.7584 | 2745926.799 | 1258705.769 | 2745922.5318 | 1258703.2502 | 2745919.5778 | 1258700.3969 | 2745916.5237 | 1258694.26
98 | 2745868.8624 | 1258645.3933 | 2745871.493 | 1258645.1579 | 2745877.7587 | 1258665.7212 | 2745879.4404 | 1258671.2347 | 2745892.111 | 1258666.0642 | 2745896.9948 | 1258664.0715 | 2745899.3357 | 1258670.3798 | 2745905.1133 | 1258685.9596 | 2745912.3888 | 1258695.8597 | 2745916.5237 | 1258694.26
99 | 2745972.8977 | 1258759.8472 | 2745969.5062 | 1258757.2283
100 | 2745950.805 | 1258797.7948 | 2745953.5062 | 1258790.1095 | 2745961.8024 | 1258762.6207 | 2745967.1601 | 1258766.7902 | 2745969.7723 | 1258763.6294 | 2745972.8977 | 1258759.8472
101 | 2745972.8977 | 1258759.8472 | 2745982.9193 | 1258767.5686 | 2745988.4174 | 1258771.2411 | 2745991.2147 | 1258772.5002 | 2745996.1793 | 1258774.2577 | 2745999.953 | 1258775.9858 | 2746013.9206 | 1258784.099
102 | 2745936.639 | 1258734.6063 | 2745938.4229 | 1258737.1973 | 2745944.0865 | 1258740.5847 | 2745954.0944 | 1258746.1146 | 2745961.3074 | 1258750.8971 | 2745969.5062 | 1258757.2283
103 | 2745950.805 | 1258797.7948 | 2745940.9332 | 1258793.1691 | 2745912.7414 | 1258780.4511
104 | 2745950.805 | 1258797.7948 | 2745978.6372 | 1258812.0951
105 | 2745950.805 | 1258797.7948 | 2745946.7819 | 1258811.9761 | 2745942.5105 | 1258816.1289
106 | 2745850.2255 | 1258240.7967 | 2745850.7071 | 1258243.9005 | 2745858.2811 | 1258262.5163 | 2745880.7584 | 1258291.5873 | 2745906.1298 | 1258317.6824 | 2745927.4232 | 1258336.3254 | 2745968.7913 | 1258377.4409 | 2745978.1336 | 1258386.7359 | 2745996.8842 | 1258433.8108 | 2746011.7541 | 1258465.1413 | 2746032.2451 | 1258511.047 | 2746040.4516 | 1258530.891 | 2746043.3502 | 1258537.8248 | 2746053.3788 | 1258580.3914 | 2746056.126 | 1258587.9555 | 2746063.8947 | 1258620.9348 | 2746067.8107 | 1258638.2817 | 2746071.6923 | 1258642.9709 | 2746073.9998 | 1258647.8771 | 2746076.6707 | 1258656.696
107 | 2746076.6707 | 1258656.696 | 2746024.1075 | 1258674.4162 | 2746004.0859 | 1258681.1641
108 | 2745850.2255 | 1258240.7967 | 2745841.0609 | 1258243.2399 | 2745839.8494 | 1258238.8391 | 2745839.8639 | 1258238.4099
109 | 2745852.9178 | 1258213.2919 | 2745849.8787 | 1258223.0487 | 2745849.0617 | 1258233.2385 | 2745850.2255 | 1258240.7967
110 | 2745983.7663 | 1258688.0125 | 2746004.0859 | 1258681.1641
111 | 2745937.8855 | 1258703.9628 | 2745957.8167 | 1258696.7584
112 | 2745957.8167 | 1258696.7584 | 2745983.7663 | 1258688.0125
113 | 2745939.9738 | 1258708.5855 | 2745937.8855 | 1258703.9628
114 | 2745868.8624 | 1258645.3933 | 2745866.9687 | 1258640.2194
115 | 2745848.6926 | 1258667.7736 | 2745844.3081 | 1258665.7302 | 2745846.2313 | 1258662.0629 | 2745861.4854 | 1258661.9276 | 2745865.466 | 1258656.1868 | 2745867.7988 | 1258651.8178 | 2745868.8624 | 1258645.3933
116 | 2745829.1397 | 1258650.4638 | 2745833.8305 | 1258648.6554 | 2745841.5374 | 1258651.7706 | 2745844.8404 | 1258656.9904 | 2745846.2313 | 1258662.0629 | 2745844.3081 | 1258665.7302 | 2745848.6926 | 1258667.7736
117 | 2745848.6926 | 1258667.7736 | 2745845.1073 | 1258674.9144 | 2745846.1195 | 1258682.8025 | 2745841.1339 | 1258688.6187 | 2745822.1208 | 1258692.9886
118 | 2745936.639 | 1258734.6063 | 2745935.1897 | 1258732.513 | 2745934.4859 | 1258728.0246 | 2745935.217 | 1258724.0721 | 2745937.7029 | 1258720.53 | 2745943.7211 | 1258716.8859 | 2745941.962 | 1258712.9832 | 2745939.9738 | 1258708.5855
119 | 2745896.6219 | 1258732.9849 | 2745903.9141 | 1258732.4196 | 2745909.2662 | 1258733.764 | 2745913.9669 | 1258735.8263 | 2745918.5465 | 1258737.2962 | 2745922.0296 | 1258739.4953 | 2745925.4593 | 1258743.5505 | 2745926.5846 | 1258744.7127 | 2745928.6342 | 1258742.6501 | 2745933.2513 | 1258738.015 | 2745936.639 | 1258734.6063
120 | 2745896.6219 | 1258732.9849 | 2745896.0397 | 1258729.0667 | 2745895.6447 | 1258726.4322 | 2745894.9741 | 1258723.346 | 2745894.1881 | 1258719.7453 | 2745874.4226 | 1258725.13 | 2745862.7303 | 1258728.8677 | 2745847.5207 | 1258734.8543 | 2745833.2679 | 1258741.4985 | 2745827.2748 | 1258744.4314 | 2745824.6783 | 1258745.1237 | 2745821.0708 | 1258744.9124 | 2745818.0328 | 1258743.6252 | 2745807.9826 | 1258737.9721
121 | 2745896.6219 | 1258732.9849 | 2745877.6012 | 1258735.0847 | 2745858.1054 | 1258740.8543 | 2745841.2385 | 1258748.2903 | 2745827.5652 | 1258756.2056 | 2745816.9883 | 1258764.6115
122 | 2745785.026 | 1258729.3204 | 2745787.6154 | 1258730.7522
123 | 2745787.6154 | 1258730.7522 | 2745805.7379 | 1258741.2199 | 2745807.9826 | 1258737.9721
124 | 2745787.6154 | 1258730.7522 | 2745796.6986 | 1258712.1473
125 | 2745785.026 | 1258729.3204 | 2745780.3191 | 1258736.378 | 2745778.063 | 1258740.965
126 | 2745785.026 | 1258729.3204 | 2745754.4256 | 1258712.0355
127 | 2745827.4868 | 1258727.2755 | 2745810.6338 | 1258734.1448 | 2745807.9826 | 1258737.9721
128 | 2745849.9894 | 1258711.2144 | 2745844.4049 | 1258701.5563 | 2745842.5542 | 1258698.9192 | 2745839.4928 | 1258697.0531 | 2745836.2617 | 1258697.1736 | 2745813.7737 | 1258699.4885 | 2745801.4848 | 1258702.3441 | 2745796.6986 | 1258712.1473
129 | 2745816.9883 | 1258764.6115 | 2745814.087 | 1258766.9173 | 2745799.4141 | 1258782.6489 | 2745795.2218 | 1258788.8186
130 | 2745900.7954 | 1258775.062 | 2745912.7414 | 1258780.4511
131 | 2745978.6372 | 1258812.0951 | 2745967.4643 | 1258829.9796
132 | 2745978.6372 | 1258812.0951 | 2745990.2553 | 1258818.9104
133 | 2745930.5257 | 1258818.5038 | 2745933.5043 | 1258816.998 | 2745940.2443 | 1258818.3322 | 2745942.5105 | 1258816.1289
134 | 2745829.1397 | 1258650.4638 | 2745824.0684 | 1258647.2135
135 | 2745787.6631 | 1258671.9185 | 2745792.9925 | 1258670.5151 | 2745802.8164 | 1258669.4449 | 2745807.4449 | 1258670.1596 | 2745817.3865 | 1258668.2916 | 2745827.2142 | 1258663.0953 | 2745829.1397 | 1258650.4638
136 | 2745720.8459 | 1258849.4011 | 2745726.8684 | 1258852.3077 | 2745732.122 | 1258852.526
137 | 2745852.5807 | 1258213.8295 | 2745852.9178 | 1258213.2919
138 | 2746061.2875 | 1258853.1964 | 2746031.7373 | 1258836.0951 | 2746023.3931 | 1258835.5887 | 2746023.3931 | 1258835.5887
139 | 2746023.3931 | 1258835.5887 | 2746001.8767 | 1258825.4841
140 | 2745782.5161 | 1258673.2708 | 2745787.6631 | 1258671.9185
141 | 2745787.0723 | 1258660.7041 | 2745782.6437 | 1258655.857
142 | 2745782.5161 | 1258673.2708 | 2745784.1538 | 1258664.358 | 2745787.0723 | 1258660.7041
143 | 2745782.5161 | 1258673.2708 | 2745774.5348 | 1258677.6118 | 2745773.0309 | 1258681.1003 | 2745773.0671 | 1258683.9151
144 | 2745778.063 | 1258740.965 | 2745777.5843 | 1258741.9384
145 | 2745754.4256 | 1258712.0355 | 2745737.1934 | 1258702.3017
146 | 2745781.3063 | 1258815.6568 | 2745788.4731 | 1258798.7506 | 2745795.2218 | 1258788.8186
147 | 2745900.7954 | 1258775.062 | 2745888.3007 | 1258769.0649
148 | 2745900.7954 | 1258775.062 | 2745897.9124 | 1258775.7471 | 2745896.8335 | 1258777.2887 | 2745891.5897 | 1258785.0114 | 2745886.4654 | 1258793.1092
149 | 2745960.121 | 1258841.734 | 2745967.4643 | 1258829.9796
150 | 2745999.7958 | 1258824.5069 | 2745990.2553 | 1258818.9104
151 | 2745916.7982 | 1258827.3963 | 2745917.6481 | 1258824.4366 | 2745919.4175 | 1258820.5875 | 2745930.5257 | 1258818.5038
152 | 2745930.5257 | 1258818.5038 | 2745919.842 | 1258814.6923
153 | 2745689.7397 | 1258809.0961 | 2745691.4342 | 1258811.34 | 2745697.4745 | 1258819.3409 | 2745707.3713 | 1258832.4417 | 2745714.4407 | 1258841.5246 | 2745720.8459 | 1258849.4011
154 | 2745720.8459 | 1258849.4011 | 2745713.9288 | 1258859.2205
155 | 2746045.518 | 1258873.3046 | 2746045.6787 | 1258910.7673 | 2746043.2199 | 1258909.3676
156 | 2745999.7958 | 1258824.5069 | 2746001.8767 | 1258825.4841
157 | 2745671.4279 | 1258671.6119 | 2745684.2819 | 1258676.5435
158 | 2745704.5126 | 1258684.3052 | 2745684.2819 | 1258676.5435
159 | 2745671.4279 | 1258671.6119 | 2745665.3977 | 1258653.7016
160 | 2745671.4279 | 1258671.6119 | 2745660.6295 | 1258674.7566
161 | 2745704.5126 | 1258684.3052 | 2745709.8487 | 1258678.3419 | 2745717.6912 | 1258672.2846 | 2745724.0285 | 1258668.7919
162 | 2745704.5126 | 1258684.3052 | 2745707.0382 | 1258685.2683 | 2745716.8466 | 1258690.8087
163 | 2745704.5126 | 1258684.3052 | 2745695.2176 | 1258696.1289
164 | 2745697.4684 | 1258645.4163 | 2745665.3977 | 1258653.7016
165 | 2745665.3977 | 1258653.7016 | 2745659.0248 | 1258642.9677 | 2745658.9053 | 1258642.7267
166 | 2745651.4508 | 1258677.4296 | 2745660.6295 | 1258674.7566
167 | 2745727.9028 | 1258666.6566 | 2745724.0285 | 1258668.7919
168 | 2745716.8466 | 1258690.8087 | 2745737.1934 | 1258702.3017
169 | 2745735.3201 | 1258615.4284 | 2745720.0641 | 1258616.7002 | 2745692.1865 | 1258619.183 | 2745677.596 | 1258619.9357 | 2745667.6881 | 1258621.9605 | 2745662.1266 | 1258623.603 | 2745657.4856 | 1258625.2348 | 2745655.5234 | 1258628.9568 | 2745654.3386 | 1258631.4301 | 2745655.0296 | 1258634.9171 | 2745658.9053 | 1258642.7267
170 | 2745651.4508 | 1258677.4296 | 2745651.357 | 1258677.4569 | 2745644.203 | 1258680.8446
171 | 2745632.0047 | 1258686.7459 | 2745632.7823 | 1258686.2529 | 2745644.203 | 1258680.8446
172 | 2745773.2231 | 1258758.6582 | 2745772.6012 | 1258752.0698 | 2745777.5843 | 1258741.9384
173 | 2745709.8104 | 1258865.0668 | 2745702.6009 | 1258860.7518 | 2745692.0613 | 1258845.3777
174 | 2745709.8104 | 1258865.0668 | 2745713.9288 | 1258859.2205
175 | 2745575.3383 | 1258728.9687 | 2745583.9734 | 1258721.275 | 2745594.8065 | 1258712.0393
176 | 2745689.7397 | 1258809.0961 | 2745683.1151 | 1258800.3245 | 2745681.8338 | 1258798.7581
177 | 2745689.7397 | 1258809.0961 | 2745675.5168 | 1258822.3957
178 | 2745681.8338 | 1258798.7581 | 2745691.338 | 1258789.839
179 | 2745681.8338 | 1258798.7581 | 2745669.8614 | 1258784.1826 | 2745653.6598 | 1258769.8513
180 | 2745691.338 | 1258789.839 | 2745710.2515 | 1258772.0957
181 | 2745629.7287 | 1258748.6828 | 2745653.6598 | 1258769.8513
182 | 2745706.6337 | 1258762.2887 | 2745712.871 | 1258769.6383 | 2745710.2515 | 1258772.0957
183 | 2745629.7287 | 1258748.6828 | 2745632.7257 | 1258746.1207 | 2745635.0015 | 1258744.3639 | 2745635.0015 | 1258744.3639
184 | 2745629.3665 | 1258748.3625 | 2745629.7287 | 1258748.6828
185 | 2745594.8065 | 1258712.0393 | 2745602.6248 | 1258705.3739 | 2745609.6384 | 1258700.927
186 | 2745613.4674 | 1258698.4993 | 2745609.6384 | 1258700.927
187 | 2745613.4674 | 1258698.4993 | 2745632.0047 | 1258686.7459
188 | 2745683.2001 | 1258734.2266 | 2745678.634 | 1258742.8139 | 2745672.3127 | 1258752.6457 | 2745668.9873 | 1258756.9013 | 2745667.3196 | 1258758.7732 | 2745665.8679 | 1258759.8385 | 2745664.6491 | 1258760.0198 | 2745662.7221 | 1258760.1725 | 2745660.702 | 1258760.1227 | 2745658.6844 | 1258759.9729 | 2745657.0788 | 1258759.3217 | 2745654.6865 | 1258757.8503 | 2745645.9434 | 1258751.4845 | 2745643.8674 | 1258750.032 | 2745640.4874 | 1258747.6243 | 2745638.2961 | 1258746.2579 | 2745635.0015 | 1258744.3639
189 | 2745883.0571 | 1258766.5481 | 2745888.3007 | 1258769.0649
190 | 2745916.7982 | 1258827.3963 | 2745907.9948 | 1258826.2448 | 2745901.5779 | 1258826.4868 | 2745894.3486 | 1258826.9535 | 2745885.6595 | 1258828.1961 | 2745875.3548 | 1258831.0338 | 2745873.719 | 1258831.7698
191 | 2745861.4129 | 1258837.3074 | 2745873.719 | 1258831.7698
192 | 2745821.8314 | 1258916.2199 | 2745821.9905 | 1258918.0256 | 2745825.4094 | 1258922.2139 | 2745830.2114 | 1258925.6689
193 | 2745838.6545 | 1258926.4443 | 2745836.0623 | 1258926.6584 | 2745830.2114 | 1258925.6689 | 2745830.2114 | 1258925.6689
194 | 2745822.7752 | 1258901.8069 | 2745821.7975 | 1258910.8694 | 2745821.8314 | 1258916.2199
195 | 2745838.6545 | 1258926.4443 | 2745842.4834 | 1258935.7144 | 2745843.1904 | 1258939.7691
196 | 2745838.6545 | 1258926.4443 | 2745841.5867 | 1258926.2052 | 2745847.3818 | 1258918.8837
197 | 2745822.7752 | 1258901.8069 | 2745828.0475 | 1258881.606 | 2745834.263 | 1258866.589 | 2745836.2798 | 1258863.497
198 | 2745822.7752 | 1258901.8069 | 2745807.7505 | 1258892.9726 | 2745803.4648 | 1258889.3746 | 2745802.4717 | 1258888.095
199 | 2745839.125 | 1258950.6577 | 2745840.3485 | 1258948.8857 | 2745842.483 | 1258943.9891 | 2745843.1904 | 1258939.7691 | 2745843.1904 | 1258939.7691
200 | 2745855.1049 | 1258908.966 | 2745851.0762 | 1258914.2163 | 2745847.3818 | 1258918.8837
201 | 2745861.4129 | 1258837.3074 | 2745852.6198 | 1258844.2975 | 2745847.0384 | 1258849.8097 | 2745839.8676 | 1258857.9966 | 2745836.2798 | 1258863.497
202 | 2745869.3268 | 1258917.625 | 2745855.1049 | 1258908.966
203 | 2745855.1049 | 1258908.966 | 2745862.0044 | 1258899.9651
204 | 2745861.4129 | 1258837.3074 | 2745852.2209 | 1258826.2256 | 2745846.7659 | 1258822.3666
205 | 2745862.0044 | 1258899.9651 | 2745871.3003 | 1258887.8377
206 | 2745836.9334 | 1258817.2445 | 2745841.9096 | 1258818.9311 | 2745846.7659 | 1258822.3666
207 | 2745874.2988 | 1258883.9258 | 2745868.2352 | 1258879.9565
208 | 2745862.3638 | 1258876.113 | 2745868.2352 | 1258879.9565
209 | 2745874.2988 | 1258883.9258 | 2745874.2988 | 1258883.9258 | 2745871.3003 | 1258887.8377
210 | 2745960.121 | 1258841.734 | 2745952.9935 | 1258838.823
211 | 2745960.121 | 1258841.734 | 2745967.1876 | 1258845.7232 | 2745974.5876 | 1258849.3426 | 2745979.7603 | 1258852.1396
212 | 2745979.7603 | 1258852.1396 | 2745993.1009 | 1258859.1781
213 | 2746038.6219 | 1258905.7772 | 2746043.1053 | 1258909.3024 | 2746043.2199 | 1258909.3676

## bus_geodata
| x | y | coords
0 | 2745643.7402 | 1259789.9902
1 | 2745775.1505 | 1259727.4513
2 | 2745629.8763 | 1259795.9607
3 | 2745619.0331 | 1259798.7273
4 | 2745586.2817 | 1259800.27
5 | 2745819.2861 | 1259506.8433
6 | 2745809.7039 | 1259499.2535
7 | 2745590.9677 | 1259788.2134
8 | 2745580.9967 | 1259809.8109
9 | 2745427.7188 | 1259793.231
10 | 2745738.3199 | 1259422.3634
11 | 2745776.4947 | 1259457.3712
12 | 2745658.8612 | 1259346.1027
13 | 2745795.3986 | 1259477.3592
14 | 2745700.3409 | 1259247.8058
15 | 2745535.0883 | 1259393.0589
16 | 2745807.641 | 1259496.4303
17 | 2745565.1777 | 1259179.5913
18 | 2745749.0365 | 1258980.4337
19 | 2745761.0136 | 1259298.773
20 | 2745521.6044 | 1259404.6942
21 | 2745391.9024 | 1259549.6361
22 | 2745488.9719 | 1259507.3917
23 | 2745517.1964 | 1259387.6915
24 | 2745764.7796 | 1258893.4797
25 | 2745753.8054 | 1258922.2056
26 | 2745760.7308 | 1258987.287
27 | 2745490.1254 | 1259068.8382
28 | 2745486.6239 | 1259080.2632
29 | 2745458.814 | 1259063.4997
30 | 2745754.7869 | 1258916.6577
31 | 2745734.3854 | 1258918.7045
32 | 2745436.3814 | 1259059.675
33 | 2745571.7414 | 1259200.9072
34 | 2745937.5813 | 1259199.0926
35 | 2745933.9687 | 1259146.5413
36 | 2745973.6717 | 1259259.8686
37 | 2745824.1139 | 1259335.5731
38 | 2745412.3744 | 1259634.7449
39 | 2745411.1551 | 1259781.7276
40 | 2745386.7181 | 1259782.8357
41 | 2745385.386 | 1259699.9334
42 | 2745384.2552 | 1259658.5208
43 | 2745396.4391 | 1259643.5945
44 | 2745410.905 | 1259676.6705
45 | 2745411.3814 | 1259637.6337
46 | 2745420.521 | 1259664.2452
47 | 2745505.0695 | 1259387.393
48 | 2745769.7431 | 1258866.0647
49 | 2745792.3379 | 1259008.8741
50 | 2745474.9704 | 1259081.5447
51 | 2745737.0047 | 1258913.5168
52 | 2745763.1187 | 1258869.6283
53 | 2745421.9047 | 1259053.9242
54 | 2745575.7886 | 1259229.8345
55 | 2745591.6737 | 1259786.3748
56 | 2745580.9069 | 1259830.5117
57 | 2745594.0405 | 1259775.8037
58 | 2745429.1783 | 1259643.0107
59 | 2745449.2215 | 1259663.7334
60 | 2745829.3077 | 1259341.9927
61 | 2745946.8237 | 1259137.0086
62 | 2745800.4286 | 1259017.0907
63 | 2745982.8709 | 1259271.5017
64 | 2745742.3763 | 1258867.8602
65 | 2745750.3113 | 1258850.6945
66 | 2745768.0764 | 1259016.3709
67 | 2745774.0759 | 1258842.133
68 | 2745995.1875 | 1259282.1907
69 | 2745267.8944 | 1259231.7997
70 | 2745262.908 | 1259224.2217
71 | 2745952.1755 | 1259129.8626
72 | 2746057.0702 | 1258931.0509
73 | 2746051.8309 | 1258921.3254
74 | 2746049.4586 | 1258869.7985
75 | 2745256.9465 | 1259214.9858
76 | 2745298.3851 | 1258884.5601
77 | 2745396.3207 | 1259025.1516
78 | 2745411.3162 | 1259048.0932
79 | 2745548.4106 | 1258805.8825
80 | 2745544.1759 | 1258783.0055
81 | 2745575.806 | 1258815.0759
82 | 2745542.042 | 1258768.3116
83 | 2745377.4155 | 1258681.2046
84 | 2745370.4811 | 1258674.9716
85 | 2745352.9038 | 1258673.8944
86 | 2745477.0593 | 1258571.145
87 | 2745478.739 | 1258549.1815
88 | 2745705.3586 | 1258461.6737
89 | 2745711.7875 | 1258465.9138
90 | 2745579.3638 | 1258408.8362
91 | 2745861.1194 | 1258551.4
92 | 2745484.5909 | 1258485.1356
93 | 2745916.5237 | 1258694.26
94 | 2745444.0371 | 1258537.8566
95 | 2745972.8977 | 1258759.8472
96 | 2745969.5062 | 1258757.2283
97 | 2745950.805 | 1258797.7948
98 | 2746013.9206 | 1258784.099
99 | 2746076.6707 | 1258656.696
100 | 2745850.2255 | 1258240.7967
101 | 2746004.0859 | 1258681.1641
102 | 2745957.8167 | 1258696.7584
103 | 2745937.8855 | 1258703.9628
104 | 2745983.7663 | 1258688.0125
105 | 2745868.8624 | 1258645.3933
106 | 2745866.9687 | 1258640.2194
107 | 2745848.6926 | 1258667.7736
108 | 2745936.639 | 1258734.6063
109 | 2745939.9738 | 1258708.5855
110 | 2745896.6219 | 1258732.9849
111 | 2745787.6154 | 1258730.7522
112 | 2745785.026 | 1258729.3204
113 | 2745807.9826 | 1258737.9721
114 | 2745796.6986 | 1258712.1473
115 | 2745816.9883 | 1258764.6115
116 | 2745912.7414 | 1258780.4511
117 | 2745978.6372 | 1258812.0951
118 | 2745942.5105 | 1258816.1289
119 | 2745829.1397 | 1258650.4638
120 | 2745822.1208 | 1258692.9886
121 | 2745827.4868 | 1258727.2755
122 | 2745732.122 | 1258852.526
123 | 2745749.6707 | 1258814.8334
124 | 2745839.8639 | 1258238.4099
125 | 2745852.9178 | 1258213.2919
126 | 2746061.2875 | 1258853.1964
127 | 2746023.3931 | 1258835.5887
128 | 2745824.0684 | 1258647.2135
129 | 2745787.6631 | 1258671.9185
130 | 2745787.0723 | 1258660.7041
131 | 2745782.6437 | 1258655.857
132 | 2745782.5161 | 1258673.2708
133 | 2745778.063 | 1258740.965
134 | 2745754.4256 | 1258712.0355
135 | 2745849.9894 | 1258711.2144
136 | 2745795.2218 | 1258788.8186
137 | 2745900.7954 | 1258775.062
138 | 2745967.4643 | 1258829.9796
139 | 2745990.2553 | 1258818.9104
140 | 2745930.5257 | 1258818.5038
141 | 2745720.8459 | 1258849.4011
142 | 2745852.5807 | 1258213.8295
143 | 2746045.518 | 1258873.3046
144 | 2746001.8767 | 1258825.4841
145 | 2745684.2819 | 1258676.5435
146 | 2745671.4279 | 1258671.6119
147 | 2745704.5126 | 1258684.3052
148 | 2745665.3977 | 1258653.7016
149 | 2745660.6295 | 1258674.7566
150 | 2745724.0285 | 1258668.7919
151 | 2745716.8466 | 1258690.8087
152 | 2745695.2176 | 1258696.1289
153 | 2745697.4684 | 1258645.4163
154 | 2745658.9053 | 1258642.7267
155 | 2745651.4508 | 1258677.4296
156 | 2745727.9028 | 1258666.6566
157 | 2745737.1934 | 1258702.3017
158 | 2745735.3201 | 1258615.4284
159 | 2745644.203 | 1258680.8446
160 | 2745777.5843 | 1258741.9384
161 | 2745773.0671 | 1258683.9151
162 | 2745709.8104 | 1258865.0668
163 | 2745692.0613 | 1258845.3777
164 | 2745713.9288 | 1258859.2205
165 | 2745575.3383 | 1258728.9687
166 | 2745689.7397 | 1258809.0961
167 | 2745675.5168 | 1258822.3957
168 | 2745681.8338 | 1258798.7581
169 | 2745691.338 | 1258789.839
170 | 2745653.6598 | 1258769.8513
171 | 2745710.2515 | 1258772.0957
172 | 2745629.7287 | 1258748.6828
173 | 2745706.6337 | 1258762.2887
174 | 2745594.8065 | 1258712.0393
175 | 2745609.6384 | 1258700.927
176 | 2745613.4674 | 1258698.4993
177 | 2745632.0047 | 1258686.7459
178 | 2745629.3665 | 1258748.3625
179 | 2745635.0015 | 1258744.3639
180 | 2745683.2001 | 1258734.2266
181 | 2745773.2231 | 1258758.6582
182 | 2745886.4654 | 1258793.1092
183 | 2745919.842 | 1258814.6923
184 | 2745888.3007 | 1258769.0649
185 | 2745916.7982 | 1258827.3963
186 | 2745883.0571 | 1258766.5481
187 | 2745873.719 | 1258831.7698
188 | 2745830.2114 | 1258925.6689
189 | 2745821.8314 | 1258916.2199
190 | 2745838.6545 | 1258926.4443
191 | 2745822.7752 | 1258901.8069
192 | 2745843.1904 | 1258939.7691
193 | 2745847.3818 | 1258918.8837
194 | 2745836.2798 | 1258863.497
195 | 2745802.4717 | 1258888.095
196 | 2745839.125 | 1258950.6577
197 | 2745855.1049 | 1258908.966
198 | 2745861.4129 | 1258837.3074
199 | 2745869.3268 | 1258917.625
200 | 2745862.0044 | 1258899.9651
201 | 2745836.9334 | 1258817.2445
202 | 2745846.7659 | 1258822.3666
203 | 2745868.2352 | 1258879.9565
204 | 2745874.2988 | 1258883.9258
205 | 2745862.3638 | 1258876.113
206 | 2745871.3003 | 1258887.8377
207 | 2745952.9935 | 1258838.823
208 | 2745960.121 | 1258841.734
209 | 2745979.7603 | 1258852.1396
210 | 2745999.7958 | 1258824.5069
211 | 2745993.1009 | 1258859.1781
212 | 2745781.3063 | 1258815.6568
213 | 2746043.2199 | 1258909.3676
214 | 2746038.6219 | 1258905.7772
215 | 2745896.6219 | 1258732.9849

## line_std_types
| c_nf_per_km | r_ohm_per_km | x_ohm_per_km | max_i_ka | type | q_mm2 | alpha | voltage_rating
NAYY 4x50 SE | 210 | 0.642 | 0.083 | 0.142 | cs | 50 | 0.00403 | LV
NAYY 4x120 SE | 264 | 0.225 | 0.08 | 0.242 | cs | 120 | 0.00403 | LV
NAYY 4x150 SE | 261 | 0.208 | 0.08 | 0.27 | cs | 150 | 0.00403 | LV
NA2XS2Y 1x95 RM/25 12/20 kV | 216 | 0.313 | 0.132 | 0.252 | cs | 95 | 0.00403 | MV
NA2XS2Y 1x185 RM/25 12/20 kV | 273 | 0.161 | 0.117 | 0.362 | cs | 185 | 0.00403 | MV
NA2XS2Y 1x240 RM/25 12/20 kV | 304 | 0.122 | 0.112 | 0.421 | cs | 240 | 0.00403 | MV
NA2XS2Y 1x95 RM/25 6/10 kV | 315 | 0.313 | 0.123 | 0.249 | cs | 95 | 0.00403 | MV
NA2XS2Y 1x185 RM/25 6/10 kV | 406 | 0.161 | 0.11 | 0.358 | cs | 185 | 0.00403 | MV
NA2XS2Y 1x240 RM/25 6/10 kV | 456 | 0.122 | 0.105 | 0.416 | cs | 240 | 0.00403 | MV
NA2XS2Y 1x150 RM/25 12/20 kV | 250 | 0.206 | 0.116 | 0.319 | cs | 150 | 0.00403 | MV
NA2XS2Y 1x120 RM/25 12/20 kV | 230 | 0.253 | 0.119 | 0.283 | cs | 120 | 0.00403 | MV
NA2XS2Y 1x70 RM/25 12/20 kV | 190 | 0.443 | 0.132 | 0.22 | cs | 70 | 0.00403 | MV
NA2XS2Y 1x150 RM/25 6/10 kV | 360 | 0.206 | 0.11 | 0.315 | cs | 150 | 0.00403 | MV
NA2XS2Y 1x120 RM/25 6/10 kV | 340 | 0.253 | 0.113 | 0.28 | cs | 120 | 0.00403 | MV
NA2XS2Y 1x70 RM/25 6/10 kV | 280 | 0.443 | 0.123 | 0.217 | cs | 70 | 0.00403 | MV
N2XS(FL)2Y 1x120 RM/35 64/110 kV | 112 | 0.153 | 0.166 | 0.366 | cs | 120 | 0.00393 | HV
N2XS(FL)2Y 1x185 RM/35 64/110 kV | 125 | 0.099 | 0.156 | 0.457 | cs | 185 | 0.00393 | HV
N2XS(FL)2Y 1x240 RM/35 64/110 kV | 135 | 0.075 | 0.149 | 0.526 | cs | 240 | 0.00393 | HV
N2XS(FL)2Y 1x300 RM/35 64/110 kV | 144 | 0.06 | 0.144 | 0.588 | cs | 300 | 0.00393 | HV
15-AL1/3-ST1A 0.4 | 11 | 1.8769 | 0.35 | 0.105 | ol | 16 | 0.00403 | LV
24-AL1/4-ST1A 0.4 | 11.25 | 1.2012 | 0.335 | 0.14 | ol | 24 | 0.00403 | LV
48-AL1/8-ST1A 0.4 | 12.2 | 0.5939 | 0.3 | 0.21 | ol | 48 | 0.00403 | LV
94-AL1/15-ST1A 0.4 | 13.2 | 0.306 | 0.29 | 0.35 | ol | 94 | 0.00403 | LV
34-AL1/6-ST1A 10.0 | 9.7 | 0.8342 | 0.36 | 0.17 | ol | 34 | 0.00403 | MV
48-AL1/8-ST1A 10.0 | 10.1 | 0.5939 | 0.35 | 0.21 | ol | 48 | 0.00403 | MV
70-AL1/11-ST1A 10.0 | 10.4 | 0.4132 | 0.339 | 0.29 | ol | 70 | 0.00403 | MV
94-AL1/15-ST1A 10.0 | 10.75 | 0.306 | 0.33 | 0.35 | ol | 94 | 0.00403 | MV
122-AL1/20-ST1A 10.0 | 11.1 | 0.2376 | 0.323 | 0.41 | ol | 122 | 0.00403 | MV
149-AL1/24-ST1A 10.0 | 11.25 | 0.194 | 0.315 | 0.47 | ol | 149 | 0.00403 | MV
34-AL1/6-ST1A 20.0 | 9.15 | 0.8342 | 0.382 | 0.17 | ol | 34 | 0.00403 | MV
48-AL1/8-ST1A 20.0 | 9.5 | 0.5939 | 0.372 | 0.21 | ol | 48 | 0.00403 | MV
70-AL1/11-ST1A 20.0 | 9.7 | 0.4132 | 0.36 | 0.29 | ol | 70 | 0.00403 | MV
94-AL1/15-ST1A 20.0 | 10 | 0.306 | 0.35 | 0.35 | ol | 94 | 0.00403 | MV
122-AL1/20-ST1A 20.0 | 10.3 | 0.2376 | 0.344 | 0.41 | ol | 122 | 0.00403 | MV
149-AL1/24-ST1A 20.0 | 10.5 | 0.194 | 0.337 | 0.47 | ol | 149 | 0.00403 | MV
184-AL1/30-ST1A 20.0 | 10.75 | 0.1571 | 0.33 | 0.535 | ol | 184 | 0.00403 | MV
243-AL1/39-ST1A 20.0 | 11 | 0.1188 | 0.32 | 0.645 | ol | 243 | 0.00403 | MV
48-AL1/8-ST1A 110.0 | 8 | 0.5939 | 0.46 | 0.21 | ol | 48 | 0.00403 | HV
70-AL1/11-ST1A 110.0 | 8.4 | 0.4132 | 0.45 | 0.29 | ol | 70 | 0.00403 | HV
94-AL1/15-ST1A 110.0 | 8.65 | 0.306 | 0.44 | 0.35 | ol | 94 | 0.00403 | HV
122-AL1/20-ST1A 110.0 | 8.5 | 0.2376 | 0.43 | 0.41 | ol | 122 | 0.00403 | HV
149-AL1/24-ST1A 110.0 | 8.75 | 0.194 | 0.41 | 0.47 | ol | 149 | 0.00403 | HV
184-AL1/30-ST1A 110.0 | 8.8 | 0.1571 | 0.4 | 0.535 | ol | 184 | 0.00403 | HV
243-AL1/39-ST1A 110.0 | 9 | 0.1188 | 0.39 | 0.645 | ol | 243 | 0.00403 | HV
305-AL1/39-ST1A 110.0 | 9.2 | 0.0949 | 0.38 | 0.74 | ol | 305 | 0.00403 | HV
490-AL1/64-ST1A 110.0 | 9.75 | 0.059 | 0.37 | 0.96 | ol | 490 | 0.00403 | HV
679-AL1/86-ST1A 110.0 | 9.95 | 0.042 | 0.36 | 1.15 | ol | 679 | 0.00403 | HV
490-AL1/64-ST1A 220.0 | 10 | 0.059 | 0.285 | 0.96 | ol | 490 | 0.00403 | HV
679-AL1/86-ST1A 220.0 | 11.7 | 0.042 | 0.275 | 1.15 | ol | 679 | 0.00403 | HV
490-AL1/64-ST1A 380.0 | 11 | 0.059 | 0.253 | 0.96 | ol | 490 | 0.00403 | HV
679-AL1/86-ST1A 380.0 | 14.6 | 0.042 | 0.25 | 1.15 | ol | 679 | 0.00403 | HV

## trafo_std_types
| i0_percent | pfe_kw | vkr_percent | sn_mva | vn_lv_kv | vn_hv_kv | vk_percent | shift_degree | vector_group | tap_side | tap_neutral | tap_min | tap_max | tap_step_degree | tap_step_percent | tap_phase_shifter
160 MVA 380/110 kV | 0.06 | 60 | 0.25 | 160 | 110 | 380 | 12.2 | 0 | Yy0 | hv | 0 | -9 | 9 | 0 | 1.5 | FALSE
100 MVA 220/110 kV | 0.06 | 55 | 0.26 | 100 | 110 | 220 | 12 | 0 | Yy0 | hv | 0 | -9 | 9 | 0 | 1.5 | FALSE
63 MVA 110/20 kV | 0.04 | 22 | 0.32 | 63 | 20 | 110 | 18 | 150 | YNd5 | hv | 0 | -9 | 9 | 0 | 1.5 | FALSE
40 MVA 110/20 kV | 0.05 | 18 | 0.34 | 40 | 20 | 110 | 16.2 | 150 | YNd5 | hv | 0 | -9 | 9 | 0 | 1.5 | FALSE
25 MVA 110/20 kV | 0.07 | 14 | 0.41 | 25 | 20 | 110 | 12 | 150 | YNd5 | hv | 0 | -9 | 9 | 0 | 1.5 | FALSE
63 MVA 110/10 kV | 0.04 | 22 | 0.32 | 63 | 10 | 110 | 18 | 150 | YNd5 | hv | 0 | -9 | 9 | 0 | 1.5 | FALSE
40 MVA 110/10 kV | 0.05 | 18 | 0.34 | 40 | 10 | 110 | 16.2 | 150 | YNd5 | hv | 0 | -9 | 9 | 0 | 1.5 | FALSE
25 MVA 110/10 kV | 0.07 | 14 | 0.41 | 25 | 10 | 110 | 12 | 150 | YNd5 | hv | 0 | -9 | 9 | 0 | 1.5 | FALSE
0.25 MVA 20/0.4 kV | 0.32 | 0.8 | 1.44 | 0.25 | 0.4 | 20 | 6 | 150 | Yzn5 | hv | 0 | -2 | 2 | 0 | 2.5 | FALSE
0.4 MVA 20/0.4 kV | 0.3375 | 1.35 | 1.425 | 0.4 | 0.4 | 20 | 6 | 150 | Dyn5 | hv | 0 | -2 | 2 | 0 | 2.5 | FALSE
0.63 MVA 20/0.4 kV | 0.2619 | 1.65 | 1.206 | 0.63 | 0.4 | 20 | 6 | 150 | Dyn5 | hv | 0 | -2 | 2 | 0 | 2.5 | FALSE
0.25 MVA 10/0.4 kV | 0.24 | 0.6 | 1.2 | 0.25 | 0.4 | 10 | 4 | 150 | Dyn5 | hv | 0 | -2 | 2 | 0 | 2.5 | FALSE
0.4 MVA 10/0.4 kV | 0.2375 | 0.95 | 1.325 | 0.4 | 0.4 | 10 | 4 | 150 | Dyn5 | hv | 0 | -2 | 2 | 0 | 2.5 | FALSE
0.63 MVA 10/0.4 kV | 0.1873 | 1.18 | 1.0794 | 0.63 | 0.4 | 10 | 4 | 150 | Dyn5 | hv | 0 | -2 | 2 | 0 | 2.5 | FALSE

## trafo3w_std_types
| sn_hv_mva | sn_mv_mva | sn_lv_mva | vn_hv_kv | vn_mv_kv | vn_lv_kv | vk_hv_percent | vk_mv_percent | vk_lv_percent | vkr_hv_percent | vkr_mv_percent | vkr_lv_percent | pfe_kw | i0_percent | shift_mv_degree | shift_lv_degree | vector_group | tap_side | tap_neutral | tap_min | tap_max | tap_step_percent
63/25/38 MVA 110/20/10 kV | 63 | 25 | 38 | 110 | 20 | 10 | 10.4 | 10.4 | 10.4 | 0.28 | 0.32 | 0.35 | 35 | 0.89 | 0 | 0 | YN0yn0yn0 | hv | 0 | -10 | 10 | 1.2
63/25/38 MVA 110/10/10 kV | 63 | 25 | 38 | 110 | 10 | 10 | 10.4 | 10.4 | 10.4 | 0.28 | 0.32 | 0.35 | 35 | 0.89 | 0 | 0 | YN0yn0yn0 | hv | 0 | -10 | 10 | 1.2

## fuse_std_types
| fuse_type | i_rated_a | t_avg | t_min | t_total | x_avg | x_min | x_total
HV 100A | HV 100A | 100 | 0 | [10.0, 3.64, 0.854, 0.281, 0.1, 0.0531, 0.022, 0.01] | [10.0, 4.267, 1.21, 0.403, 0.1, 0.058, 0.022, 0.01] | 0 | [300.0, 350.0, 450.0, 550.0, 700.0, 850.0, 1200.0, 1752.0] | [600.0, 700.0, 900.0, 1150.0, 1665.0, 2000.0, 3000.0, 4313.0]
HV 10A | HV 10A | 10 | 0 | [10.0, 1675.0, 0.344, 0.156, 0.1, 0.0417, 0.0171, 0.01] | [10.0, 1.3, 0.3, 0.155, 0.1, 0.0555, 0.023, 0.01] | 0 | [30.0, 32.0, 35.0, 37.0, 39.0, 50.0, 70.0, 88.0] | [60.0, 70.0, 80.0, 87.0, 94.0, 110.0, 150.0, 216.0]
HV 125A | HV 125A | 125 | 0 | [10.0, 1.82, 0.344, 0.1, 0.0467, 0.0269, 0.01] | [10.0, 2.478, 0.426, 0.1, 0.0427, 0.0211, 0.01] | 0 | [375.0, 500.0, 700.0, 925.0, 1200.0, 1500.0, 2341.0] | [750.0, 1000.0, 1500.0, 2200.0, 3000.0, 4000.0, 5765.0]
HV 160A | HV 160A | 160 | 0 | [10.0, 4.15, 1.03, 0.198, 0.1, 0.051, 0.0172, 0.01] | [10.0, 2.3, 0.734, 0.274, 0.1, 0.046, 0.0177, 0.01] | 0 | [480.0, 550.0, 700.0, 1000.0, 1260.0, 1600.0, 2500.0, 3227.0] | [960.0, 1300.0, 1700.0, 2200.0, 2996.0, 4000.0, 6000.0, 7946.0]
HV 16A | HV 16A | 16 | 0 | [10.0, 0.352, 0.164, 0.1, 0.0649, 0.0342, 0.01] | [10.0, 2.34, 0.722, 0.181, 0.1, 0.055, 0.0296, 0.01] | 0 | [48.0, 60.0, 65.0, 71.0, 80.0, 100.0, 162.0] | [96.0, 110.0, 125.0, 150.0, 168.0, 200.0, 250.0, 398.0]
HV 200A | HV 200A | 200 | 0 | [10.0, 4.267, 1.21, 0.403, 0.1, 0.058, 0.022, 0.01] | [10.0, 3.73, 1.654, 0.328, 0.1, 0.0531, 0.019, 0.01] | 0 | [600.0, 700.0, 900.0, 1150.0, 1665.0, 2000.0, 3000.0, 4313.0] | [1200.0, 1500.0, 1800.0, 2700.0, 3960.0, 5000.0, 7500.0, 10620.0]
HV 20A | HV 20A | 20 | 0 | [10.0, 1.3, 0.3, 0.155, 0.1, 0.0555, 0.023, 0.01] | [10.0, 1.3, 0.161, 0.1, 0.0611, 0.0399, 0.0141, 0.01] | 0 | [60.0, 70.0, 80.0, 87.0, 94.0, 110.0, 150.0, 216.0] | [120.0, 150.0, 200.0, 223.0, 260.0, 300.0, 450.0, 532.0]
HV 25A | HV 25A | 25 | 0 | [10.0, 2.512, 0.833, 0.299, 0.1, 0.0372, 0.0223, 0.01] | [10.0, 3.125, 0.597, 0.198, 0.1, 0.0378, 0.022, 0.01] | 0 | [75.0, 82.0, 90.0, 100.0, 124.0, 170.0, 200.0, 289.0] | [150.0, 170.0, 210.0, 250.0, 294.0, 400.0, 500.0, 711.0]
HV 31.5A | HV 31.5A | 31.5 | 0 | [10.0, 2.34, 0.722, 0.181, 0.1, 0.055, 0.0296, 0.01] | [10.0, 2.84, 0.368, 0.164, 0.1, 0.0621, 0.0378, 0.0195, 0.01] | 0 | [95.0, 110.0, 125.0, 150.0, 165.0, 200.0, 250.0, 390.0] | [189.0, 220.0, 300.0, 350.0, 393.0, 450.0, 530.0, 700.0, 960.0]
HV 40A | HV 40A | 40 | 0 | [10.0, 1.3, 0.161, 0.1, 0.0611, 0.0399, 0.0141, 0.01] | [10.0, 2.05, 0.369, 0.198, 0.1, 0.051, 0.0298, 0.01] | 0 | [120.0, 150.0, 200.0, 223.0, 260.0, 300.0, 450.0, 532.0] | [240.0, 300.0, 400.0, 450.0, 530.0, 650.0, 800.0, 1311.0]
HV 50A | HV 50A | 50 | 0 | [10.0, 3.215, 0.597, 0.198, 0.1, 0.0378, 0.022, 0.01] | [10.0, 3.64, 0.854, 0.281, 0.1, 0.0531, 0.022, 0.01] | 0 | [150.0, 170.0, 210.0, 250.0, 294.0, 400.0, 500.0, 711.0] | [300.0, 350.0, 450.0, 550.0, 700.0, 850.0, 1200.0, 1752.0]
HV 6.3A | HV 6.3A | 6.3 | 0 | [10.0, 1.39, 0.344, 0.168, 0.1, 0.056, 0.0263, 0.01] | [10.0, 1.711, 0.516, 0.198, 0.1, 0.0634, 0.0303, 0.01] | 0 | [19.0, 19.5, 20.4, 20.8, 22.0, 25.0, 32.0, 48.0] | [38.0, 40.0, 43.0, 48.0, 53.0, 60.0, 75.0, 118.0]
HV 63A | HV 63A | 63 | 0 | [10.0, 2.84, 0.368, 0.164, 0.1, 0.0621, 0.0378, 0.0195, 0.01] | [10.0, 1.82, 0.344, 0.1, 0.0467, 0.0269, 0.01] | 0 | [189.0, 220.0, 300.0, 350.0, 393.0, 450.0, 530.0, 700.0, 961.0] | [378.0, 500.0, 700.0, 934.0, 1200.0, 1500.0, 2366.0]
HV 80A | HV 80A | 80 | 0 | [10.0, 2.05, 0.369, 0.198, 0.1, 0.051, 0.0298, 0.01] | [10.0, 4.15, 1.03, 0.198, 0.1, 0.051, 0.0172, 0.01] | 0 | [240.0, 300.0, 400.0, 450.0, 530.0, 650.0, 800.0, 1311.0] | [480.0, 550.0, 700.0, 1000.0, 1260.0, 1600.0, 2500.0, 3227.0]
Siemens NH-1-100 | Siemens NH-1-100 | 100 | [5400.0, 2000.0, 400.0, 20.0, 1.0, 0.2, 0.012, 0.004] | 0 | 0 | [150.0, 190.0, 250.0, 430.0, 900.0, 1250.0, 2700.0, 3600.0] | 0 | 0
Siemens NH-1-125 | Siemens NH-1-125 | 125 | [4800.0, 120.0, 7.0, 0.1, 0.004] | 0 | 0 | [180.0, 400.0, 740.0, 2000.0, 4250.0] | 0 | 0
Siemens NH-1-16 | Siemens NH-1-16 | 16 | [4000.0, 400.0, 2.0, 0.1, 0.04, 0.01] | 0 | 0 | [26.0, 35.0, 75.0, 150.0, 200.0, 300.0] | 0 | 0
Siemens NH-1-160 | Siemens NH-1-160 | 160 | [4800.0, 120.0, 7.0, 0.1, 0.004] | 0 | 0 | [210.0, 500.0, 900.0, 2300.0, 5000.0] | 0 | 0
Siemens NH-1-25 | Siemens NH-1-25 | 25 | [4000.0, 1000.0, 10.0, 0.2, 0.02, 0.01] | 0 | 0 | [40.0, 50.0, 100.0, 210.0, 400.0, 500.0] | 0 | 0
Siemens NH-1-50 | Siemens NH-1-50 | 50 | [4000.0, 40.0, 4.0, 1.0, 0.02, 0.01] | 0 | 0 | [86.0, 200.0, 300.0, 400.0, 1000.0, 1280.0] | 0 | 0
Siemens NH-1-63 | Siemens NH-1-63 | 63 | [4000.0, 100.0, 10.0, 2.0, 0.04, 0.01] | 0 | 0 | [100.0, 200.0, 300.0, 400.0, 1000.0, 1500.0] | 0 | 0
Siemens NH-1-80 | Siemens NH-1-80 | 80 | [4800.0, 120.0, 7.0, 0.1, 0.01] | 0 | 0 | [150.58, 250.0, 450.0, 1150.0, 2470.0] | 0 | 0
Siemens NH-2-1000 | Siemens NH-2-1000 | 1000 | [4800.0, 120.0, 7.0, 0.1, 0.004] | 0 | 0 | [1900.0, 3500.0, 8400.0, 24000.0, 52000.0] | 0 | 0
Siemens NH-2-200 | Siemens NH-2-200 | 200 | [4800.0, 120.0, 7.0, 0.1, 0.004] | 0 | 0 | [280.0, 650.0, 1200.0, 3000.0, 7000.0] | 0 | 0
Siemens NH-2-224 | Siemens NH-2-224 | 224 | [4800.0, 120.0, 7.0, 0.2, 0.04, 0.004] | 0 | 0 | [400.0, 750.0, 1453.0, 3025.0, 4315.0, 7600.0] | 0 | 0
Siemens NH-2-250 | Siemens NH-2-250 | 250 | [4800.0, 120.0, 7.0, 0.1, 0.004] | 0 | 0 | [450.0, 800.0, 1650.0, 4000.0, 8500.0] | 0 | 0
Siemens NH-2-315 | Siemens NH-2-315 | 315 | [4800.0, 120.0, 7.0, 0.1, 0.004] | 0 | 0 | [550.0, 920.0, 1900.0, 5000.0, 11000.0] | 0 | 0
Siemens NH-2-355 | Siemens NH-2-355 | 355 | [4800.0, 120.0, 6.0, 0.1, 0.004] | 0 | 0 | [650.0, 1116.27, 2350.0, 5840.0, 12790.0] | 0 | 0
Siemens NH-2-400 | Siemens NH-2-400 | 400 | [4800.0, 120.0, 7.0, 0.1, 0.004] | 0 | 0 | [720.0, 1350.0, 2800.0, 6500.0, 15000.0] | 0 | 0
Siemens NH-2-425 | Siemens NH-2-425 | 425 | [4800.0, 120.0, 7.0, 0.1, 0.004] | 0 | 0 | [850.0, 1500.0, 3050.0, 7500.0, 16500.0] | 0 | 0
Siemens NH-2-630 | Siemens NH-2-630 | 630 | [4800.0, 120.0, 7.0, 0.1, 0.004] | 0 | 0 | [1200.0, 2000.0, 4800.0, 12000.0, 26000.0] | 0 | 0

## dtypes
| element | column | dtype
0 | bus | name | object
1 | bus | vn_kv | float64
2 | bus | type | object
3 | bus | zone | object
4 | bus | in_service | bool
5 | load | name | object
6 | load | bus | uint32
7 | load | p_mw | float64
8 | load | q_mvar | float64
9 | load | const_z_percent | float64
10 | load | const_i_percent | float64
11 | load | sn_mva | float64
12 | load | scaling | float64
13 | load | in_service | bool
14 | load | type | object
15 | ext_grid | name | object
16 | ext_grid | bus | uint32
17 | ext_grid | vm_pu | float64
18 | ext_grid | va_degree | float64
19 | ext_grid | slack_weight | float64
20 | ext_grid | in_service | bool
21 | line | name | object
22 | line | std_type | object
23 | line | from_bus | uint32
24 | line | to_bus | uint32
25 | line | length_km | float64
26 | line | r_ohm_per_km | float64
27 | line | x_ohm_per_km | float64
28 | line | c_nf_per_km | float64
29 | line | g_us_per_km | float64
30 | line | max_i_ka | float64
31 | line | df | float64
32 | line | parallel | uint32
33 | line | type | object
34 | line | in_service | bool
35 | trafo | name | object
36 | trafo | std_type | object
37 | trafo | hv_bus | uint32
38 | trafo | lv_bus | uint32
39 | trafo | sn_mva | float64
40 | trafo | vn_hv_kv | float64
41 | trafo | vn_lv_kv | float64
42 | trafo | vk_percent | float64
43 | trafo | vkr_percent | float64
44 | trafo | pfe_kw | float64
45 | trafo | i0_percent | float64
46 | trafo | shift_degree | float64
47 | trafo | tap_side | object
48 | trafo | tap_neutral | int32
49 | trafo | tap_min | int32
50 | trafo | tap_max | int32
51 | trafo | tap_step_percent | float64
52 | trafo | tap_step_degree | float64
53 | trafo | tap_pos | int32
54 | trafo | tap_phase_shifter | bool
55 | trafo | parallel | uint32
56 | trafo | df | float64
57 | trafo | in_service | bool
58 | line_geodata | coords | object
59 | bus_geodata | x | float64
60 | bus_geodata | y | float64
61 | bus_geodata | coords | object

## parameters
| version | format_version | converged | OPF_converged | name | f_hz | sn_mva
0 | 2.14.6 | 2.14.0 | FALSE | FALSE |  | 50 | 1