## bus
| name | vn_kv | type | zone | in_service
0 | bus_LV_329-28_0_5_node_0 | 0.4 | n |  | TRUE
1 | bus_LV_329-28_0_5_node_1 | 0.4 | n |  | TRUE
2 | bus_LV_329-28_0_5_node_162 | 0.4 | n |  | TRUE
3 | bus_LV_329-28_0_5_node_2 | 0.4 | n |  | TRUE
4 | bus_LV_329-28_0_5_node_163 | 0.4 | n |  | TRUE
5 | bus_LV_329-28_0_5_node_3 | 0.4 | n |  | TRUE
6 | bus_LV_329-28_0_5_node_4 | 0.4 | n |  | TRUE
7 | bus_LV_329-28_0_5_node_13 | 0.4 | n |  | TRUE
8 | bus_LV_329-28_0_5_node_5 | 0.4 | n |  | TRUE
9 | bus_LV_329-28_0_5_node_9 | 0.4 | n |  | TRUE
10 | bus_LV_329-28_0_5_node_7 | 0.4 | n |  | TRUE
11 | bus_LV_329-28_0_5_node_173 | 0.4 | n |  | TRUE
12 | bus_LV_329-28_0_5_node_174 | 0.4 | n |  | TRUE
13 | bus_LV_329-28_0_5_node_170 | 0.4 | n |  | TRUE
14 | bus_LV_329-28_0_5_node_10 | 0.4 | n |  | TRUE
15 | bus_LV_329-28_0_5_node_6 | 0.4 | n |  | TRUE
16 | bus_LV_329-28_0_5_node_8 | 0.4 | n |  | TRUE
17 | bus_LV_329-28_0_5_node_167 | 0.4 | n |  | TRUE
18 | bus_LV_329-28_0_5_node_101 | 0.4 | n |  | TRUE
19 | bus_LV_329-28_0_5_node_11 | 0.4 | n |  | TRUE
20 | bus_LV_329-28_0_5_node_12 | 0.4 | n |  | TRUE
21 | bus_LV_329-28_0_5_node_175 | 0.4 | n |  | TRUE
22 | bus_LV_329-28_0_5_node_181 | 0.4 | n |  | TRUE
23 | bus_LV_329-28_0_5_node_176 | 0.4 | n |  | TRUE
24 | bus_LV_329-28_0_5_node_171 | 0.4 | n |  | TRUE
25 | bus_LV_329-28_0_5_node_14 | 0.4 | n |  | TRUE
26 | bus_LV_329-28_0_5_node_15 | 0.4 | n |  | TRUE
27 | bus_LV_329-28_0_5_node_16 | 0.4 | n |  | TRUE
28 | bus_LV_329-28_0_5_node_17 | 0.4 | n |  | TRUE
29 | bus_LV_329-28_0_5_node_18 | 0.4 | n |  | TRUE
30 | bus_LV_329-28_0_5_node_82 | 0.4 | n |  | TRUE
31 | bus_LV_329-28_0_5_node_70 | 0.4 | n |  | TRUE
32 | bus_LV_329-28_0_5_node_83 | 0.4 | n |  | TRUE
33 | bus_LV_329-28_0_5_node_71 | 0.4 | n |  | TRUE
34 | bus_LV_329-28_0_5_node_72 | 0.4 | n |  | TRUE
35 | bus_LV_329-28_0_5_node_19 | 0.4 | n |  | TRUE
36 | bus_LV_329-28_0_5_node_20 | 0.4 | n |  | TRUE
37 | bus_LV_329-28_0_5_node_21 | 0.4 | n |  | TRUE
38 | bus_LV_329-28_0_5_node_22 | 0.4 | n |  | TRUE
39 | bus_LV_329-28_0_5_node_23 | 0.4 | n |  | TRUE
40 | bus_LV_329-28_0_5_node_61 | 0.4 | n |  | TRUE
41 | bus_LV_329-28_0_5_node_62 | 0.4 | n |  | TRUE
42 | bus_LV_329-28_0_5_node_105 | 0.4 | n |  | TRUE
43 | bus_LV_329-28_0_5_node_58 | 0.4 | n |  | TRUE
44 | bus_LV_329-28_0_5_node_24 | 0.4 | n |  | TRUE
45 | bus_LV_329-28_0_5_node_25 | 0.4 | n |  | TRUE
46 | bus_LV_329-28_0_5_node_26 | 0.4 | n |  | TRUE
47 | bus_LV_329-28_0_5_node_27 | 0.4 | n |  | TRUE
48 | bus_LV_329-28_0_5_node_28 | 0.4 | n |  | TRUE
49 | bus_LV_329-28_0_5_node_29 | 0.4 | n |  | TRUE
50 | bus_LV_329-28_0_5_node_113 | 0.4 | n |  | TRUE
51 | bus_LV_329-28_0_5_node_123 | 0.4 | n |  | TRUE
52 | bus_LV_329-28_0_5_node_110 | 0.4 | n |  | TRUE
53 | bus_LV_329-28_0_5_node_107 | 0.4 | n |  | TRUE
54 | bus_LV_329-28_0_5_node_68 | 0.4 | n |  | TRUE
55 | bus_LV_329-28_0_5_node_124 | 0.4 | n |  | TRUE
56 | bus_LV_329-28_0_5_node_147 | 0.4 | n |  | TRUE
57 | bus_LV_329-28_0_5_node_108 | 0.4 | n |  | TRUE
58 | bus_LV_329-28_0_5_node_30 | 0.4 | n |  | TRUE
59 | bus_LV_329-28_0_5_node_31 | 0.4 | n |  | TRUE
60 | bus_LV_329-28_0_5_node_32 | 0.4 | n |  | TRUE
61 | bus_LV_329-28_0_5_node_33 | 0.4 | n |  | TRUE
62 | bus_LV_329-28_0_5_node_34 | 0.4 | n |  | TRUE
63 | bus_LV_329-28_0_5_node_35 | 0.4 | n |  | TRUE
64 | bus_LV_329-28_0_5_node_84 | 0.4 | n |  | TRUE
65 | bus_LV_329-28_0_5_node_51 | 0.4 | n |  | TRUE
66 | bus_LV_329-28_0_5_node_57 | 0.4 | n |  | TRUE
67 | bus_LV_329-28_0_5_node_85 | 0.4 | n |  | TRUE
68 | bus_LV_329-28_0_5_node_86 | 0.4 | n |  | TRUE
69 | bus_LV_329-28_0_5_node_52 | 0.4 | n |  | TRUE
70 | bus_LV_329-28_0_5_node_55 | 0.4 | n |  | TRUE
71 | bus_LV_329-28_0_5_node_36 | 0.4 | n |  | TRUE
72 | bus_LV_329-28_0_5_node_37 | 0.4 | n |  | TRUE
73 | bus_LV_329-28_0_5_node_38 | 0.4 | n |  | TRUE
74 | bus_LV_329-28_0_5_node_39 | 0.4 | n |  | TRUE
75 | bus_LV_329-28_0_5_node_40 | 0.4 | n |  | TRUE
76 | bus_LV_329-28_0_5_node_129 | 0.4 | n |  | TRUE
77 | bus_LV_329-28_0_5_node_127 | 0.4 | n |  | TRUE
78 | bus_LV_329-28_0_5_node_150 | 0.4 | n |  | TRUE
79 | bus_LV_329-28_0_5_node_126 | 0.4 | n |  | TRUE
80 | bus_LV_329-28_0_5_node_134 | 0.4 | n |  | TRUE
81 | bus_LV_329-28_0_5_node_128 | 0.4 | n |  | TRUE
82 | bus_LV_329-28_0_5_node_149 | 0.4 | n |  | TRUE
83 | bus_LV_329-28_0_5_node_73 | 0.4 | n |  | TRUE
84 | bus_LV_329-28_0_5_node_41 | 0.4 | n |  | TRUE
85 | bus_LV_329-28_0_5_node_42 | 0.4 | n |  | TRUE
86 | bus_LV_329-28_0_5_node_43 | 0.4 | n |  | TRUE
87 | bus_LV_329-28_0_5_node_44 | 0.4 | n |  | TRUE
88 | bus_LV_329-28_0_5_node_45 | 0.4 | n |  | TRUE
89 | bus_LV_329-28_0_5_node_46 | 0.4 | n |  | TRUE
90 | bus_LV_329-28_0_5_node_47 | 0.4 | n |  | TRUE
91 | bus_LV_329-28_0_5_node_48 | 0.4 | n |  | TRUE
92 | bus_LV_329-28_0_5_node_49 | 0.4 | n |  | TRUE
93 | bus_LV_329-28_0_5_node_59 | 0.4 | n |  | TRUE
94 | bus_LV_329-28_0_5_node_60 | 0.4 | n |  | TRUE
95 | bus_LV_329-28_0_5_node_50 | 0.4 | n |  | TRUE
96 | bus_LV_329-28_0_5_node_102 | 0.4 | n |  | TRUE
97 | bus_LV_329-28_0_5_node_95 | 0.4 | n |  | TRUE
98 | bus_LV_329-28_0_5_node_169 | 0.4 | n |  | TRUE
99 | bus_LV_329-28_0_5_node_111 | 0.4 | n |  | TRUE
100 | bus_LV_329-28_0_5_node_93 | 0.4 | n |  | TRUE
101 | bus_LV_329-28_0_5_node_53 | 0.4 | n |  | TRUE
102 | bus_LV_329-28_0_5_node_63 | 0.4 | n |  | TRUE
103 | bus_LV_329-28_0_5_node_64 | 0.4 | n |  | TRUE
104 | bus_LV_329-28_0_5_node_104 | 0.4 | n |  | TRUE
105 | bus_LV_329-28_0_5_node_132 | 0.4 | n |  | TRUE
106 | bus_LV_329-28_0_5_node_54 | 0.4 | n |  | TRUE
107 | bus_LV_329-28_0_5_node_56 | 0.4 | n |  | TRUE
108 | bus_LV_329-28_0_5_node_100 | 0.4 | n |  | TRUE
109 | bus_LV_329-28_0_5_node_106 | 0.4 | n |  | TRUE
110 | bus_LV_329-28_0_5_node_103 | 0.4 | n |  | TRUE
111 | bus_LV_329-28_0_5_node_131 | 0.4 | n |  | TRUE
112 | bus_LV_329-28_0_5_node_65 | 0.4 | n |  | TRUE
113 | bus_LV_329-28_0_5_node_66 | 0.4 | n |  | TRUE
114 | bus_LV_329-28_0_5_node_67 | 0.4 | n |  | TRUE
115 | bus_LV_329-28_0_5_node_69 | 0.4 | n |  | TRUE
116 | bus_LV_329-28_0_5_node_117 | 0.4 | n |  | TRUE
117 | bus_LV_329-28_0_5_node_92 | 0.4 | n |  | TRUE
118 | bus_LV_329-28_0_5_node_90 | 0.4 | n |  | TRUE
119 | bus_LV_329-28_0_5_node_74 | 0.4 | n |  | TRUE
120 | bus_LV_329-28_0_5_node_75 | 0.4 | n |  | TRUE
121 | bus_LV_329-28_0_5_node_77 | 0.4 | n |  | TRUE
122 | bus_LV_329-28_0_5_node_78 | 0.4 | n |  | TRUE
123 | bus_LV_329-28_0_5_node_79 | 0.4 | n |  | TRUE
124 | bus_LV_329-28_0_5_node_109 | 0.4 | n |  | TRUE
125 | bus_LV_329-28_0_5_node_114 | 0.4 | n |  | TRUE
126 | bus_LV_329-28_0_5_node_116 | 0.4 | n |  | TRUE
127 | bus_LV_329-28_0_5_node_136 | 0.4 | n |  | TRUE
128 | bus_LV_329-28_0_5_node_135 | 0.4 | n |  | TRUE
129 | bus_LV_329-28_0_5_node_87 | 0.4 | n |  | TRUE
130 | bus_LV_329-28_0_5_node_88 | 0.4 | n |  | TRUE
131 | bus_LV_329-28_0_5_node_89 | 0.4 | n |  | TRUE
132 | bus_LV_329-28_0_5_node_91 | 0.4 | n |  | TRUE
133 | bus_LV_329-28_0_5_node_121 | 0.4 | n |  | TRUE
134 | bus_LV_329-28_0_5_node_119 | 0.4 | n |  | TRUE
135 | bus_LV_329-28_0_5_node_94 | 0.4 | n |  | TRUE
136 | bus_LV_329-28_0_5_node_96 | 0.4 | n |  | TRUE
137 | bus_LV_329-28_0_5_node_151 | 0.4 | n |  | TRUE
138 | bus_LV_329-28_0_5_node_152 | 0.4 | n |  | TRUE
139 | bus_LV_329-28_0_5_node_153 | 0.4 | n |  | TRUE
140 | bus_LV_329-28_0_5_node_165 | 0.4 | n |  | TRUE
141 | bus_LV_329-28_0_5_node_97 | 0.4 | n |  | TRUE
142 | bus_LV_329-28_0_5_node_98 | 0.4 | n |  | TRUE
143 | bus_LV_329-28_0_5_node_99 | 0.4 | n |  | TRUE
144 | bus_LV_329-28_0_5_node_112 | 0.4 | n |  | TRUE
145 | bus_LV_329-28_0_5_node_133 | 0.4 | n |  | TRUE
146 | bus_LV_329-28_0_5_node_138 | 0.4 | n |  | TRUE
147 | bus_LV_329-28_0_5_node_146 | 0.4 | n |  | TRUE
148 | bus_LV_329-28_0_5_node_115 | 0.4 | n |  | TRUE
149 | bus_LV_329-28_0_5_node_118 | 0.4 | n |  | TRUE
150 | bus_LV_329-28_0_5_node_120 | 0.4 | n |  | TRUE
151 | bus_LV_329-28_0_5_node_122 | 0.4 | n |  | TRUE
152 | bus_LV_329-28_0_5_node_139 | 0.4 | n |  | TRUE
153 | bus_LV_329-28_0_5_node_148 | 0.4 | n |  | TRUE
154 | bus_LV_329-28_0_5_node_125 | 0.4 | n |  | TRUE
155 | bus_LV_329-28_0_5_node_130 | 0.4 | n |  | TRUE
156 | bus_LV_329-28_0_5_node_180 | 0.4 | n |  | TRUE
157 | bus_LV_329-28_0_5_node_137 | 0.4 | n |  | TRUE
158 | bus_LV_329-28_0_5_node_140 | 0.4 | n |  | TRUE
159 | bus_LV_329-28_0_5_node_141 | 0.4 | n |  | TRUE
160 | bus_LV_329-28_0_5_node_142 | 0.4 | n |  | TRUE
161 | bus_LV_329-28_0_5_node_145 | 0.4 | n |  | TRUE
162 | bus_LV_329-28_0_5_node_143 | 0.4 | n |  | TRUE
163 | bus_LV_329-28_0_5_node_144 | 0.4 | n |  | TRUE
164 | bus_LV_329-28_0_5_node_154 | 0.4 | n |  | TRUE
165 | bus_LV_329-28_0_5_node_155 | 0.4 | n |  | TRUE
166 | bus_LV_329-28_0_5_node_166 | 0.4 | n |  | TRUE
167 | bus_LV_329-28_0_5_node_161 | 0.4 | n |  | TRUE
168 | bus_LV_329-28_0_5_node_164 | 0.4 | n |  | TRUE
169 | bus_LV_329-28_0_5_node_160 | 0.4 | n |  | TRUE
170 | bus_LV_329-28_0_5_node_156 | 0.4 | n |  | TRUE
171 | bus_LV_329-28_0_5_node_157 | 0.4 | n |  | TRUE
172 | bus_LV_329-28_0_5_node_158 | 0.4 | n |  | TRUE
173 | bus_LV_329-28_0_5_node_159 | 0.4 | n |  | TRUE
174 | bus_LV_329-28_0_5_node_172 | 0.4 | n |  | TRUE
175 | bus_LV_329-28_0_5_node_182 | 0.4 | n |  | TRUE
176 | bus_LV_329-28_0_5_node_177 | 0.4 | n |  | TRUE
177 | bus_LV_329-28_0_5_node_179 | 0.4 | n |  | TRUE
178 | bus_LV_329-28_0_5_node_183 | 0.4 | n |  | TRUE
179 | bus_LV_329-28_0_5_node_184 | 0.4 | n |  | TRUE
180 | bus_LV_329-28_0_5_node_185 | 0.4 | n |  | TRUE
181 | bus_MV_584_0_node_46 | 20 | n |  | TRUE

## load
| name | bus | p_mw | q_mvar | const_z_percent | const_i_percent | sn_mva | scaling | in_service | type
0 | LV_329-28_0_5_load_0 | 0 | 0.0018254 | 0.0004575 | 0 | 0 |  | 1 | TRUE | wye
1 | LV_329-28_0_5_load_1 | 1 | 0.00087083 | 0.00021825 | 0 | 0 |  | 1 | TRUE | wye
2 | LV_329-28_0_5_load_163 | 4 | 0.0030349 | 0.00076062 | 0 | 0 |  | 1 | TRUE | wye
3 | LV_329-28_0_5_load_3 | 5 | 0.0031508 | 0.00078968 | 0 | 0 |  | 1 | TRUE | wye
4 | LV_329-28_0_5_load_9 | 9 | 0.0021723 | 0.00054442 | 0 | 0 |  | 1 | TRUE | wye
5 | LV_329-28_0_5_load_7 | 10 | 0.0036281 | 0.00090928 | 0 | 0 |  | 1 | TRUE | wye
6 | LV_329-28_0_5_load_173 | 11 | 0.0019324 | 0.00048432 | 0 | 0 |  | 1 | TRUE | wye
7 | LV_329-28_0_5_load_170 | 13 | 0.00033834 | 8.4795e-05 | 0 | 0 |  | 1 | TRUE | wye
8 | LV_329-28_0_5_load_10 | 14 | 0.0022338 | 0.00055985 | 0 | 0 |  | 1 | TRUE | wye
9 | LV_329-28_0_5_load_6 | 15 | 0.0038244 | 0.00095848 | 0 | 0 |  | 1 | TRUE | wye
10 | LV_329-28_0_5_load_8 | 16 | 0.0015446 | 0.00038712 | 0 | 0 |  | 1 | TRUE | wye
11 | LV_329-28_0_5_load_167 | 17 | 0.008554 | 0.0021438 | 0 | 0 |  | 1 | TRUE | wye
12 | LV_329-28_0_5_load_101 | 18 | 0.0020212 | 0.00050657 | 0 | 0 |  | 1 | TRUE | wye
13 | LV_329-28_0_5_load_11 | 19 | 0.0018503 | 0.00046372 | 0 | 0 |  | 1 | TRUE | wye
14 | LV_329-28_0_5_load_175 | 21 | 0.0012522 | 0.00031382 | 0 | 0 |  | 1 | TRUE | wye
15 | LV_329-28_0_5_load_181 | 22 | 0.00031482 | 7.8901e-05 | 0 | 0 |  | 1 | TRUE | wye
16 | LV_329-28_0_5_load_14 | 25 | 0.0028984 | 0.00072642 | 0 | 0 |  | 1 | TRUE | wye
17 | LV_329-28_0_5_load_15 | 26 | 0.0018648 | 0.00046735 | 0 | 0 |  | 1 | TRUE | wye
18 | LV_329-28_0_5_load_16 | 27 | 0.0025743 | 0.00064517 | 0 | 0 |  | 1 | TRUE | wye
19 | LV_329-28_0_5_load_17 | 28 | 0.0034365 | 0.00086128 | 0 | 0 |  | 1 | TRUE | wye
20 | LV_329-28_0_5_load_18 | 29 | 0.0015797 | 0.00039591 | 0 | 0 |  | 1 | TRUE | wye
21 | LV_329-28_0_5_load_82 | 30 | 0.0041069 | 0.0010293 | 0 | 0 |  | 1 | TRUE | wye
22 | LV_329-28_0_5_load_83 | 32 | 0.001799 | 0.00045088 | 0 | 0 |  | 1 | TRUE | wye
23 | LV_329-28_0_5_load_71 | 33 | 0.002482 | 0.00062204 | 0 | 0 |  | 1 | TRUE | wye
24 | LV_329-28_0_5_load_19 | 35 | 0.0020493 | 0.00051361 | 0 | 0 |  | 1 | TRUE | wye
25 | LV_329-28_0_5_load_20 | 36 | 0.0013626 | 0.00034151 | 0 | 0 |  | 1 | TRUE | wye
26 | LV_329-28_0_5_load_21 | 37 | 0.0015686 | 0.00039312 | 0 | 0 |  | 1 | TRUE | wye
27 | LV_329-28_0_5_load_22 | 38 | 0.0097456 | 0.0024425 | 0 | 0 |  | 1 | TRUE | wye
28 | LV_329-28_0_5_load_61 | 40 | 0.0011463 | 0.00028729 | 0 | 0 |  | 1 | TRUE | wye
29 | LV_329-28_0_5_load_62 | 41 | 0.0014309 | 0.00035861 | 0 | 0 |  | 1 | TRUE | wye
30 | LV_329-28_0_5_load_105 | 42 | 0.0020394 | 0.00051113 | 0 | 0 |  | 1 | TRUE | wye
31 | LV_329-28_0_5_load_58 | 43 | 0.00262 | 0.00065663 | 0 | 0 |  | 1 | TRUE | wye
32 | LV_329-28_0_5_load_24 | 44 | 0.0021143 | 0.00052989 | 0 | 0 |  | 1 | TRUE | wye
33 | LV_329-28_0_5_load_25 | 45 | 0.0021052 | 0.00052761 | 0 | 0 |  | 1 | TRUE | wye
34 | LV_329-28_0_5_load_27 | 47 | 0.0065891 | 0.0016514 | 0 | 0 |  | 1 | TRUE | wye
35 | LV_329-28_0_5_load_28 | 48 | 0.0055427 | 0.0013891 | 0 | 0 |  | 1 | TRUE | wye
36 | LV_329-28_0_5_load_113 | 50 | 0.0029293 | 0.00073416 | 0 | 0 |  | 1 | TRUE | wye
37 | LV_329-28_0_5_load_123 | 51 | 0.0041991 | 0.0010524 | 0 | 0 |  | 1 | TRUE | wye
38 | LV_329-28_0_5_load_110 | 52 | 0.0013561 | 0.00033987 | 0 | 0 |  | 1 | TRUE | wye
39 | LV_329-28_0_5_load_107 | 53 | 0.0062261 | 0.0015604 | 0 | 0 |  | 1 | TRUE | wye
40 | LV_329-28_0_5_load_68 | 54 | 0.0045444 | 0.0011389 | 0 | 0 |  | 1 | TRUE | wye
41 | LV_329-28_0_5_load_124 | 55 | 0.0029288 | 0.00073402 | 0 | 0 |  | 1 | TRUE | wye
42 | LV_329-28_0_5_load_147 | 56 | 0.0063848 | 0.0016002 | 0 | 0 |  | 1 | TRUE | wye
43 | LV_329-28_0_5_load_108 | 57 | 0.0045606 | 0.001143 | 0 | 0 |  | 1 | TRUE | wye
44 | LV_329-28_0_5_load_30 | 58 | 0.0017233 | 0.00043189 | 0 | 0 |  | 1 | TRUE | wye
45 | LV_329-28_0_5_load_31 | 59 | 0.0029009 | 0.00072703 | 0 | 0 |  | 1 | TRUE | wye
46 | LV_329-28_0_5_load_33 | 61 | 0.0013766 | 0.00034501 | 0 | 0 |  | 1 | TRUE | wye
47 | LV_329-28_0_5_load_34 | 62 | 0.0021257 | 0.00053275 | 0 | 0 |  | 1 | TRUE | wye
48 | LV_329-28_0_5_load_35 | 63 | 0.0013367 | 0.00033502 | 0 | 0 |  | 1 | TRUE | wye
49 | LV_329-28_0_5_load_51 | 65 | 0.0021799 | 0.00054633 | 0 | 0 |  | 1 | TRUE | wye
50 | LV_329-28_0_5_load_57 | 66 | 0.0030626 | 0.00076756 | 0 | 0 |  | 1 | TRUE | wye
51 | LV_329-28_0_5_load_85 | 67 | 0.0018933 | 0.00047452 | 0 | 0 |  | 1 | TRUE | wye
52 | LV_329-28_0_5_load_86 | 68 | 0.0047257 | 0.0011844 | 0 | 0 |  | 1 | TRUE | wye
53 | LV_329-28_0_5_load_52 | 69 | 0.0022045 | 0.00055249 | 0 | 0 |  | 1 | TRUE | wye
54 | LV_329-28_0_5_load_55 | 70 | 0.0014548 | 0.0003646 | 0 | 0 |  | 1 | TRUE | wye
55 | LV_329-28_0_5_load_36 | 71 | 0.0043401 | 0.0010877 | 0 | 0 |  | 1 | TRUE | wye
56 | LV_329-28_0_5_load_37 | 72 | 0.0053199 | 0.0013333 | 0 | 0 |  | 1 | TRUE | wye
57 | LV_329-28_0_5_load_38 | 73 | 0.0036606 | 0.00091744 | 0 | 0 |  | 1 | TRUE | wye
58 | LV_329-28_0_5_load_129 | 76 | 0.0021986 | 0.00055101 | 0 | 0 |  | 1 | TRUE | wye
59 | LV_329-28_0_5_load_127 | 77 | 0.0085005 | 0.0021304 | 0 | 0 |  | 1 | TRUE | wye
60 | LV_329-28_0_5_load_126 | 79 | 0.0060411 | 0.001514 | 0 | 0 |  | 1 | TRUE | wye
61 | LV_329-28_0_5_load_134 | 80 | 0.0024498 | 0.00061399 | 0 | 0 |  | 1 | TRUE | wye
62 | LV_329-28_0_5_load_149 | 82 | 0.0047451 | 0.0011892 | 0 | 0 |  | 1 | TRUE | wye
63 | LV_329-28_0_5_load_73 | 83 | 0.0016271 | 0.0004078 | 0 | 0 |  | 1 | TRUE | wye
64 | LV_329-28_0_5_load_41 | 84 | 0.0028561 | 0.00071581 | 0 | 0 |  | 1 | TRUE | wye
65 | LV_329-28_0_5_load_42 | 85 | 0.0042631 | 0.0010684 | 0 | 0 |  | 1 | TRUE | wye
66 | LV_329-28_0_5_load_43 | 86 | 0.0014929 | 0.00037415 | 0 | 0 |  | 1 | TRUE | wye
67 | LV_329-28_0_5_load_44 | 87 | 0.0035757 | 0.00089616 | 0 | 0 |  | 1 | TRUE | wye
68 | LV_329-28_0_5_load_45 | 88 | 0.019758 | 0.0049519 | 0 | 0 |  | 1 | TRUE | wye
69 | LV_329-28_0_5_load_46 | 89 | 0.00092811 | 0.00023261 | 0 | 0 |  | 1 | TRUE | wye
70 | LV_329-28_0_5_load_47 | 90 | 0.0036761 | 0.00092132 | 0 | 0 |  | 1 | TRUE | wye
71 | LV_329-28_0_5_load_48 | 91 | 0.0023737 | 0.0005949 | 0 | 0 |  | 1 | TRUE | wye
72 | LV_329-28_0_5_load_59 | 93 | 0.0026055 | 0.00065301 | 0 | 0 |  | 1 | TRUE | wye
73 | LV_329-28_0_5_load_60 | 94 | 0.0030543 | 0.00076547 | 0 | 0 |  | 1 | TRUE | wye
74 | LV_329-28_0_5_load_50 | 95 | 0.0026537 | 0.00066508 | 0 | 0 |  | 1 | TRUE | wye
75 | LV_329-28_0_5_load_102 | 96 | 0.0010489 | 0.00026288 | 0 | 0 |  | 1 | TRUE | wye
76 | LV_329-28_0_5_load_169 | 98 | 0.0024126 | 0.00060465 | 0 | 0 |  | 1 | TRUE | wye
77 | LV_329-28_0_5_load_111 | 99 | 0.0032836 | 0.00082295 | 0 | 0 |  | 1 | TRUE | wye
78 | LV_329-28_0_5_load_93 | 100 | 0.0011737 | 0.00029415 | 0 | 0 |  | 1 | TRUE | wye
79 | LV_329-28_0_5_load_63 | 102 | 0.0010492 | 0.00026297 | 0 | 0 |  | 1 | TRUE | wye
80 | LV_329-28_0_5_load_64 | 103 | 0.0012128 | 0.00030395 | 0 | 0 |  | 1 | TRUE | wye
81 | LV_329-28_0_5_load_104 | 104 | 0.0026697 | 0.0006691 | 0 | 0 |  | 1 | TRUE | wye
82 | LV_329-28_0_5_load_132 | 105 | 0.0036188 | 0.00090695 | 0 | 0 |  | 1 | TRUE | wye
83 | LV_329-28_0_5_load_54 | 106 | 0.0016922 | 0.0004241 | 0 | 0 |  | 1 | TRUE | wye
84 | LV_329-28_0_5_load_56 | 107 | 0.0038307 | 0.00096007 | 0 | 0 |  | 1 | TRUE | wye
85 | LV_329-28_0_5_load_106 | 109 | 0.0017363 | 0.00043515 | 0 | 0 |  | 1 | TRUE | wye
86 | LV_329-28_0_5_load_103 | 110 | 0.0030459 | 0.00076337 | 0 | 0 |  | 1 | TRUE | wye
87 | LV_329-28_0_5_load_131 | 111 | 0.0021904 | 0.00054896 | 0 | 0 |  | 1 | TRUE | wye
88 | LV_329-28_0_5_load_65 | 112 | 0.0090717 | 0.0022736 | 0 | 0 |  | 1 | TRUE | wye
89 | LV_329-28_0_5_load_66 | 113 | 0.0018057 | 0.00045256 | 0 | 0 |  | 1 | TRUE | wye
90 | LV_329-28_0_5_load_67 | 114 | 0.001636 | 0.00041001 | 0 | 0 |  | 1 | TRUE | wye
91 | LV_329-28_0_5_load_69 | 115 | 0.0016075 | 0.00040287 | 0 | 0 |  | 1 | TRUE | wye
92 | LV_329-28_0_5_load_117 | 116 | 0.0031815 | 0.00079737 | 0 | 0 |  | 1 | TRUE | wye
93 | LV_329-28_0_5_load_92 | 117 | 0.0049065 | 0.0012297 | 0 | 0 |  | 1 | TRUE | wye
94 | LV_329-28_0_5_load_74 | 119 | 0.00091324 | 0.00022888 | 0 | 0 |  | 1 | TRUE | wye
95 | LV_329-28_0_5_load_75 | 120 | 0.0025181 | 0.00063108 | 0 | 0 |  | 1 | TRUE | wye
96 | LV_329-28_0_5_load_78 | 122 | 0.0022246 | 0.00055754 | 0 | 0 |  | 1 | TRUE | wye
97 | LV_329-28_0_5_load_79 | 123 | 0.0016735 | 0.00041942 | 0 | 0 |  | 1 | TRUE | wye
98 | LV_329-28_0_5_load_114 | 125 | 0.0025431 | 0.00063735 | 0 | 0 |  | 1 | TRUE | wye
99 | LV_329-28_0_5_load_116 | 126 | 0.005981 | 0.001499 | 0 | 0 |  | 1 | TRUE | wye
100 | LV_329-28_0_5_load_136 | 127 | 0.0028697 | 0.00071922 | 0 | 0 |  | 1 | TRUE | wye
101 | LV_329-28_0_5_load_135 | 128 | 0.0020885 | 0.00052344 | 0 | 0 |  | 1 | TRUE | wye
102 | LV_329-28_0_5_load_87 | 129 | 0.0036508 | 0.00091496 | 0 | 0 |  | 1 | TRUE | wye
103 | LV_329-28_0_5_load_88 | 130 | 0.0011691 | 0.00029301 | 0 | 0 |  | 1 | TRUE | wye
104 | LV_329-28_0_5_load_89 | 131 | 0.0057364 | 0.0014377 | 0 | 0 |  | 1 | TRUE | wye
105 | LV_329-28_0_5_load_91 | 132 | 0.0022814 | 0.00057177 | 0 | 0 |  | 1 | TRUE | wye
106 | LV_329-28_0_5_load_121 | 133 | 0.0024082 | 0.00060356 | 0 | 0 |  | 1 | TRUE | wye
107 | LV_329-28_0_5_load_119 | 134 | 0.0023989 | 0.00060122 | 0 | 0 |  | 1 | TRUE | wye
108 | LV_329-28_0_5_load_94 | 135 | 0.0013498 | 0.00033829 | 0 | 0 |  | 1 | TRUE | wye
109 | LV_329-28_0_5_load_151 | 137 | 0.00087686 | 0.00021976 | 0 | 0 |  | 1 | TRUE | wye
110 | LV_329-28_0_5_load_152 | 138 | 0.00076261 | 0.00019113 | 0 | 0 |  | 1 | TRUE | wye
111 | LV_329-28_0_5_load_165 | 140 | 0.00076128 | 0.0001908 | 0 | 0 |  | 1 | TRUE | wye
112 | LV_329-28_0_5_load_97 | 141 | 0.0039925 | 0.0010006 | 0 | 0 |  | 1 | TRUE | wye
113 | LV_329-28_0_5_load_98 | 142 | 0.0024975 | 0.00062593 | 0 | 0 |  | 1 | TRUE | wye
114 | LV_329-28_0_5_load_99 | 143 | 0.0016272 | 0.00040782 | 0 | 0 |  | 1 | TRUE | wye
115 | LV_329-28_0_5_load_112 | 144 | 0.0032235 | 0.00080788 | 0 | 0 |  | 1 | TRUE | wye
116 | LV_329-28_0_5_load_133 | 145 | 0.0015318 | 0.00038389 | 0 | 0 |  | 1 | TRUE | wye
117 | LV_329-28_0_5_load_138 | 146 | 0.0025868 | 0.00064832 | 0 | 0 |  | 1 | TRUE | wye
118 | LV_329-28_0_5_load_115 | 148 | 0.0029552 | 0.00074063 | 0 | 0 |  | 1 | TRUE | wye
119 | LV_329-28_0_5_load_118 | 149 | 0.0021748 | 0.00054506 | 0 | 0 |  | 1 | TRUE | wye
120 | LV_329-28_0_5_load_120 | 150 | 0.0036985 | 0.00092694 | 0 | 0 |  | 1 | TRUE | wye
121 | LV_329-28_0_5_load_139 | 152 | 0.0023929 | 0.00059973 | 0 | 0 |  | 1 | TRUE | wye
122 | LV_329-28_0_5_load_148 | 153 | 0.0029425 | 0.00073745 | 0 | 0 |  | 1 | TRUE | wye
123 | LV_329-28_0_5_load_125 | 154 | 0.0041351 | 0.0010364 | 0 | 0 |  | 1 | TRUE | wye
124 | LV_329-28_0_5_load_180 | 156 | 0.0077355 | 0.0019387 | 0 | 0 |  | 1 | TRUE | wye
125 | LV_329-28_0_5_load_137 | 157 | 0.0029046 | 0.00072797 | 0 | 0 |  | 1 | TRUE | wye
126 | LV_329-28_0_5_load_140 | 158 | 0.0051276 | 0.0012851 | 0 | 0 |  | 1 | TRUE | wye
127 | LV_329-28_0_5_load_141 | 159 | 0.0029994 | 0.00075171 | 0 | 0 |  | 1 | TRUE | wye
128 | LV_329-28_0_5_load_142 | 160 | 0.0053262 | 0.0013349 | 0 | 0 |  | 1 | TRUE | wye
129 | LV_329-28_0_5_load_145 | 161 | 0.002759 | 0.00069147 | 0 | 0 |  | 1 | TRUE | wye
130 | LV_329-28_0_5_load_143 | 162 | 0.0062336 | 0.0015623 | 0 | 0 |  | 1 | TRUE | wye
131 | LV_329-28_0_5_load_144 | 163 | 0.0049789 | 0.0012478 | 0 | 0 |  | 1 | TRUE | wye
132 | LV_329-28_0_5_load_154 | 164 | 0.0048585 | 0.0012177 | 0 | 0 |  | 1 | TRUE | wye
133 | LV_329-28_0_5_load_155 | 165 | 0.0064841 | 0.0016251 | 0 | 0 |  | 1 | TRUE | wye
134 | LV_329-28_0_5_load_166 | 166 | 0.011392 | 0.0028551 | 0 | 0 |  | 1 | TRUE | wye
135 | LV_329-28_0_5_load_164 | 168 | 0.079093 | 0.019823 | 0 | 0 |  | 1 | TRUE | wye
136 | LV_329-28_0_5_load_160 | 169 | 0.0045396 | 0.0011377 | 0 | 0 |  | 1 | TRUE | wye
137 | LV_329-28_0_5_load_156 | 170 | 0.0029599 | 0.00074183 | 0 | 0 |  | 1 | TRUE | wye
138 | LV_329-28_0_5_load_157 | 171 | 0.0029926 | 0.00075001 | 0 | 0 |  | 1 | TRUE | wye
139 | LV_329-28_0_5_load_158 | 172 | 0.0035682 | 0.00089428 | 0 | 0 |  | 1 | TRUE | wye
140 | LV_329-28_0_5_load_172 | 174 | 0.0035537 | 0.00089064 | 0 | 0 |  | 1 | TRUE | wye
141 | LV_329-28_0_5_load_177 | 176 | 0.0014441 | 0.00036192 | 0 | 0 |  | 1 | TRUE | wye
142 | LV_329-28_0_5_load_183 | 178 | 0.00039346 | 9.861e-05 | 0 | 0 |  | 1 | TRUE | wye
143 | LV_329-28_0_5_load_185 | 180 | 0.0038898 | 0.00097488 | 0 | 0 |  | 1 | TRUE | wye

## ext_grid
| name | bus | vm_pu | va_degree | slack_weight | in_service
0 |  | 96 | 1 | 0 | 1 | TRUE

## line
| name | std_type | from_bus | to_bus | length_km | r_ohm_per_km | x_ohm_per_km | c_nf_per_km | g_us_per_km | max_i_ka | df | parallel | type | in_service
0 | LV_329-28_0_5_line_0 |  | 0 | 1 | 0.015053 | 0.125 | 0.08 | 261 | 0 | 0.364 | 1 | 1 | cs | TRUE
1 | LV_329-28_0_5_line_1 |  | 0 | 2 | 0.28491 | 0.125 | 0.08 | 261 | 0 | 0.364 | 1 | 2 | cs | TRUE
2 | LV_329-28_0_5_line_2 |  | 1 | 3 | 0.043435 | 0.125 | 0.08 | 261 | 0 | 0.364 | 1 | 1 | cs | TRUE
3 | LV_329-28_0_5_line_3 |  | 2 | 4 | 0.0635 | 0.125 | 0.08 | 261 | 0 | 0.364 | 1 | 4 | cs | TRUE
4 | LV_329-28_0_5_line_4 |  | 3 | 5 | 0.041064 | 0.125 | 0.08 | 261 | 0 | 0.364 | 1 | 1 | cs | TRUE
5 | LV_329-28_0_5_line_5 |  | 4 | 173 | 0.013023 | 0.125 | 0.08 | 261 | 0 | 0.364 | 1 | 4 | cs | TRUE
6 | LV_329-28_0_5_line_6 |  | 5 | 6 | 0.072563 | 0.125 | 0.08 | 261 | 0 | 0.364 | 1 | 1 | cs | TRUE
7 | LV_329-28_0_5_line_7 |  | 6 | 7 | 0.010204 | 0.125 | 0.08 | 261 | 0 | 0.364 | 1 | 1 | cs | TRUE
8 | LV_329-28_0_5_line_8 |  | 7 | 11 | 0.021335 | 0.125 | 0.08 | 261 | 0 | 0.364 | 1 | 1 | cs | TRUE
9 | LV_329-28_0_5_line_9 |  | 7 | 12 | 0.014859 | 0.125 | 0.08 | 261 | 0 | 0.364 | 1 | 1 | cs | TRUE
10 | LV_329-28_0_5_line_10 |  | 7 | 13 | 0.05621 | 0.125 | 0.08 | 261 | 0 | 0.364 | 1 | 1 | cs | TRUE
11 | LV_329-28_0_5_line_11 |  | 8 | 9 | 0.028554 | 0.125 | 0.08 | 261 | 0 | 0.364 | 1 | 1 | cs | TRUE
12 | LV_329-28_0_5_line_12 |  | 8 | 10 | 0.020459 | 0.125 | 0.08 | 261 | 0 | 0.364 | 1 | 1 | cs | TRUE
13 | LV_329-28_0_5_line_13 |  | 9 | 14 | 0.00066139 | 0.125 | 0.08 | 261 | 0 | 0.364 | 1 | 1 | cs | TRUE
14 | LV_329-28_0_5_line_14 |  | 10 | 15 | 0.0037958 | 0.125 | 0.08 | 261 | 0 | 0.364 | 1 | 1 | cs | TRUE
15 | LV_329-28_0_5_line_15 |  | 12 | 22 | 0.017381 | 0.125 | 0.08 | 261 | 0 | 0.364 | 1 | 1 | cs | TRUE
16 | LV_329-28_0_5_line_16 |  | 12 | 20 | 0.025993 | 0.125 | 0.08 | 261 | 0 | 0.364 | 1 | 1 | cs | TRUE
17 | LV_329-28_0_5_line_17 |  | 13 | 24 | 0.0078475 | 0.125 | 0.08 | 261 | 0 | 0.364 | 1 | 1 | cs | TRUE
18 | LV_329-28_0_5_line_18 |  | 14 | 19 | 0.012819 | 0.125 | 0.08 | 261 | 0 | 0.364 | 1 | 1 | cs | TRUE
19 | LV_329-28_0_5_line_19 |  | 15 | 16 | 0.0066293 | 0.125 | 0.08 | 261 | 0 | 0.364 | 1 | 1 | cs | TRUE
20 | LV_329-28_0_5_line_20 |  | 17 | 18 | 0.044009 | 0.125 | 0.08 | 261 | 0 | 0.364 | 1 | 1 | cs | TRUE
21 | LV_329-28_0_5_line_21 |  | 18 | 143 | 0.011487 | 0.125 | 0.08 | 261 | 0 | 0.364 | 1 | 1 | cs | TRUE
22 | LV_329-28_0_5_line_22 |  | 19 | 20 | 0.047272 | 0.125 | 0.08 | 261 | 0 | 0.364 | 1 | 1 | cs | TRUE
23 | LV_329-28_0_5_line_23 |  | 20 | 21 | 0.041366 | 0.125 | 0.08 | 261 | 0 | 0.364 | 1 | 1 | cs | TRUE
24 | LV_329-28_0_5_line_24 |  | 21 | 23 | 0.047907 | 0.125 | 0.08 | 261 | 0 | 0.364 | 1 | 1 | cs | TRUE
25 | LV_329-28_0_5_line_25 |  | 23 | 175 | 0.55831 | 0.125 | 0.08 | 261 | 0 | 0.364 | 1 | 1 | cs | TRUE
26 | LV_329-28_0_5_line_26 |  | 24 | 174 | 0.01449 | 0.125 | 0.08 | 261 | 0 | 0.364 | 1 | 1 | cs | TRUE
27 | LV_329-28_0_5_line_27 |  | 25 | 26 | 0.0091337 | 0.125 | 0.08 | 261 | 0 | 0.364 | 1 | 4 | cs | TRUE
28 | LV_329-28_0_5_line_28 |  | 25 | 27 | 0.020163 | 0.125 | 0.08 | 261 | 0 | 0.364 | 1 | 4 | cs | TRUE
29 | LV_329-28_0_5_line_29 |  | 26 | 28 | 0.017918 | 0.125 | 0.08 | 261 | 0 | 0.364 | 1 | 4 | cs | TRUE
30 | LV_329-28_0_5_line_30 |  | 27 | 29 | 0.02298 | 0.125 | 0.08 | 261 | 0 | 0.364 | 1 | 4 | cs | TRUE
31 | LV_329-28_0_5_line_31 |  | 28 | 30 | 0.0052672 | 0.125 | 0.08 | 261 | 0 | 0.364 | 1 | 2 | cs | TRUE
32 | LV_329-28_0_5_line_32 |  | 29 | 31 | 0.020481 | 0.125 | 0.08 | 261 | 0 | 0.364 | 1 | 4 | cs | TRUE
33 | LV_329-28_0_5_line_33 |  | 30 | 32 | 0.0052517 | 0.125 | 0.08 | 261 | 0 | 0.364 | 1 | 1 | cs | TRUE
34 | LV_329-28_0_5_line_34 |  | 31 | 33 | 0.035731 | 0.125 | 0.08 | 261 | 0 | 0.364 | 1 | 4 | cs | TRUE
35 | LV_329-28_0_5_line_35 |  | 31 | 34 | 0.013023 | 0.125 | 0.08 | 261 | 0 | 0.364 | 1 | 4 | cs | TRUE
36 | LV_329-28_0_5_line_36 |  | 32 | 125 | 0.002362 | 0.125 | 0.08 | 261 | 0 | 0.364 | 1 | 1 | cs | TRUE
37 | LV_329-28_0_5_line_37 |  | 33 | 111 | 0.037744 | 0.125 | 0.08 | 261 | 0 | 0.364 | 1 | 4 | cs | TRUE
38 | LV_329-28_0_5_line_38 |  | 34 | 117 | 0.01652 | 0.125 | 0.08 | 261 | 0 | 0.364 | 1 | 4 | cs | TRUE
39 | LV_329-28_0_5_line_39 |  | 34 | 97 | 0.010947 | 0.125 | 0.08 | 261 | 0 | 0.364 | 1 | 4 | cs | TRUE
40 | LV_329-28_0_5_line_40 |  | 35 | 36 | 0.0062434 | 0.125 | 0.08 | 261 | 0 | 0.364 | 1 | 1 | cs | TRUE
41 | LV_329-28_0_5_line_41 |  | 35 | 37 | 0.0017318 | 0.125 | 0.08 | 261 | 0 | 0.364 | 1 | 1 | cs | TRUE
42 | LV_329-28_0_5_line_42 |  | 36 | 38 | 0.023227 | 0.125 | 0.08 | 261 | 0 | 0.364 | 1 | 1 | cs | TRUE
43 | LV_329-28_0_5_line_43 |  | 37 | 39 | 0.016162 | 0.125 | 0.08 | 261 | 0 | 0.364 | 1 | 1 | cs | TRUE
44 | LV_329-28_0_5_line_44 |  | 39 | 40 | 0.0059524 | 0.125 | 0.08 | 261 | 0 | 0.364 | 1 | 1 | cs | TRUE
45 | LV_329-28_0_5_line_45 |  | 39 | 41 | 0.04038 | 0.125 | 0.08 | 261 | 0 | 0.364 | 1 | 1 | cs | TRUE
46 | LV_329-28_0_5_line_46 |  | 40 | 42 | 0.015309 | 0.125 | 0.08 | 261 | 0 | 0.364 | 1 | 1 | cs | TRUE
47 | LV_329-28_0_5_line_47 |  | 41 | 43 | 0.0069449 | 0.125 | 0.08 | 261 | 0 | 0.364 | 1 | 1 | cs | TRUE
48 | LV_329-28_0_5_line_48 |  | 42 | 109 | 0.0034026 | 0.125 | 0.08 | 261 | 0 | 0.364 | 1 | 1 | cs | TRUE
49 | LV_329-28_0_5_line_49 |  | 43 | 107 | 0.0064203 | 0.125 | 0.08 | 261 | 0 | 0.364 | 1 | 1 | cs | TRUE
50 | LV_329-28_0_5_line_50 |  | 44 | 45 | 0.026245 | 0.125 | 0.08 | 261 | 0 | 0.364 | 1 | 1 | cs | TRUE
51 | LV_329-28_0_5_line_51 |  | 44 | 46 | 0.01462 | 0.125 | 0.08 | 261 | 0 | 0.364 | 1 | 1 | cs | TRUE
52 | LV_329-28_0_5_line_52 |  | 45 | 47 | 0.010678 | 0.125 | 0.08 | 261 | 0 | 0.364 | 1 | 1 | cs | TRUE
53 | LV_329-28_0_5_line_53 |  | 46 | 48 | 0.021425 | 0.125 | 0.08 | 261 | 0 | 0.364 | 1 | 2 | cs | TRUE
54 | LV_329-28_0_5_line_54 |  | 46 | 49 | 0.053258 | 0.125 | 0.08 | 261 | 0 | 0.364 | 1 | 1 | cs | TRUE
55 | LV_329-28_0_5_line_55 |  | 47 | 50 | 0.011552 | 0.125 | 0.08 | 261 | 0 | 0.364 | 1 | 1 | cs | TRUE
56 | LV_329-28_0_5_line_56 |  | 48 | 51 | 0.025199 | 0.125 | 0.08 | 261 | 0 | 0.364 | 1 | 2 | cs | TRUE
57 | LV_329-28_0_5_line_57 |  | 49 | 52 | 0.011044 | 0.125 | 0.08 | 261 | 0 | 0.364 | 1 | 1 | cs | TRUE
58 | LV_329-28_0_5_line_58 |  | 49 | 53 | 0.048535 | 0.125 | 0.08 | 261 | 0 | 0.364 | 1 | 1 | cs | TRUE
59 | LV_329-28_0_5_line_59 |  | 50 | 54 | 0.013281 | 0.125 | 0.08 | 261 | 0 | 0.364 | 1 | 1 | cs | TRUE
60 | LV_329-28_0_5_line_60 |  | 51 | 55 | 0.016357 | 0.125 | 0.08 | 261 | 0 | 0.364 | 1 | 2 | cs | TRUE
61 | LV_329-28_0_5_line_61 |  | 52 | 56 | 0.0069614 | 0.125 | 0.08 | 261 | 0 | 0.364 | 1 | 1 | cs | TRUE
62 | LV_329-28_0_5_line_62 |  | 53 | 57 | 0.032642 | 0.125 | 0.08 | 261 | 0 | 0.364 | 1 | 1 | cs | TRUE
63 | LV_329-28_0_5_line_63 |  | 54 | 113 | 0.0090018 | 0.125 | 0.08 | 261 | 0 | 0.364 | 1 | 1 | cs | TRUE
64 | LV_329-28_0_5_line_64 |  | 55 | 154 | 0.018533 | 0.125 | 0.08 | 261 | 0 | 0.364 | 1 | 4 | cs | TRUE
65 | LV_329-28_0_5_line_65 |  | 56 | 147 | 0.015239 | 0.125 | 0.08 | 261 | 0 | 0.364 | 1 | 1 | cs | TRUE
66 | LV_329-28_0_5_line_66 |  | 57 | 124 | 0.0069523 | 0.125 | 0.08 | 261 | 0 | 0.364 | 1 | 1 | cs | TRUE
67 | LV_329-28_0_5_line_67 |  | 58 | 59 | 0.0023505 | 0.125 | 0.08 | 261 | 0 | 0.364 | 1 | 1 | cs | TRUE
68 | LV_329-28_0_5_line_68 |  | 58 | 60 | 0.024263 | 0.125 | 0.08 | 261 | 0 | 0.364 | 1 | 1 | cs | TRUE
69 | LV_329-28_0_5_line_69 |  | 59 | 61 | 0.03314 | 0.125 | 0.08 | 261 | 0 | 0.364 | 1 | 1 | cs | TRUE
70 | LV_329-28_0_5_line_70 |  | 60 | 62 | 0.023079 | 0.125 | 0.08 | 261 | 0 | 0.364 | 1 | 1 | cs | TRUE
71 | LV_329-28_0_5_line_71 |  | 60 | 63 | 0.030149 | 0.125 | 0.08 | 261 | 0 | 0.364 | 1 | 1 | cs | TRUE
72 | LV_329-28_0_5_line_72 |  | 61 | 64 | 0.0074695 | 0.125 | 0.08 | 261 | 0 | 0.364 | 1 | 1 | cs | TRUE
73 | LV_329-28_0_5_line_73 |  | 62 | 65 | 0.020978 | 0.125 | 0.08 | 261 | 0 | 0.364 | 1 | 1 | cs | TRUE
74 | LV_329-28_0_5_line_74 |  | 63 | 66 | 0.018106 | 0.125 | 0.08 | 261 | 0 | 0.364 | 1 | 1 | cs | TRUE
75 | LV_329-28_0_5_line_75 |  | 64 | 67 | 0.020969 | 0.125 | 0.08 | 261 | 0 | 0.364 | 1 | 1 | cs | TRUE
76 | LV_329-28_0_5_line_76 |  | 64 | 68 | 0.0050638 | 0.125 | 0.08 | 261 | 0 | 0.364 | 1 | 1 | cs | TRUE
77 | LV_329-28_0_5_line_77 |  | 65 | 69 | 0.0284 | 0.125 | 0.08 | 261 | 0 | 0.364 | 1 | 1 | cs | TRUE
78 | LV_329-28_0_5_line_78 |  | 66 | 70 | 0.025148 | 0.125 | 0.08 | 261 | 0 | 0.364 | 1 | 1 | cs | TRUE
79 | LV_329-28_0_5_line_79 |  | 67 | 127 | 0.0018579 | 0.125 | 0.08 | 261 | 0 | 0.364 | 1 | 1 | cs | TRUE
80 | LV_329-28_0_5_line_80 |  | 68 | 93 | 0.023304 | 0.125 | 0.08 | 261 | 0 | 0.364 | 1 | 1 | cs | TRUE
81 | LV_329-28_0_5_line_81 |  | 69 | 101 | 0.028854 | 0.125 | 0.08 | 261 | 0 | 0.364 | 1 | 2 | cs | TRUE
82 | LV_329-28_0_5_line_82 |  | 71 | 72 | 0.031179 | 0.125 | 0.08 | 261 | 0 | 0.364 | 1 | 4 | cs | TRUE
83 | LV_329-28_0_5_line_83 |  | 71 | 73 | 0.024132 | 0.125 | 0.08 | 261 | 0 | 0.364 | 1 | 4 | cs | TRUE
84 | LV_329-28_0_5_line_84 |  | 72 | 74 | 0.017148 | 0.125 | 0.08 | 261 | 0 | 0.364 | 1 | 4 | cs | TRUE
85 | LV_329-28_0_5_line_85 |  | 73 | 75 | 0.002107 | 0.125 | 0.08 | 261 | 0 | 0.364 | 1 | 4 | cs | TRUE
86 | LV_329-28_0_5_line_86 |  | 74 | 76 | 0.017901 | 0.125 | 0.08 | 261 | 0 | 0.364 | 1 | 4 | cs | TRUE
87 | LV_329-28_0_5_line_87 |  | 74 | 77 | 0.026084 | 0.125 | 0.08 | 261 | 0 | 0.364 | 1 | 4 | cs | TRUE
88 | LV_329-28_0_5_line_88 |  | 75 | 78 | 0.021643 | 0.125 | 0.08 | 261 | 0 | 0.364 | 1 | 4 | cs | TRUE
89 | LV_329-28_0_5_line_89 |  | 75 | 79 | 0.028018 | 0.125 | 0.08 | 261 | 0 | 0.364 | 1 | 1 | cs | TRUE
90 | LV_329-28_0_5_line_90 |  | 76 | 80 | 0.027807 | 0.125 | 0.08 | 261 | 0 | 0.364 | 1 | 4 | cs | TRUE
91 | LV_329-28_0_5_line_91 |  | 77 | 81 | 0.010373 | 0.125 | 0.08 | 261 | 0 | 0.364 | 1 | 4 | cs | TRUE
92 | LV_329-28_0_5_line_92 |  | 78 | 82 | 0.016529 | 0.125 | 0.08 | 261 | 0 | 0.364 | 1 | 4 | cs | TRUE
93 | LV_329-28_0_5_line_93 |  | 79 | 83 | 0.014421 | 0.125 | 0.08 | 261 | 0 | 0.364 | 1 | 1 | cs | TRUE
94 | LV_329-28_0_5_line_94 |  | 80 | 151 | 0.02435 | 0.125 | 0.08 | 261 | 0 | 0.364 | 1 | 4 | cs | TRUE
95 | LV_329-28_0_5_line_95 |  | 81 | 155 | 0.088491 | 0.125 | 0.08 | 261 | 0 | 0.364 | 1 | 4 | cs | TRUE
96 | LV_329-28_0_5_line_96 |  | 82 | 154 | 0.036141 | 0.125 | 0.08 | 261 | 0 | 0.364 | 1 | 4 | cs | TRUE
97 | LV_329-28_0_5_line_97 |  | 83 | 87 | 0.0080208 | 0.125 | 0.08 | 261 | 0 | 0.364 | 1 | 1 | cs | TRUE
98 | LV_329-28_0_5_line_98 |  | 84 | 85 | 0.010739 | 0.125 | 0.08 | 261 | 0 | 0.364 | 1 | 1 | cs | TRUE
99 | LV_329-28_0_5_line_99 |  | 84 | 86 | 0.0041643 | 0.125 | 0.08 | 261 | 0 | 0.364 | 1 | 1 | cs | TRUE
100 | LV_329-28_0_5_line_100 |  | 85 | 87 | 0.02478 | 0.125 | 0.08 | 261 | 0 | 0.364 | 1 | 1 | cs | TRUE
101 | LV_329-28_0_5_line_101 |  | 86 | 88 | 0.003241 | 0.125 | 0.08 | 261 | 0 | 0.364 | 1 | 1 | cs | TRUE
102 | LV_329-28_0_5_line_102 |  | 89 | 90 | 0.010185 | 0.125 | 0.08 | 261 | 0 | 0.364 | 1 | 1 | cs | TRUE
103 | LV_329-28_0_5_line_103 |  | 89 | 91 | 0.0028225 | 0.125 | 0.08 | 261 | 0 | 0.364 | 1 | 1 | cs | TRUE
104 | LV_329-28_0_5_line_104 |  | 90 | 92 | 0.034029 | 0.125 | 0.08 | 261 | 0 | 0.364 | 1 | 1 | cs | TRUE
105 | LV_329-28_0_5_line_105 |  | 92 | 93 | 0.011785 | 0.125 | 0.08 | 261 | 0 | 0.364 | 1 | 1 | cs | TRUE
106 | LV_329-28_0_5_line_106 |  | 92 | 94 | 0.0082802 | 0.125 | 0.08 | 261 | 0 | 0.364 | 1 | 1 | cs | TRUE
107 | LV_329-28_0_5_line_107 |  | 94 | 98 | 0.091467 | 0.125 | 0.08 | 261 | 0 | 0.364 | 1 | 1 | cs | TRUE
108 | LV_329-28_0_5_line_108 |  | 95 | 96 | 0.017479 | 0.125 | 0.08 | 261 | 0 | 0.364 | 1 | 4 | cs | TRUE
109 | LV_329-28_0_5_line_109 |  | 95 | 97 | 0.037857 | 0.125 | 0.08 | 261 | 0 | 0.364 | 1 | 4 | cs | TRUE
110 | LV_329-28_0_5_line_110 |  | 96 | 99 | 0.00025912 | 0.125 | 0.08 | 261 | 0 | 0.364 | 1 | 1 | cs | TRUE
111 | LV_329-28_0_5_line_111 |  | 97 | 100 | 0.02463 | 0.125 | 0.08 | 261 | 0 | 0.364 | 1 | 4 | cs | TRUE
112 | LV_329-28_0_5_line_112 |  | 98 | 108 | 0.013427 | 0.125 | 0.08 | 261 | 0 | 0.364 | 1 | 1 | cs | TRUE
113 | LV_329-28_0_5_line_113 |  | 99 | 144 | 0.0092509 | 0.125 | 0.08 | 261 | 0 | 0.364 | 1 | 1 | cs | TRUE
114 | LV_329-28_0_5_line_114 |  | 100 | 135 | 0.032976 | 0.125 | 0.08 | 261 | 0 | 0.364 | 1 | 4 | cs | TRUE
115 | LV_329-28_0_5_line_115 |  | 101 | 102 | 0.019532 | 0.125 | 0.08 | 261 | 0 | 0.364 | 1 | 1 | cs | TRUE
116 | LV_329-28_0_5_line_116 |  | 101 | 103 | 0.0088087 | 0.125 | 0.08 | 261 | 0 | 0.364 | 1 | 4 | cs | TRUE
117 | LV_329-28_0_5_line_117 |  | 102 | 104 | 0.046257 | 0.125 | 0.08 | 261 | 0 | 0.364 | 1 | 1 | cs | TRUE
118 | LV_329-28_0_5_line_118 |  | 103 | 105 | 0.012859 | 0.125 | 0.08 | 261 | 0 | 0.364 | 1 | 4 | cs | TRUE
119 | LV_329-28_0_5_line_119 |  | 104 | 110 | 0.083148 | 0.125 | 0.08 | 261 | 0 | 0.364 | 1 | 1 | cs | TRUE
120 | LV_329-28_0_5_line_120 |  | 105 | 111 | 0.0054109 | 0.125 | 0.08 | 261 | 0 | 0.364 | 1 | 4 | cs | TRUE
121 | LV_329-28_0_5_line_121 |  | 106 | 107 | 0.011406 | 0.125 | 0.08 | 261 | 0 | 0.364 | 1 | 1 | cs | TRUE
122 | LV_329-28_0_5_line_122 |  | 108 | 142 | 0.0071903 | 0.125 | 0.08 | 261 | 0 | 0.364 | 1 | 1 | cs | TRUE
123 | LV_329-28_0_5_line_123 |  | 109 | 145 | 0.015748 | 0.125 | 0.08 | 261 | 0 | 0.364 | 1 | 1 | cs | TRUE
124 | LV_329-28_0_5_line_124 |  | 110 | 121 | 0.10381 | 0.125 | 0.08 | 261 | 0 | 0.364 | 1 | 1 | cs | TRUE
125 | LV_329-28_0_5_line_125 |  | 112 | 113 | 0.025524 | 0.125 | 0.08 | 261 | 0 | 0.364 | 1 | 1 | cs | TRUE
126 | LV_329-28_0_5_line_126 |  | 112 | 114 | 0.00032704 | 0.125 | 0.08 | 261 | 0 | 0.364 | 1 | 1 | cs | TRUE
127 | LV_329-28_0_5_line_127 |  | 114 | 115 | 0.020594 | 0.125 | 0.08 | 261 | 0 | 0.364 | 1 | 1 | cs | TRUE
128 | LV_329-28_0_5_line_128 |  | 115 | 116 | 0.0087511 | 0.125 | 0.08 | 261 | 0 | 0.364 | 1 | 1 | cs | TRUE
129 | LV_329-28_0_5_line_129 |  | 117 | 118 | 0.012215 | 0.125 | 0.08 | 261 | 0 | 0.364 | 1 | 4 | cs | TRUE
130 | LV_329-28_0_5_line_130 |  | 118 | 132 | 0.0088586 | 0.125 | 0.08 | 261 | 0 | 0.364 | 1 | 4 | cs | TRUE
131 | LV_329-28_0_5_line_131 |  | 118 | 130 | 0.025557 | 0.125 | 0.08 | 261 | 0 | 0.364 | 1 | 1 | cs | TRUE
132 | LV_329-28_0_5_line_132 |  | 119 | 120 | 0.093835 | 0.125 | 0.08 | 261 | 0 | 0.364 | 1 | 1 | cs | TRUE
133 | LV_329-28_0_5_line_133 |  | 120 | 121 | 0.057088 | 0.125 | 0.08 | 261 | 0 | 0.364 | 1 | 1 | cs | TRUE
134 | LV_329-28_0_5_line_134 |  | 122 | 123 | 0.01422 | 0.125 | 0.08 | 261 | 0 | 0.364 | 1 | 1 | cs | TRUE
135 | LV_329-28_0_5_line_135 |  | 122 | 124 | 0.15521 | 0.125 | 0.08 | 261 | 0 | 0.364 | 1 | 1 | cs | TRUE
136 | LV_329-28_0_5_line_136 |  | 125 | 126 | 0.018942 | 0.125 | 0.08 | 261 | 0 | 0.364 | 1 | 1 | cs | TRUE
137 | LV_329-28_0_5_line_137 |  | 126 | 148 | 0.0079954 | 0.125 | 0.08 | 261 | 0 | 0.364 | 1 | 1 | cs | TRUE
138 | LV_329-28_0_5_line_138 |  | 127 | 128 | 0.017574 | 0.125 | 0.08 | 261 | 0 | 0.364 | 1 | 1 | cs | TRUE
139 | LV_329-28_0_5_line_139 |  | 128 | 157 | 0.00023368 | 0.125 | 0.08 | 261 | 0 | 0.364 | 1 | 1 | cs | TRUE
140 | LV_329-28_0_5_line_140 |  | 129 | 130 | 0.0017571 | 0.125 | 0.08 | 261 | 0 | 0.364 | 1 | 1 | cs | TRUE
141 | LV_329-28_0_5_line_141 |  | 129 | 131 | 0.01178 | 0.125 | 0.08 | 261 | 0 | 0.364 | 1 | 1 | cs | TRUE
142 | LV_329-28_0_5_line_142 |  | 132 | 133 | 0.0084026 | 0.125 | 0.08 | 261 | 0 | 0.364 | 1 | 4 | cs | TRUE
143 | LV_329-28_0_5_line_143 |  | 133 | 134 | 0.0089407 | 0.125 | 0.08 | 261 | 0 | 0.364 | 1 | 4 | cs | TRUE
144 | LV_329-28_0_5_line_144 |  | 134 | 149 | 0.0056923 | 0.125 | 0.08 | 261 | 0 | 0.364 | 1 | 4 | cs | TRUE
145 | LV_329-28_0_5_line_145 |  | 135 | 136 | 0.0084832 | 0.125 | 0.08 | 261 | 0 | 0.364 | 1 | 4 | cs | TRUE
146 | LV_329-28_0_5_line_146 |  | 136 | 137 | 0.0099753 | 0.125 | 0.08 | 261 | 0 | 0.364 | 1 | 4 | cs | TRUE
147 | LV_329-28_0_5_line_147 |  | 136 | 138 | 0.024194 | 0.125 | 0.08 | 261 | 0 | 0.364 | 1 | 1 | cs | TRUE
148 | LV_329-28_0_5_line_148 |  | 137 | 139 | 0.023678 | 0.125 | 0.08 | 261 | 0 | 0.364 | 1 | 4 | cs | TRUE
149 | LV_329-28_0_5_line_149 |  | 138 | 140 | 0.026735 | 0.125 | 0.08 | 261 | 0 | 0.364 | 1 | 1 | cs | TRUE
150 | LV_329-28_0_5_line_150 |  | 139 | 164 | 0.033005 | 0.125 | 0.08 | 261 | 0 | 0.364 | 1 | 4 | cs | TRUE
151 | LV_329-28_0_5_line_151 |  | 139 | 165 | 0.027468 | 0.125 | 0.08 | 261 | 0 | 0.364 | 1 | 4 | cs | TRUE
152 | LV_329-28_0_5_line_152 |  | 140 | 166 | 0.012474 | 0.125 | 0.08 | 261 | 0 | 0.364 | 1 | 1 | cs | TRUE
153 | LV_329-28_0_5_line_153 |  | 141 | 142 | 0.021617 | 0.125 | 0.08 | 261 | 0 | 0.364 | 1 | 1 | cs | TRUE
154 | LV_329-28_0_5_line_154 |  | 141 | 143 | 0.025329 | 0.125 | 0.08 | 261 | 0 | 0.364 | 1 | 1 | cs | TRUE
155 | LV_329-28_0_5_line_155 |  | 145 | 146 | 0.0012678 | 0.125 | 0.08 | 261 | 0 | 0.364 | 1 | 1 | cs | TRUE
156 | LV_329-28_0_5_line_156 |  | 146 | 157 | 0.02091 | 0.125 | 0.08 | 261 | 0 | 0.364 | 1 | 1 | cs | TRUE
157 | LV_329-28_0_5_line_157 |  | 147 | 161 | 0.0054316 | 0.125 | 0.08 | 261 | 0 | 0.364 | 1 | 1 | cs | TRUE
158 | LV_329-28_0_5_line_158 |  | 147 | 160 | 0.045607 | 0.125 | 0.08 | 261 | 0 | 0.364 | 1 | 1 | cs | TRUE
159 | LV_329-28_0_5_line_159 |  | 149 | 150 | 0.010677 | 0.125 | 0.08 | 261 | 0 | 0.364 | 1 | 4 | cs | TRUE
160 | LV_329-28_0_5_line_160 |  | 150 | 151 | 0.0066711 | 0.125 | 0.08 | 261 | 0 | 0.364 | 1 | 4 | cs | TRUE
161 | LV_329-28_0_5_line_161 |  | 151 | 152 | 0.018693 | 0.125 | 0.08 | 261 | 0 | 0.364 | 1 | 4 | cs | TRUE
162 | LV_329-28_0_5_line_162 |  | 152 | 153 | 0.021013 | 0.125 | 0.08 | 261 | 0 | 0.364 | 1 | 2 | cs | TRUE
163 | LV_329-28_0_5_line_163 |  | 155 | 156 | 0.077912 | 0.125 | 0.08 | 261 | 0 | 0.364 | 1 | 4 | cs | TRUE
164 | LV_329-28_0_5_line_164 |  | 158 | 159 | 0.02204 | 0.125 | 0.08 | 261 | 0 | 0.364 | 1 | 1 | cs | TRUE
165 | LV_329-28_0_5_line_165 |  | 159 | 160 | 0.054265 | 0.125 | 0.08 | 261 | 0 | 0.364 | 1 | 1 | cs | TRUE
166 | LV_329-28_0_5_line_166 |  | 161 | 163 | 0.019196 | 0.125 | 0.08 | 261 | 0 | 0.364 | 1 | 1 | cs | TRUE
167 | LV_329-28_0_5_line_167 |  | 162 | 163 | 0.014046 | 0.125 | 0.08 | 261 | 0 | 0.364 | 1 | 1 | cs | TRUE
168 | LV_329-28_0_5_line_168 |  | 164 | 167 | 0.018 | 0.125 | 0.08 | 261 | 0 | 0.364 | 1 | 4 | cs | TRUE
169 | LV_329-28_0_5_line_169 |  | 165 | 168 | 0.044552 | 0.125 | 0.08 | 261 | 0 | 0.364 | 1 | 4 | cs | TRUE
170 | LV_329-28_0_5_line_170 |  | 167 | 169 | 0.0079144 | 0.125 | 0.08 | 261 | 0 | 0.364 | 1 | 4 | cs | TRUE
171 | LV_329-28_0_5_line_171 |  | 169 | 173 | 0.01009 | 0.125 | 0.08 | 261 | 0 | 0.364 | 1 | 4 | cs | TRUE
172 | LV_329-28_0_5_line_172 |  | 170 | 171 | 0.020798 | 0.125 | 0.08 | 261 | 0 | 0.364 | 1 | 1 | cs | TRUE
173 | LV_329-28_0_5_line_173 |  | 170 | 172 | 0.0057038 | 0.125 | 0.08 | 261 | 0 | 0.364 | 1 | 1 | cs | TRUE
174 | LV_329-28_0_5_line_174 |  | 171 | 173 | 0.021076 | 0.125 | 0.08 | 261 | 0 | 0.364 | 1 | 1 | cs | TRUE
175 | LV_329-28_0_5_line_175 |  | 175 | 178 | 0.041625 | 0.125 | 0.08 | 261 | 0 | 0.364 | 1 | 1 | cs | TRUE
176 | LV_329-28_0_5_line_176 |  | 175 | 179 | 0.029303 | 0.125 | 0.08 | 261 | 0 | 0.364 | 1 | 1 | cs | TRUE
177 | LV_329-28_0_5_line_177 |  | 176 | 177 | 0.129 | 0.125 | 0.08 | 261 | 0 | 0.364 | 1 | 1 | cs | TRUE
178 | LV_329-28_0_5_line_178 |  | 177 | 178 | 0.31721 | 0.125 | 0.08 | 261 | 0 | 0.364 | 1 | 1 | cs | TRUE
179 | LV_329-28_0_5_line_179 |  | 179 | 180 | 0.039241 | 0.125 | 0.08 | 261 | 0 | 0.364 | 1 | 1 | cs | TRUE

## trafo
| name | std_type | hv_bus | lv_bus | sn_mva | vn_hv_kv | vn_lv_kv | vk_percent | vkr_percent | pfe_kw | i0_percent | shift_degree | tap_side | tap_neutral | tap_min | tap_max | tap_step_percent | tap_step_degree | tap_pos | tap_phase_shifter | parallel | df | in_service
0 | LV_329-28_0_5_trafo_102 | 0.63 MVA 20/0.4 kV | 181 | 96 | 0.63 | 20 | 0.4 | 6 | 1.206 | 1.65 | 0.2619 | 150 | hv | 0 | -2 | 2 | 2.5 | 0 | 0 | FALSE | 1 | 1 | TRUE

## line_geodata
| x0 | y0 | x1 | y1 | x2 | y2 | x3 | y3 | x4 | y4 | x5 | y5 | x6 | y6
0 | 2627535.6452 | 1229692.3967 | 2627546.5594 | 1229702.7635
1 | 2627300.1284 | 1229532.0595 | 2627535.6452 | 1229692.3967
2 | 2627522.0092 | 1229737.1931 | 2627546.2118 | 1229709.1324 | 2627546.5594 | 1229702.7635 | 2627546.5594 | 1229702.7635
3 | 2627300.1284 | 1229532.0595 | 2627305.0581 | 1229468.7509
4 | 2627522.0092 | 1229737.1931 | 2627491.6118 | 1229764.8017
5 | 2627309.0643 | 1229456.6771 | 2627305.5052 | 1229463.0091 | 2627305.0581 | 1229468.7509
6 | 2627494.1215 | 1229816.9459 | 2627467.7277 | 1229786.4946 | 2627491.6118 | 1229764.8017
7 | 2627486.3571 | 1229823.5919 | 2627494.1215 | 1229816.9459
8 | 2627486.3571 | 1229823.5919 | 2627472.7607 | 1229807.1192
9 | 2627486.3571 | 1229823.5919 | 2627500.0631 | 1229829.4253
10 | 2627486.3571 | 1229823.5919 | 2627442.0234 | 1229858.1474
11 | 2627578.1155 | 1229771.6289 | 2627578.3799 | 1229779.9574 | 2627567.3086 | 1229795.6823 | 2627566.5865 | 1229796.3596
12 | 2627578.1155 | 1229771.6289 | 2627590.8654 | 1229761.504 | 2627593.5864 | 1229758.3338
13 | 2627566.5865 | 1229796.3596 | 2627566.1041 | 1229796.812
14 | 2627596.0586 | 1229755.4534 | 2627593.5864 | 1229758.3338
15 | 2627500.0631 | 1229829.4253 | 2627498.2108 | 1229846.705
16 | 2627524.043 | 1229839.62 | 2627500.0631 | 1229829.4253
17 | 2627435.834 | 1229862.9717 | 2627442.0234 | 1229858.1474
18 | 2627556.7541 | 1229805.5812 | 2627566.1041 | 1229796.812
19 | 2627596.0586 | 1229755.4534 | 2627600.3763 | 1229750.4229
20 | 2627681.1401 | 1229394.8158 | 2627655.004 | 1229387.3864 | 2627638.4339 | 1229384.3945
21 | 2627638.4339 | 1229384.3945 | 2627627.1301 | 1229382.3535
22 | 2627524.043 | 1229839.62 | 2627539.5174 | 1229821.7473 | 2627556.7541 | 1229805.5812
23 | 2627524.043 | 1229839.62 | 2627562.4044 | 1229855.098
24 | 2627606.8311 | 1229873.0232 | 2627562.4044 | 1229855.098
25 | 2627606.8311 | 1229873.0232 | 2627855.5545 | 1230372.8726
26 | 2627435.834 | 1229862.9717 | 2627421.5625 | 1229860.4648
27 | 2627342.1846 | 1229222.1281 | 2627343.7518 | 1229213.1298
28 | 2627338.7252 | 1229241.9916 | 2627342.1846 | 1229222.1281
29 | 2627346.826 | 1229195.478 | 2627343.7518 | 1229213.1298
30 | 2627334.7823 | 1229264.6311 | 2627338.7252 | 1229241.9916
31 | 2627346.826 | 1229195.478 | 2627347.5529 | 1229191.3046 | 2627347.7055 | 1229190.285
32 | 2627331.2682 | 1229284.8085 | 2627334.7823 | 1229264.6311
33 | 2627347.7055 | 1229190.285 | 2627348.483 | 1229185.0911
34 | 2627331.2682 | 1229284.8085 | 2627340.7316 | 1229286.0749 | 2627350.7971 | 1229284.8981 | 2627359.1177 | 1229282.6461 | 2627366.0852 | 1229280.0689
35 | 2627328.9822 | 1229297.628 | 2627331.2682 | 1229284.8085
36 | 2627348.483 | 1229185.0911 | 2627348.8326 | 1229182.7551
37 | 2627401.4851 | 1229266.9751 | 2627366.0852 | 1229280.0689
38 | 2627328.9822 | 1229297.628 | 2627315.9914 | 1229297.4016 | 2627312.4644 | 1229297.4078
39 | 2627328.9822 | 1229297.628 | 2627339.7057 | 1229299.9786
40 | 2627631.8392 | 1229322.8282 | 2627638.0243 | 1229323.679
41 | 2627631.8392 | 1229322.8282 | 2627630.1235 | 1229322.5921
42 | 2627661.0349 | 1229326.8445 | 2627638.0243 | 1229323.679
43 | 2627614.1128 | 1229320.3896 | 2627630.1235 | 1229322.5921
44 | 2627614.1128 | 1229320.3896 | 2627608.2129 | 1229319.601
45 | 2627614.1128 | 1229320.3896 | 2627614.5261 | 1229280.0114
46 | 2627608.2129 | 1229319.601 | 2627593.0393 | 1229317.5727
47 | 2627614.5261 | 1229280.0114 | 2627614.5971 | 1229273.0669
48 | 2627593.0393 | 1229317.5727 | 2627589.6667 | 1229317.1219
49 | 2627614.6629 | 1229266.647 | 2627614.5971 | 1229273.0669
50 | 2627232.808 | 1229107.8412 | 2627259.0514 | 1229108.1634
51 | 2627218.1892 | 1229107.6618 | 2627232.808 | 1229107.8412
52 | 2627259.0514 | 1229108.1634 | 2627269.7289 | 1229108.2944
53 | 2627218.1892 | 1229107.6618 | 2627218.4215 | 1229129.0856
54 | 2627198.6625 | 1229058.8321 | 2627213.2813 | 1229084.203 | 2627214.1984 | 1229087.4091 | 2627218.1892 | 1229107.6618
55 | 2627269.7289 | 1229108.2944 | 2627281.2803 | 1229108.4362
56 | 2627218.6947 | 1229154.2834 | 2627218.4215 | 1229129.0856
57 | 2627198.6625 | 1229058.8321 | 2627188.3364 | 1229062.7479
58 | 2627198.6625 | 1229058.8321 | 2627189 | 1229011.2686
59 | 2627294.5603 | 1229108.5992 | 2627281.2803 | 1229108.4362
60 | 2627218.6947 | 1229154.2834 | 2627218.85 | 1229168.6016 | 2627218.3584 | 1229170.5791
61 | 2627181.8274 | 1229065.2163 | 2627188.3364 | 1229062.7479
62 | 2627182.5015 | 1228979.2798 | 2627189 | 1229011.2686
63 | 2627303.5607 | 1229108.7584 | 2627294.7366 | 1229108.6014 | 2627294.5603 | 1229108.5992
64 | 2627210.5243 | 1229186.8746 | 2627215.9483 | 1229180.2731 | 2627218.3584 | 1229170.5791
65 | 2627167.5787 | 1229070.6196 | 2627181.8274 | 1229065.2163
66 | 2627181.1174 | 1228972.4666 | 2627182.5015 | 1228979.2798
67 | 2627525.7948 | 1229262.6846 | 2627525.8509 | 1229265.0344
68 | 2627525.216 | 1229238.4288 | 2627525.7948 | 1229262.6846
69 | 2627516.9755 | 1229296.2702 | 2627519.1981 | 1229293.1674 | 2627523.8203 | 1229283.0604 | 2627525.9775 | 1229270.3405 | 2627525.8509 | 1229265.0344
70 | 2627525.216 | 1229238.4288 | 2627502.4065 | 1229241.9453
71 | 2627525.216 | 1229238.4288 | 2627555.264 | 1229235.9679
72 | 2627512.6257 | 1229302.3426 | 2627516.9755 | 1229296.2702
73 | 2627502.4065 | 1229241.9453 | 2627481.6733 | 1229245.1417
74 | 2627555.264 | 1229235.9679 | 2627573.3094 | 1229234.4899
75 | 2627512.6257 | 1229302.3426 | 2627532.8971 | 1229307.706
76 | 2627512.6257 | 1229302.3426 | 2627507.7935 | 1229303.8563
77 | 2627481.6733 | 1229245.1417 | 2627453.6051 | 1229249.4689
78 | 2627573.3094 | 1229234.4899 | 2627598.3735 | 1229232.4372
79 | 2627532.8971 | 1229307.706 | 2627534.6932 | 1229308.1812
80 | 2627507.7935 | 1229303.8563 | 2627488.0383 | 1229310.0449 | 2627485.7281 | 1229311.2428
81 | 2627425.0881 | 1229253.8653 | 2627453.6051 | 1229249.4689
82 | 2627170.737 | 1229250.5828 | 2627174.381 | 1229281.5481
83 | 2627170.737 | 1229250.5828 | 2627170.5307 | 1229248.8294 | 2627167.7519 | 1229226.6361
84 | 2627181.1593 | 1229295.2504 | 2627175.6647 | 1229292.457 | 2627174.381 | 1229281.5481
85 | 2627167.4901 | 1229224.5454 | 2627167.7519 | 1229226.6361
86 | 2627181.1593 | 1229295.2504 | 2627199.0219 | 1229296.4229
87 | 2627181.1593 | 1229295.2504 | 2627185.4971 | 1229320.971
88 | 2627160.7357 | 1229203.98 | 2627167.4901 | 1229224.5454
89 | 2627167.4901 | 1229224.5454 | 2627188.1022 | 1229228.0415 | 2627195.1882 | 1229228.6411
90 | 2627199.0219 | 1229296.4229 | 2627226.769 | 1229298.2442
91 | 2627187.2222 | 1229331.1997 | 2627185.4971 | 1229320.971
92 | 2627160.7357 | 1229203.98 | 2627176.517 | 1229199.0638
93 | 2627209.5575 | 1229229.8571 | 2627195.1882 | 1229228.6411
94 | 2627251.0667 | 1229299.8391 | 2627226.769 | 1229298.2442
95 | 2627187.2222 | 1229331.1997 | 2627200.543 | 1229385.1931 | 2627207.7217 | 1229417.2786
96 | 2627176.517 | 1229199.0638 | 2627187.5381 | 1229195.6305 | 2627210.5243 | 1229186.8746 | 2627210.5243 | 1229186.8746
97 | 2627209.5575 | 1229229.8571 | 2627217.5498 | 1229230.5334
98 | 2627252.9427 | 1229233.5285 | 2627242.2416 | 1229232.6229
99 | 2627257.0921 | 1229233.8796 | 2627252.9427 | 1229233.5285
100 | 2627242.2416 | 1229232.6229 | 2627217.5498 | 1229230.5334
101 | 2627260.3215 | 1229234.1529 | 2627257.0921 | 1229233.8796
102 | 2627431.4368 | 1229310.8501 | 2627441.5333 | 1229312.1903
103 | 2627431.4368 | 1229310.8501 | 2627428.6389 | 1229310.4788
104 | 2627475.266 | 1229316.6677 | 2627441.5333 | 1229312.1903
105 | 2627475.266 | 1229316.6677 | 2627485.7281 | 1229311.2428
106 | 2627475.266 | 1229316.6677 | 2627482.3364 | 1229320.9773
107 | 2627482.3364 | 1229320.9773 | 2627490.5026 | 1229325.9547 | 2627537.4022 | 1229355.3335 | 2627561.7763 | 1229365.8899
108 | 2627377.4747 | 1229303.6876 | 2627374.8637 | 1229320.9707
109 | 2627339.7057 | 1229299.9786 | 2627346.3256 | 1229300.198 | 2627377.4747 | 1229303.6876
110 | 2627374.825 | 1229321.2269 | 2627374.8637 | 1229320.9707
111 | 2627339.7057 | 1229299.9786 | 2627338.8455 | 1229310.7811 | 2627337.9162 | 1229324.543
112 | 2627574.2141 | 1229370.9465 | 2627563.4016 | 1229366.5938 | 2627561.7763 | 1229365.8899
113 | 2627373.4431 | 1229330.374 | 2627374.825 | 1229321.2269
114 | 2627337.9162 | 1229324.543 | 2627335.6945 | 1229357.4445
115 | 2627425.0881 | 1229253.8653 | 2627436.1578 | 1229237.7725
116 | 2627425.0881 | 1229253.8653 | 2627417.5556 | 1229258.4319
117 | 2627450.2722 | 1229195.3339 | 2627451.0187 | 1229204.6106 | 2627449.0483 | 1229216.2752 | 2627443.6816 | 1229226.8346 | 2627436.1578 | 1229237.7725
118 | 2627406.5599 | 1229265.098 | 2627406.5599 | 1229265.098 | 2627417.5556 | 1229258.4319
119 | 2627441.3258 | 1229113.0146 | 2627441.2576 | 1229144.6072 | 2627446.2897 | 1229168.845 | 2627449.8794 | 1229190.4523 | 2627450.2722 | 1229195.3339
120 | 2627401.4851 | 1229266.9751 | 2627406.5599 | 1229265.098
121 | 2627614.6629 | 1229266.647 | 2627614.7796 | 1229255.2416
122 | 2627574.2141 | 1229370.9465 | 2627581.2356 | 1229372.4953
123 | 2627574.058 | 1229315.0354 | 2627589.6667 | 1229317.1219
124 | 2627501.8381 | 1229048.1394 | 2627502.2671 | 1229052.0437 | 2627498.1533 | 1229076.6841 | 2627483.8273 | 1229086.624 | 2627472.1604 | 1229094.9085 | 2627441.351 | 1229101.3371 | 2627441.3258 | 1229113.0146
125 | 2627303.5607 | 1229108.7584 | 2627329.0808 | 1229109.2125
126 | 2627329.4078 | 1229109.2183 | 2627329.0808 | 1229109.2125
127 | 2627329.4078 | 1229109.2183 | 2627349.4661 | 1229109.5752 | 2627349.993 | 1229109.6535
128 | 2627358.649 | 1229110.9404 | 2627358.649 | 1229110.9404 | 2627349.993 | 1229109.6535
129 | 2627300.2496 | 1229297.4295 | 2627312.4644 | 1229297.4078
130 | 2627300.2496 | 1229297.4295 | 2627291.4016 | 1229297.863
131 | 2627300.2496 | 1229297.4295 | 2627300.5286 | 1229322.9852
132 | 2627444.9047 | 1229049.5154 | 2627418.3667 | 1229045.3308 | 2627367.036 | 1229036.5896 | 2627352.3915 | 1229033.8465
133 | 2627501.8381 | 1229048.1394 | 2627463.8118 | 1229050.6211 | 2627450.7597 | 1229050.4386 | 2627444.9047 | 1229049.5154
134 | 2627287.3488 | 1228859.3011 | 2627300.6 | 1228854.1415
135 | 2627181.1174 | 1228972.4666 | 2627287.3488 | 1228859.3011
136 | 2627351.6368 | 1229164.0219 | 2627348.8326 | 1229182.7551
137 | 2627352.8205 | 1229156.1146 | 2627351.6368 | 1229164.0219
138 | 2627551.9129 | 1229311.6153 | 2627539.9546 | 1229309.5732 | 2627534.6932 | 1229308.1812
139 | 2627552.1432 | 1229311.6546 | 2627551.9129 | 1229311.6153
140 | 2627300.5478 | 1229324.7422 | 2627300.5286 | 1229322.9852
141 | 2627300.6764 | 1229336.5217 | 2627300.5478 | 1229324.7422
142 | 2627291.4016 | 1229297.863 | 2627283.0091 | 1229298.2741
143 | 2627274.0791 | 1229298.7116 | 2627283.0091 | 1229298.2741
144 | 2627268.3936 | 1229298.9902 | 2627274.0791 | 1229298.7116
145 | 2627335.123 | 1229365.9084 | 2627335.6945 | 1229357.4445
146 | 2627335.123 | 1229365.9084 | 2627334.4508 | 1229375.8611
147 | 2627335.123 | 1229365.9084 | 2627359.2304 | 1229367.958
148 | 2627332.8553 | 1229399.485 | 2627334.4508 | 1229375.8611
149 | 2627385.8697 | 1229370.2229 | 2627359.2304 | 1229367.958
150 | 2627332.8553 | 1229399.485 | 2627330.6357 | 1229432.4155
151 | 2627332.8553 | 1229399.485 | 2627360.0155 | 1229403.5845
152 | 2627398.299 | 1229371.2796 | 2627385.8697 | 1229370.2229
153 | 2627581.2356 | 1229372.4953 | 2627602.345 | 1229377.1518
154 | 2627627.1301 | 1229382.3535 | 2627620.4973 | 1229381.1559 | 2627602.345 | 1229377.1518
155 | 2627574.058 | 1229315.0354 | 2627572.8014 | 1229314.8675
156 | 2627572.8014 | 1229314.8675 | 2627564.3129 | 1229313.7328 | 2627552.1432 | 1229311.6546
157 | 2627167.5787 | 1229070.6196 | 2627163.4217 | 1229074.1156
158 | 2627167.5787 | 1229070.6196 | 2627161.1053 | 1229069.7896 | 2627156.2731 | 1229066.2321 | 2627144.5823 | 1229035.2872
159 | 2627268.3936 | 1229298.9902 | 2627257.7298 | 1229299.5127
160 | 2627251.0667 | 1229299.8391 | 2627257.7298 | 1229299.5127
161 | 2627251.0667 | 1229299.8391 | 2627251.2665 | 1229318.5307
162 | 2627251.4911 | 1229339.5428 | 2627251.2665 | 1229318.5307
163 | 2627207.7217 | 1229417.2786 | 2627284.9966 | 1229405.7138
164 | 2627126.4735 | 1228984.1416 | 2627119.4048 | 1228963.266
165 | 2627126.4735 | 1228984.1416 | 2627136.9607 | 1229015.1133 | 2627144.5823 | 1229035.2872
166 | 2627148.73 | 1229086.4709 | 2627163.4217 | 1229074.1156
167 | 2627148.73 | 1229086.4709 | 2627140.7945 | 1229093.1445 | 2627137.1211 | 1229092.9832 | 2627137.1211 | 1229092.9832
168 | 2627325.5583 | 1229449.4595 | 2627330.2379 | 1229438.3186 | 2627330.6357 | 1229432.4155
169 | 2627371.9636 | 1229434.6969 | 2627375.3988 | 1229405.9064 | 2627360.0155 | 1229403.5845
170 | 2627325.5583 | 1229449.4595 | 2627318.3268 | 1229452.6756
171 | 2627309.0643 | 1229456.6771 | 2627317.2693 | 1229453.1459 | 2627318.3268 | 1229452.6756
172 | 2627299.3921 | 1229439.7445 | 2627295.2592 | 1229419.3617
173 | 2627294.1257 | 1229413.7716 | 2627295.2592 | 1229419.3617
174 | 2627309.0643 | 1229456.6771 | 2627301.8742 | 1229451.9858 | 2627299.3921 | 1229439.7445
175 | 2627855.5545 | 1230372.8726 | 2627891.5306 | 1230393.9871
176 | 2627855.5545 | 1230372.8726 | 2627845.5794 | 1230400.4316
177 | 2628199.323 | 1230470.6938 | 2628193.2058 | 1230495.769 | 2628185.9463 | 1230534.9362 | 2628189.74 | 1230562.3041 | 2628179.5324 | 1230596.5362
178 | 2627891.5306 | 1230393.9871 | 2628199.323 | 1230470.6938
179 | 2627879.3178 | 1230420.635 | 2627845.5794 | 1230400.4316

## bus_geodata
| x | y | coords
0 | 2627535.6452 | 1229692.3967
1 | 2627546.5594 | 1229702.7635
2 | 2627300.1284 | 1229532.0594
3 | 2627522.0092 | 1229737.1931
4 | 2627305.0581 | 1229468.7509
5 | 2627491.6118 | 1229764.8017
6 | 2627494.1215 | 1229816.9459
7 | 2627486.3571 | 1229823.5919
8 | 2627578.1155 | 1229771.6289
9 | 2627566.5865 | 1229796.3596
10 | 2627593.5864 | 1229758.3338
11 | 2627472.7607 | 1229807.1192
12 | 2627500.0631 | 1229829.4253
13 | 2627442.0234 | 1229858.1474
14 | 2627566.1041 | 1229796.812
15 | 2627596.0586 | 1229755.4534
16 | 2627600.3763 | 1229750.4229
17 | 2627681.1401 | 1229394.8158
18 | 2627638.4339 | 1229384.3945
19 | 2627556.7541 | 1229805.5812
20 | 2627524.043 | 1229839.62
21 | 2627562.4044 | 1229855.098
22 | 2627498.2108 | 1229846.705
23 | 2627606.8311 | 1229873.0232
24 | 2627435.834 | 1229862.9717
25 | 2627342.1846 | 1229222.1281
26 | 2627343.7518 | 1229213.1298
27 | 2627338.7252 | 1229241.9916
28 | 2627346.826 | 1229195.478
29 | 2627334.7823 | 1229264.6311
30 | 2627347.7055 | 1229190.285
31 | 2627331.2682 | 1229284.8085
32 | 2627348.483 | 1229185.0911
33 | 2627366.0852 | 1229280.0689
34 | 2627328.9822 | 1229297.628
35 | 2627631.8392 | 1229322.8282
36 | 2627638.0243 | 1229323.679
37 | 2627630.1235 | 1229322.5921
38 | 2627661.0349 | 1229326.8445
39 | 2627614.1128 | 1229320.3896
40 | 2627608.2129 | 1229319.601
41 | 2627614.5261 | 1229280.0114
42 | 2627593.0393 | 1229317.5727
43 | 2627614.5971 | 1229273.0669
44 | 2627232.808 | 1229107.8412
45 | 2627259.0514 | 1229108.1634
46 | 2627218.1892 | 1229107.6618
47 | 2627269.7289 | 1229108.2944
48 | 2627218.4215 | 1229129.0856
49 | 2627198.6625 | 1229058.8321
50 | 2627281.2803 | 1229108.4362
51 | 2627218.6947 | 1229154.2834
52 | 2627188.3364 | 1229062.7479
53 | 2627189 | 1229011.2686
54 | 2627294.5603 | 1229108.5992
55 | 2627218.3584 | 1229170.5791
56 | 2627181.8274 | 1229065.2163
57 | 2627182.5015 | 1228979.2798
58 | 2627525.7948 | 1229262.6846
59 | 2627525.8509 | 1229265.0344
60 | 2627525.216 | 1229238.4288
61 | 2627516.9755 | 1229296.2702
62 | 2627502.4065 | 1229241.9453
63 | 2627555.264 | 1229235.9679
64 | 2627512.6257 | 1229302.3426
65 | 2627481.6733 | 1229245.1417
66 | 2627573.3094 | 1229234.4899
67 | 2627532.8971 | 1229307.706
68 | 2627507.7935 | 1229303.8563
69 | 2627453.6051 | 1229249.4689
70 | 2627598.3735 | 1229232.4372
71 | 2627170.737 | 1229250.5828
72 | 2627174.381 | 1229281.5481
73 | 2627167.7519 | 1229226.6361
74 | 2627181.1593 | 1229295.2504
75 | 2627167.4901 | 1229224.5454
76 | 2627199.0219 | 1229296.4229
77 | 2627185.4971 | 1229320.971
78 | 2627160.7357 | 1229203.98
79 | 2627195.1882 | 1229228.6411
80 | 2627226.7691 | 1229298.2442
81 | 2627187.2222 | 1229331.1997
82 | 2627176.517 | 1229199.0638
83 | 2627209.5575 | 1229229.8571
84 | 2627252.9427 | 1229233.5285
85 | 2627242.2416 | 1229232.6229
86 | 2627257.0921 | 1229233.8796
87 | 2627217.5498 | 1229230.5334
88 | 2627260.3215 | 1229234.1529
89 | 2627431.4368 | 1229310.8501
90 | 2627441.5333 | 1229312.1903
91 | 2627428.6389 | 1229310.4788
92 | 2627475.266 | 1229316.6677
93 | 2627485.7281 | 1229311.2428
94 | 2627482.3364 | 1229320.9773
95 | 2627377.4747 | 1229303.6876
96 | 2627374.8637 | 1229320.9707
97 | 2627339.7057 | 1229299.9786
98 | 2627561.7763 | 1229365.8899
99 | 2627374.825 | 1229321.2269
100 | 2627337.9162 | 1229324.543
101 | 2627425.0881 | 1229253.8653
102 | 2627436.1578 | 1229237.7725
103 | 2627417.5556 | 1229258.4319
104 | 2627450.2722 | 1229195.3339
105 | 2627406.5599 | 1229265.098
106 | 2627614.7796 | 1229255.2416
107 | 2627614.6629 | 1229266.647
108 | 2627574.2141 | 1229370.9465
109 | 2627589.6667 | 1229317.1219
110 | 2627441.3258 | 1229113.0146
111 | 2627401.4851 | 1229266.9751
112 | 2627329.0808 | 1229109.2125
113 | 2627303.5607 | 1229108.7584
114 | 2627329.4078 | 1229109.2183
115 | 2627349.993 | 1229109.6535
116 | 2627358.649 | 1229110.9404
117 | 2627312.4644 | 1229297.4078
118 | 2627300.2496 | 1229297.4295
119 | 2627352.3915 | 1229033.8465
120 | 2627444.9047 | 1229049.5154
121 | 2627501.8381 | 1229048.1394
122 | 2627287.3488 | 1228859.3011
123 | 2627300.6 | 1228854.1415
124 | 2627181.1174 | 1228972.4666
125 | 2627348.8326 | 1229182.7551
126 | 2627351.6368 | 1229164.0219
127 | 2627534.6932 | 1229308.1812
128 | 2627551.9129 | 1229311.6153
129 | 2627300.5478 | 1229324.7422
130 | 2627300.5286 | 1229322.9852
131 | 2627300.6764 | 1229336.5217
132 | 2627291.4016 | 1229297.863
133 | 2627283.0091 | 1229298.2741
134 | 2627274.0791 | 1229298.7116
135 | 2627335.6945 | 1229357.4445
136 | 2627335.123 | 1229365.9084
137 | 2627334.4508 | 1229375.8611
138 | 2627359.2304 | 1229367.958
139 | 2627332.8553 | 1229399.485
140 | 2627385.8697 | 1229370.2229
141 | 2627602.345 | 1229377.1518
142 | 2627581.2356 | 1229372.4953
143 | 2627627.1301 | 1229382.3535
144 | 2627373.4431 | 1229330.374
145 | 2627574.058 | 1229315.0354
146 | 2627572.8014 | 1229314.8675
147 | 2627167.5787 | 1229070.6196
148 | 2627352.8205 | 1229156.1146
149 | 2627268.3936 | 1229298.9902
150 | 2627257.7298 | 1229299.5127
151 | 2627251.0667 | 1229299.8391
152 | 2627251.2665 | 1229318.5307
153 | 2627251.4911 | 1229339.5428
154 | 2627210.5243 | 1229186.8746
155 | 2627207.7217 | 1229417.2786
156 | 2627284.9966 | 1229405.7138
157 | 2627552.1432 | 1229311.6546
158 | 2627119.4048 | 1228963.266
159 | 2627126.4735 | 1228984.1416
160 | 2627144.5823 | 1229035.2872
161 | 2627163.4217 | 1229074.1156
162 | 2627137.1211 | 1229092.9832
163 | 2627148.73 | 1229086.4709
164 | 2627330.6357 | 1229432.4155
165 | 2627360.0155 | 1229403.5845
166 | 2627398.299 | 1229371.2796
167 | 2627325.5583 | 1229449.4595
168 | 2627371.9636 | 1229434.6969
169 | 2627318.3268 | 1229452.6756
170 | 2627295.2592 | 1229419.3617
171 | 2627299.3921 | 1229439.7445
172 | 2627294.1257 | 1229413.7716
173 | 2627309.0643 | 1229456.6771
174 | 2627421.5625 | 1229860.4648
175 | 2627855.5545 | 1230372.8726
176 | 2628179.5324 | 1230596.5362
177 | 2628199.323 | 1230470.6938
178 | 2627891.5306 | 1230393.9871
179 | 2627845.5794 | 1230400.4316
180 | 2627879.3178 | 1230420.635
181 | 2627373.4431 | 1229330.374

## line_std_types
| c_nf_per_km | r_ohm_per_km | x_ohm_per_km | max_i_ka | type | q_mm2 | alpha | voltage_rating
NAYY 4x50 SE | 210 | 0.642 | 0.083 | 0.142 | cs | 50 | 0.00403 | LV
NAYY 4x120 SE | 264 | 0.225 | 0.08 | 0.242 | cs | 120 | 0.00403 | LV
NAYY 4x150 SE | 261 | 0.208 | 0.08 | 0.27 | cs | 150 | 0.00403 | LV
NA2XS2Y 1x95 RM/25 12/20 kV | 216 | 0.313 | 0.132 | 0.252 | cs | 95 | 0.00403 | MV
NA2XS2Y 1x185 RM/25 12/20 kV | 273 | 0.161 | 0.117 | 0.362 | cs | 185 | 0.00403 | MV
NA2XS2Y 1x240 RM/25 12/20 kV | 304 | 0.122 | 0.112 | 0.421 | cs | 240 | 0.00403 | MV
NA2XS2Y 1x95 RM/25 6/10 kV | 315 | 0.313 | 0.123 | 0.249 | cs | 95 | 0.00403 | MV
NA2XS2Y 1x185 RM/25 6/10 kV | 406 | 0.161 | 0.11 | 0.358 | cs | 185 | 0.00403 | MV
NA2XS2Y 1x240 RM/25 6/10 kV | 456 | 0.122 | 0.105 | 0.416 | cs | 240 | 0.00403 | MV
NA2XS2Y 1x150 RM/25 12/20 kV | 250 | 0.206 | 0.116 | 0.319 | cs | 150 | 0.00403 | MV
NA2XS2Y 1x120 RM/25 12/20 kV | 230 | 0.253 | 0.119 | 0.283 | cs | 120 | 0.00403 | MV
NA2XS2Y 1x70 RM/25 12/20 kV | 190 | 0.443 | 0.132 | 0.22 | cs | 70 | 0.00403 | MV
NA2XS2Y 1x150 RM/25 6/10 kV | 360 | 0.206 | 0.11 | 0.315 | cs | 150 | 0.00403 | MV
NA2XS2Y 1x120 RM/25 6/10 kV | 340 | 0.253 | 0.113 | 0.28 | cs | 120 | 0.00403 | MV
NA2XS2Y 1x70 RM/25 6/10 kV | 280 | 0.443 | 0.123 | 0.217 | cs | 70 | 0.00403 | MV
N2XS(FL)2Y 1x120 RM/35 64/110 kV | 112 | 0.153 | 0.166 | 0.366 | cs | 120 | 0.00393 | HV
N2XS(FL)2Y 1x185 RM/35 64/110 kV | 125 | 0.099 | 0.156 | 0.457 | cs | 185 | 0.00393 | HV
N2XS(FL)2Y 1x240 RM/35 64/110 kV | 135 | 0.075 | 0.149 | 0.526 | cs | 240 | 0.00393 | HV
N2XS(FL)2Y 1x300 RM/35 64/110 kV | 144 | 0.06 | 0.144 | 0.588 | cs | 300 | 0.00393 | HV
15-AL1/3-ST1A 0.4 | 11 | 1.8769 | 0.35 | 0.105 | ol | 16 | 0.00403 | LV
24-AL1/4-ST1A 0.4 | 11.25 | 1.2012 | 0.335 | 0.14 | ol | 24 | 0.00403 | LV
48-AL1/8-ST1A 0.4 | 12.2 | 0.5939 | 0.3 | 0.21 | ol | 48 | 0.00403 | LV
94-AL1/15-ST1A 0.4 | 13.2 | 0.306 | 0.29 | 0.35 | ol | 94 | 0.00403 | LV
34-AL1/6-ST1A 10.0 | 9.7 | 0.8342 | 0.36 | 0.17 | ol | 34 | 0.00403 | MV
48-AL1/8-ST1A 10.0 | 10.1 | 0.5939 | 0.35 | 0.21 | ol | 48 | 0.00403 | MV
70-AL1/11-ST1A 10.0 | 10.4 | 0.4132 | 0.339 | 0.29 | ol | 70 | 0.00403 | MV
94-AL1/15-ST1A 10.0 | 10.75 | 0.306 | 0.33 | 0.35 | ol | 94 | 0.00403 | MV
122-AL1/20-ST1A 10.0 | 11.1 | 0.2376 | 0.323 | 0.41 | ol | 122 | 0.00403 | MV
149-AL1/24-ST1A 10.0 | 11.25 | 0.194 | 0.315 | 0.47 | ol | 149 | 0.00403 | MV
34-AL1/6-ST1A 20.0 | 9.15 | 0.8342 | 0.382 | 0.17 | ol | 34 | 0.00403 | MV
48-AL1/8-ST1A 20.0 | 9.5 | 0.5939 | 0.372 | 0.21 | ol | 48 | 0.00403 | MV
70-AL1/11-ST1A 20.0 | 9.7 | 0.4132 | 0.36 | 0.29 | ol | 70 | 0.00403 | MV
94-AL1/15-ST1A 20.0 | 10 | 0.306 | 0.35 | 0.35 | ol | 94 | 0.00403 | MV
122-AL1/20-ST1A 20.0 | 10.3 | 0.2376 | 0.344 | 0.41 | ol | 122 | 0.00403 | MV
149-AL1/24-ST1A 20.0 | 10.5 | 0.194 | 0.337 | 0.47 | ol | 149 | 0.00403 | MV
184-AL1/30-ST1A 20.0 | 10.75 | 0.1571 | 0.33 | 0.535 | ol | 184 | 0.00403 | MV
243-AL1/39-ST1A 20.0 | 11 | 0.1188 | 0.32 | 0.645 | ol | 243 | 0.00403 | MV
48-AL1/8-ST1A 110.0 | 8 | 0.5939 | 0.46 | 0.21 | ol | 48 | 0.00403 | HV
70-AL1/11-ST1A 110.0 | 8.4 | 0.4132 | 0.45 | 0.29 | ol | 70 | 0.00403 | HV
94-AL1/15-ST1A 110.0 | 8.65 | 0.306 | 0.44 | 0.35 | ol | 94 | 0.00403 | HV
122-AL1/20-ST1A 110.0 | 8.5 | 0.2376 | 0.43 | 0.41 | ol | 122 | 0.00403 | HV
149-AL1/24-ST1A 110.0 | 8.75 | 0.194 | 0.41 | 0.47 | ol | 149 | 0.00403 | HV
184-AL1/30-ST1A 110.0 | 8.8 | 0.1571 | 0.4 | 0.535 | ol | 184 | 0.00403 | HV
243-AL1/39-ST1A 110.0 | 9 | 0.1188 | 0.39 | 0.645 | ol | 243 | 0.00403 | HV
305-AL1/39-ST1A 110.0 | 9.2 | 0.0949 | 0.38 | 0.74 | ol | 305 | 0.00403 | HV
490-AL1/64-ST1A 110.0 | 9.75 | 0.059 | 0.37 | 0.96 | ol | 490 | 0.00403 | HV
679-AL1/86-ST1A 110.0 | 9.95 | 0.042 | 0.36 | 1.15 | ol | 679 | 0.00403 | HV
490-AL1/64-ST1A 220.0 | 10 | 0.059 | 0.285 | 0.96 | ol | 490 | 0.00403 | HV
679-AL1/86-ST1A 220.0 | 11.7 | 0.042 | 0.275 | 1.15 | ol | 679 | 0.00403 | HV
490-AL1/64-ST1A 380.0 | 11 | 0.059 | 0.253 | 0.96 | ol | 490 | 0.00403 | HV
679-AL1/86-ST1A 380.0 | 14.6 | 0.042 | 0.25 | 1.15 | ol | 679 | 0.00403 | HV

## trafo_std_types
| i0_percent | pfe_kw | vkr_percent | sn_mva | vn_lv_kv | vn_hv_kv | vk_percent | shift_degree | vector_group | tap_side | tap_neutral | tap_min | tap_max | tap_step_degree | tap_step_percent | tap_phase_shifter
160 MVA 380/110 kV | 0.06 | 60 | 0.25 | 160 | 110 | 380 | 12.2 | 0 | Yy0 | hv | 0 | -9 | 9 | 0 | 1.5 | FALSE
100 MVA 220/110 kV | 0.06 | 55 | 0.26 | 100 | 110 | 220 | 12 | 0 | Yy0 | hv | 0 | -9 | 9 | 0 | 1.5 | FALSE
63 MVA 110/20 kV | 0.04 | 22 | 0.32 | 63 | 20 | 110 | 18 | 150 | YNd5 | hv | 0 | -9 | 9 | 0 | 1.5 | FALSE
40 MVA 110/20 kV | 0.05 | 18 | 0.34 | 40 | 20 | 110 | 16.2 | 150 | YNd5 | hv | 0 | -9 | 9 | 0 | 1.5 | FALSE
25 MVA 110/20 kV | 0.07 | 14 | 0.41 | 25 | 20 | 110 | 12 | 150 | YNd5 | hv | 0 | -9 | 9 | 0 | 1.5 | FALSE
63 MVA 110/10 kV | 0.04 | 22 | 0.32 | 63 | 10 | 110 | 18 | 150 | YNd5 | hv | 0 | -9 | 9 | 0 | 1.5 | FALSE
40 MVA 110/10 kV | 0.05 | 18 | 0.34 | 40 | 10 | 110 | 16.2 | 150 | YNd5 | hv | 0 | -9 | 9 | 0 | 1.5 | FALSE
25 MVA 110/10 kV | 0.07 | 14 | 0.41 | 25 | 10 | 110 | 12 | 150 | YNd5 | hv | 0 | -9 | 9 | 0 | 1.5 | FALSE
0.25 MVA 20/0.4 kV | 0.32 | 0.8 | 1.44 | 0.25 | 0.4 | 20 | 6 | 150 | Yzn5 | hv | 0 | -2 | 2 | 0 | 2.5 | FALSE
0.4 MVA 20/0.4 kV | 0.3375 | 1.35 | 1.425 | 0.4 | 0.4 | 20 | 6 | 150 | Dyn5 | hv | 0 | -2 | 2 | 0 | 2.5 | FALSE
0.63 MVA 20/0.4 kV | 0.2619 | 1.65 | 1.206 | 0.63 | 0.4 | 20 | 6 | 150 | Dyn5 | hv | 0 | -2 | 2 | 0 | 2.5 | FALSE
0.25 MVA 10/0.4 kV | 0.24 | 0.6 | 1.2 | 0.25 | 0.4 | 10 | 4 | 150 | Dyn5 | hv | 0 | -2 | 2 | 0 | 2.5 | FALSE
0.4 MVA 10/0.4 kV | 0.2375 | 0.95 | 1.325 | 0.4 | 0.4 | 10 | 4 | 150 | Dyn5 | hv | 0 | -2 | 2 | 0 | 2.5 | FALSE
0.63 MVA 10/0.4 kV | 0.1873 | 1.18 | 1.0794 | 0.63 | 0.4 | 10 | 4 | 150 | Dyn5 | hv | 0 | -2 | 2 | 0 | 2.5 | FALSE

## trafo3w_std_types
| sn_hv_mva | sn_mv_mva | sn_lv_mva | vn_hv_kv | vn_mv_kv | vn_lv_kv | vk_hv_percent | vk_mv_percent | vk_lv_percent | vkr_hv_percent | vkr_mv_percent | vkr_lv_percent | pfe_kw | i0_percent | shift_mv_degree | shift_lv_degree | vector_group | tap_side | tap_neutral | tap_min | tap_max | tap_step_percent
63/25/38 MVA 110/20/10 kV | 63 | 25 | 38 | 110 | 20 | 10 | 10.4 | 10.4 | 10.4 | 0.28 | 0.32 | 0.35 | 35 | 0.89 | 0 | 0 | YN0yn0yn0 | hv | 0 | -10 | 10 | 1.2
63/25/38 MVA 110/10/10 kV | 63 | 25 | 38 | 110 | 10 | 10 | 10.4 | 10.4 | 10.4 | 0.28 | 0.32 | 0.35 | 35 | 0.89 | 0 | 0 | YN0yn0yn0 | hv | 0 | -10 | 10 | 1.2

## fuse_std_types
| fuse_type | i_rated_a | t_avg | t_min | t_total | x_avg | x_min | x_total
HV 100A | HV 100A | 100 | 0 | [10.0, 3.64, 0.854, 0.281, 0.1, 0.0531, 0.022, 0.01] | [10.0, 4.267, 1.21, 0.403, 0.1, 0.058, 0.022, 0.01] | 0 | [300.0, 350.0, 450.0, 550.0, 700.0, 850.0, 1200.0, 1752.0] | [600.0, 700.0, 900.0, 1150.0, 1665.0, 2000.0, 3000.0, 4313.0]
HV 10A | HV 10A | 10 | 0 | [10.0, 1675.0, 0.344, 0.156, 0.1, 0.0417, 0.0171, 0.01] | [10.0, 1.3, 0.3, 0.155, 0.1, 0.0555, 0.023, 0.01] | 0 | [30.0, 32.0, 35.0, 37.0, 39.0, 50.0, 70.0, 88.0] | [60.0, 70.0, 80.0, 87.0, 94.0, 110.0, 150.0, 216.0]
HV 125A | HV 125A | 125 | 0 | [10.0, 1.82, 0.344, 0.1, 0.0467, 0.0269, 0.01] | [10.0, 2.478, 0.426, 0.1, 0.0427, 0.0211, 0.01] | 0 | [375.0, 500.0, 700.0, 925.0, 1200.0, 1500.0, 2341.0] | [750.0, 1000.0, 1500.0, 2200.0, 3000.0, 4000.0, 5765.0]
HV 160A | HV 160A | 160 | 0 | [10.0, 4.15, 1.03, 0.198, 0.1, 0.051, 0.0172, 0.01] | [10.0, 2.3, 0.734, 0.274, 0.1, 0.046, 0.0177, 0.01] | 0 | [480.0, 550.0, 700.0, 1000.0, 1260.0, 1600.0, 2500.0, 3227.0] | [960.0, 1300.0, 1700.0, 2200.0, 2996.0, 4000.0, 6000.0, 7946.0]
HV 16A | HV 16A | 16 | 0 | [10.0, 0.352, 0.164, 0.1, 0.0649, 0.0342, 0.01] | [10.0, 2.34, 0.722, 0.181, 0.1, 0.055, 0.0296, 0.01] | 0 | [48.0, 60.0, 65.0, 71.0, 80.0, 100.0, 162.0] | [96.0, 110.0, 125.0, 150.0, 168.0, 200.0, 250.0, 398.0]
HV 200A | HV 200A | 200 | 0 | [10.0, 4.267, 1.21, 0.403, 0.1, 0.058, 0.022, 0.01] | [10.0, 3.73, 1.654, 0.328, 0.1, 0.0531, 0.019, 0.01] | 0 | [600.0, 700.0, 900.0, 1150.0, 1665.0, 2000.0, 3000.0, 4313.0] | [1200.0, 1500.0, 1800.0, 2700.0, 3960.0, 5000.0, 7500.0, 10620.0]
HV 20A | HV 20A | 20 | 0 | [10.0, 1.3, 0.3, 0.155, 0.1, 0.0555, 0.023, 0.01] | [10.0, 1.3, 0.161, 0.1, 0.0611, 0.0399, 0.0141, 0.01] | 0 | [60.0, 70.0, 80.0, 87.0, 94.0, 110.0, 150.0, 216.0] | [120.0, 150.0, 200.0, 223.0, 260.0, 300.0, 450.0, 532.0]
HV 25A | HV 25A | 25 | 0 | [10.0, 2.512, 0.833, 0.299, 0.1, 0.0372, 0.0223, 0.01] | [10.0, 3.125, 0.597, 0.198, 0.1, 0.0378, 0.022, 0.01] | 0 | [75.0, 82.0, 90.0, 100.0, 124.0, 170.0, 200.0, 289.0] | [150.0, 170.0, 210.0, 250.0, 294.0, 400.0, 500.0, 711.0]
HV 31.5A | HV 31.5A | 31.5 | 0 | [10.0, 2.34, 0.722, 0.181, 0.1, 0.055, 0.0296, 0.01] | [10.0, 2.84, 0.368, 0.164, 0.1, 0.0621, 0.0378, 0.0195, 0.01] | 0 | [95.0, 110.0, 125.0, 150.0, 165.0, 200.0, 250.0, 390.0] | [189.0, 220.0, 300.0, 350.0, 393.0, 450.0, 530.0, 700.0, 960.0]
HV 40A | HV 40A | 40 | 0 | [10.0, 1.3, 0.161, 0.1, 0.0611, 0.0399, 0.0141, 0.01] | [10.0, 2.05, 0.369, 0.198, 0.1, 0.051, 0.0298, 0.01] | 0 | [120.0, 150.0, 200.0, 223.0, 260.0, 300.0, 450.0, 532.0] | [240.0, 300.0, 400.0, 450.0, 530.0, 650.0, 800.0, 1311.0]
HV 50A | HV 50A | 50 | 0 | [10.0, 3.215, 0.597, 0.198, 0.1, 0.0378, 0.022, 0.01] | [10.0, 3.64, 0.854, 0.281, 0.1, 0.0531, 0.022, 0.01] | 0 | [150.0, 170.0, 210.0, 250.0, 294.0, 400.0, 500.0, 711.0] | [300.0, 350.0, 450.0, 550.0, 700.0, 850.0, 1200.0, 1752.0]
HV 6.3A | HV 6.3A | 6.3 | 0 | [10.0, 1.39, 0.344, 0.168, 0.1, 0.056, 0.0263, 0.01] | [10.0, 1.711, 0.516, 0.198, 0.1, 0.0634, 0.0303, 0.01] | 0 | [19.0, 19.5, 20.4, 20.8, 22.0, 25.0, 32.0, 48.0] | [38.0, 40.0, 43.0, 48.0, 53.0, 60.0, 75.0, 118.0]
HV 63A | HV 63A | 63 | 0 | [10.0, 2.84, 0.368, 0.164, 0.1, 0.0621, 0.0378, 0.0195, 0.01] | [10.0, 1.82, 0.344, 0.1, 0.0467, 0.0269, 0.01] | 0 | [189.0, 220.0, 300.0, 350.0, 393.0, 450.0, 530.0, 700.0, 961.0] | [378.0, 500.0, 700.0, 934.0, 1200.0, 1500.0, 2366.0]
HV 80A | HV 80A | 80 | 0 | [10.0, 2.05, 0.369, 0.198, 0.1, 0.051, 0.0298, 0.01] | [10.0, 4.15, 1.03, 0.198, 0.1, 0.051, 0.0172, 0.01] | 0 | [240.0, 300.0, 400.0, 450.0, 530.0, 650.0, 800.0, 1311.0] | [480.0, 550.0, 700.0, 1000.0, 1260.0, 1600.0, 2500.0, 3227.0]
Siemens NH-1-100 | Siemens NH-1-100 | 100 | [5400.0, 2000.0, 400.0, 20.0, 1.0, 0.2, 0.012, 0.004] | 0 | 0 | [150.0, 190.0, 250.0, 430.0, 900.0, 1250.0, 2700.0, 3600.0] | 0 | 0
Siemens NH-1-125 | Siemens NH-1-125 | 125 | [4800.0, 120.0, 7.0, 0.1, 0.004] | 0 | 0 | [180.0, 400.0, 740.0, 2000.0, 4250.0] | 0 | 0
Siemens NH-1-16 | Siemens NH-1-16 | 16 | [4000.0, 400.0, 2.0, 0.1, 0.04, 0.01] | 0 | 0 | [26.0, 35.0, 75.0, 150.0, 200.0, 300.0] | 0 | 0
Siemens NH-1-160 | Siemens NH-1-160 | 160 | [4800.0, 120.0, 7.0, 0.1, 0.004] | 0 | 0 | [210.0, 500.0, 900.0, 2300.0, 5000.0] | 0 | 0
Siemens NH-1-25 | Siemens NH-1-25 | 25 | [4000.0, 1000.0, 10.0, 0.2, 0.02, 0.01] | 0 | 0 | [40.0, 50.0, 100.0, 210.0, 400.0, 500.0] | 0 | 0
Siemens NH-1-50 | Siemens NH-1-50 | 50 | [4000.0, 40.0, 4.0, 1.0, 0.02, 0.01] | 0 | 0 | [86.0, 200.0, 300.0, 400.0, 1000.0, 1280.0] | 0 | 0
Siemens NH-1-63 | Siemens NH-1-63 | 63 | [4000.0, 100.0, 10.0, 2.0, 0.04, 0.01] | 0 | 0 | [100.0, 200.0, 300.0, 400.0, 1000.0, 1500.0] | 0 | 0
Siemens NH-1-80 | Siemens NH-1-80 | 80 | [4800.0, 120.0, 7.0, 0.1, 0.01] | 0 | 0 | [150.58, 250.0, 450.0, 1150.0, 2470.0] | 0 | 0
Siemens NH-2-1000 | Siemens NH-2-1000 | 1000 | [4800.0, 120.0, 7.0, 0.1, 0.004] | 0 | 0 | [1900.0, 3500.0, 8400.0, 24000.0, 52000.0] | 0 | 0
Siemens NH-2-200 | Siemens NH-2-200 | 200 | [4800.0, 120.0, 7.0, 0.1, 0.004] | 0 | 0 | [280.0, 650.0, 1200.0, 3000.0, 7000.0] | 0 | 0
Siemens NH-2-224 | Siemens NH-2-224 | 224 | [4800.0, 120.0, 7.0, 0.2, 0.04, 0.004] | 0 | 0 | [400.0, 750.0, 1453.0, 3025.0, 4315.0, 7600.0] | 0 | 0
Siemens NH-2-250 | Siemens NH-2-250 | 250 | [4800.0, 120.0, 7.0, 0.1, 0.004] | 0 | 0 | [450.0, 800.0, 1650.0, 4000.0, 8500.0] | 0 | 0
Siemens NH-2-315 | Siemens NH-2-315 | 315 | [4800.0, 120.0, 7.0, 0.1, 0.004] | 0 | 0 | [550.0, 920.0, 1900.0, 5000.0, 11000.0] | 0 | 0
Siemens NH-2-355 | Siemens NH-2-355 | 355 | [4800.0, 120.0, 6.0, 0.1, 0.004] | 0 | 0 | [650.0, 1116.27, 2350.0, 5840.0, 12790.0] | 0 | 0
Siemens NH-2-400 | Siemens NH-2-400 | 400 | [4800.0, 120.0, 7.0, 0.1, 0.004] | 0 | 0 | [720.0, 1350.0, 2800.0, 6500.0, 15000.0] | 0 | 0
Siemens NH-2-425 | Siemens NH-2-425 | 425 | [4800.0, 120.0, 7.0, 0.1, 0.004] | 0 | 0 | [850.0, 1500.0, 3050.0, 7500.0, 16500.0] | 0 | 0
Siemens NH-2-630 | Siemens NH-2-630 | 630 | [4800.0, 120.0, 7.0, 0.1, 0.004] | 0 | 0 | [1200.0, 2000.0, 4800.0, 12000.0, 26000.0] | 0 | 0

## dtypes
| element | column | dtype
0 | bus | name | object
1 | bus | vn_kv | float64
2 | bus | type | object
3 | bus | zone | object
4 | bus | in_service | bool
5 | load | name | object
6 | load | bus | uint32
7 | load | p_mw | float64
8 | load | q_mvar | float64
9 | load | const_z_percent | float64
10 | load | const_i_percent | float64
11 | load | sn_mva | float64
12 | load | scaling | float64
13 | load | in_service | bool
14 | load | type | object
15 | ext_grid | name | object
16 | ext_grid | bus | uint32
17 | ext_grid | vm_pu | float64
18 | ext_grid | va_degree | float64
19 | ext_grid | slack_weight | float64
20 | ext_grid | in_service | bool
21 | line | name | object
22 | line | std_type | object
23 | line | from_bus | uint32
24 | line | to_bus | uint32
25 | line | length_km | float64
26 | line | r_ohm_per_km | float64
27 | line | x_ohm_per_km | float64
28 | line | c_nf_per_km | float64
29 | line | g_us_per_km | float64
30 | line | max_i_ka | float64
31 | line | df | float64
32 | line | parallel | uint32
33 | line | type | object
34 | line | in_service | bool
35 | trafo | name | object
36 | trafo | std_type | object
37 | trafo | hv_bus | uint32
38 | trafo | lv_bus | uint32
39 | trafo | sn_mva | float64
40 | trafo | vn_hv_kv | float64
41 | trafo | vn_lv_kv | float64
42 | trafo | vk_percent | float64
43 | trafo | vkr_percent | float64
44 | trafo | pfe_kw | float64
45 | trafo | i0_percent | float64
46 | trafo | shift_degree | float64
47 | trafo | tap_side | object
48 | trafo | tap_neutral | int32
49 | trafo | tap_min | int32
50 | trafo | tap_max | int32
51 | trafo | tap_step_percent | float64
52 | trafo | tap_step_degree | float64
53 | trafo | tap_pos | int32
54 | trafo | tap_phase_shifter | bool
55 | trafo | parallel | uint32
56 | trafo | df | float64
57 | trafo | in_service | bool
58 | line_geodata | coords | object
59 | bus_geodata | x | float64
60 | bus_geodata | y | float64
61 | bus_geodata | coords | object

## parameters
| version | format_version | converged | OPF_converged | name | f_hz | sn_mva
0 | 2.14.6 | 2.14.0 | FALSE | FALSE |  | 50 | 1