## bus
| name | vn_kv | type | zone | in_service
0 | bus_LV_331-9_0_5_node_0 | 0.4 | n |  | TRUE
1 | bus_LV_331-9_0_5_node_1 | 0.4 | n |  | TRUE
2 | bus_LV_331-9_0_5_node_2 | 0.4 | n |  | TRUE
3 | bus_LV_331-9_0_5_node_3 | 0.4 | n |  | TRUE
4 | bus_LV_331-9_0_5_node_4 | 0.4 | n |  | TRUE
5 | bus_LV_331-9_0_5_node_5 | 0.4 | n |  | TRUE
6 | bus_LV_331-9_0_5_node_50 | 0.4 | n |  | TRUE
7 | bus_LV_331-9_0_5_node_136 | 0.4 | n |  | TRUE
8 | bus_LV_331-9_0_5_node_138 | 0.4 | n |  | TRUE
9 | bus_LV_331-9_0_5_node_36 | 0.4 | n |  | TRUE
10 | bus_LV_331-9_0_5_node_40 | 0.4 | n |  | TRUE
11 | bus_LV_331-9_0_5_node_86 | 0.4 | n |  | TRUE
12 | bus_LV_331-9_0_5_node_38 | 0.4 | n |  | TRUE
13 | bus_LV_331-9_0_5_node_134 | 0.4 | n |  | TRUE
14 | bus_LV_331-9_0_5_node_14 | 0.4 | n |  | TRUE
15 | bus_LV_331-9_0_5_node_6 | 0.4 | n |  | TRUE
16 | bus_LV_331-9_0_5_node_7 | 0.4 | n |  | TRUE
17 | bus_LV_331-9_0_5_node_8 | 0.4 | n |  | TRUE
18 | bus_LV_331-9_0_5_node_9 | 0.4 | n |  | TRUE
19 | bus_LV_331-9_0_5_node_201 | 0.4 | n |  | TRUE
20 | bus_LV_331-9_0_5_node_154 | 0.4 | n |  | TRUE
21 | bus_LV_331-9_0_5_node_92 | 0.4 | n |  | TRUE
22 | bus_LV_331-9_0_5_node_199 | 0.4 | n |  | TRUE
23 | bus_LV_331-9_0_5_node_155 | 0.4 | n |  | TRUE
24 | bus_LV_331-9_0_5_node_153 | 0.4 | n |  | TRUE
25 | bus_LV_331-9_0_5_node_93 | 0.4 | n |  | TRUE
26 | bus_LV_331-9_0_5_node_198 | 0.4 | n |  | TRUE
27 | bus_LV_331-9_0_5_node_10 | 0.4 | n |  | TRUE
28 | bus_LV_331-9_0_5_node_11 | 0.4 | n |  | TRUE
29 | bus_LV_331-9_0_5_node_12 | 0.4 | n |  | TRUE
30 | bus_LV_331-9_0_5_node_13 | 0.4 | n |  | TRUE
31 | bus_LV_331-9_0_5_node_108 | 0.4 | n |  | TRUE
32 | bus_LV_331-9_0_5_node_179 | 0.4 | n |  | TRUE
33 | bus_LV_331-9_0_5_node_165 | 0.4 | n |  | TRUE
34 | bus_LV_331-9_0_5_node_164 | 0.4 | n |  | TRUE
35 | bus_LV_331-9_0_5_node_28 | 0.4 | n |  | TRUE
36 | bus_LV_331-9_0_5_node_180 | 0.4 | n |  | TRUE
37 | bus_LV_331-9_0_5_node_181 | 0.4 | n |  | TRUE
38 | bus_LV_331-9_0_5_node_200 | 0.4 | n |  | TRUE
39 | bus_LV_331-9_0_5_node_188 | 0.4 | n |  | TRUE
40 | bus_LV_331-9_0_5_node_171 | 0.4 | n |  | TRUE
41 | bus_LV_331-9_0_5_node_142 | 0.4 | n |  | TRUE
42 | bus_LV_331-9_0_5_node_15 | 0.4 | n |  | TRUE
43 | bus_LV_331-9_0_5_node_16 | 0.4 | n |  | TRUE
44 | bus_LV_331-9_0_5_node_17 | 0.4 | n |  | TRUE
45 | bus_LV_331-9_0_5_node_18 | 0.4 | n |  | TRUE
46 | bus_LV_331-9_0_5_node_19 | 0.4 | n |  | TRUE
47 | bus_LV_331-9_0_5_node_161 | 0.4 | n |  | TRUE
48 | bus_LV_331-9_0_5_node_160 | 0.4 | n |  | TRUE
49 | bus_LV_331-9_0_5_node_162 | 0.4 | n |  | TRUE
50 | bus_LV_331-9_0_5_node_20 | 0.4 | n |  | TRUE
51 | bus_LV_331-9_0_5_node_21 | 0.4 | n |  | TRUE
52 | bus_LV_331-9_0_5_node_22 | 0.4 | n |  | TRUE
53 | bus_LV_331-9_0_5_node_23 | 0.4 | n |  | TRUE
54 | bus_LV_331-9_0_5_node_24 | 0.4 | n |  | TRUE
55 | bus_LV_331-9_0_5_node_152 | 0.4 | n |  | TRUE
56 | bus_LV_331-9_0_5_node_131 | 0.4 | n |  | TRUE
57 | bus_LV_331-9_0_5_node_128 | 0.4 | n |  | TRUE
58 | bus_LV_331-9_0_5_node_151 | 0.4 | n |  | TRUE
59 | bus_LV_331-9_0_5_node_167 | 0.4 | n |  | TRUE
60 | bus_LV_331-9_0_5_node_129 | 0.4 | n |  | TRUE
61 | bus_LV_331-9_0_5_node_25 | 0.4 | n |  | TRUE
62 | bus_LV_331-9_0_5_node_26 | 0.4 | n |  | TRUE
63 | bus_LV_331-9_0_5_node_29 | 0.4 | n |  | TRUE
64 | bus_LV_331-9_0_5_node_27 | 0.4 | n |  | TRUE
65 | bus_LV_331-9_0_5_node_30 | 0.4 | n |  | TRUE
66 | bus_LV_331-9_0_5_node_31 | 0.4 | n |  | TRUE
67 | bus_LV_331-9_0_5_node_35 | 0.4 | n |  | TRUE
68 | bus_LV_331-9_0_5_node_80 | 0.4 | n |  | TRUE
69 | bus_LV_331-9_0_5_node_158 | 0.4 | n |  | TRUE
70 | bus_LV_331-9_0_5_node_33 | 0.4 | n |  | TRUE
71 | bus_LV_331-9_0_5_node_78 | 0.4 | n |  | TRUE
72 | bus_LV_331-9_0_5_node_99 | 0.4 | n |  | TRUE
73 | bus_LV_331-9_0_5_node_32 | 0.4 | n |  | TRUE
74 | bus_LV_331-9_0_5_node_34 | 0.4 | n |  | TRUE
75 | bus_LV_331-9_0_5_node_37 | 0.4 | n |  | TRUE
76 | bus_LV_331-9_0_5_node_41 | 0.4 | n |  | TRUE
77 | bus_LV_331-9_0_5_node_39 | 0.4 | n |  | TRUE
78 | bus_LV_331-9_0_5_node_42 | 0.4 | n |  | TRUE
79 | bus_LV_331-9_0_5_node_43 | 0.4 | n |  | TRUE
80 | bus_LV_331-9_0_5_node_91 | 0.4 | n |  | TRUE
81 | bus_LV_331-9_0_5_node_192 | 0.4 | n |  | TRUE
82 | bus_LV_331-9_0_5_node_87 | 0.4 | n |  | TRUE
83 | bus_LV_331-9_0_5_node_89 | 0.4 | n |  | TRUE
84 | bus_LV_331-9_0_5_node_90 | 0.4 | n |  | TRUE
85 | bus_LV_331-9_0_5_node_68 | 0.4 | n |  | TRUE
86 | bus_LV_331-9_0_5_node_44 | 0.4 | n |  | TRUE
87 | bus_LV_331-9_0_5_node_45 | 0.4 | n |  | TRUE
88 | bus_LV_331-9_0_5_node_48 | 0.4 | n |  | TRUE
89 | bus_LV_331-9_0_5_node_49 | 0.4 | n |  | TRUE
90 | bus_LV_331-9_0_5_node_47 | 0.4 | n |  | TRUE
91 | bus_LV_331-9_0_5_node_159 | 0.4 | n |  | TRUE
92 | bus_LV_331-9_0_5_node_127 | 0.4 | n |  | TRUE
93 | bus_LV_331-9_0_5_node_176 | 0.4 | n |  | TRUE
94 | bus_LV_331-9_0_5_node_173 | 0.4 | n |  | TRUE
95 | bus_LV_331-9_0_5_node_125 | 0.4 | n |  | TRUE
96 | bus_LV_331-9_0_5_node_178 | 0.4 | n |  | TRUE
97 | bus_LV_331-9_0_5_node_120 | 0.4 | n |  | TRUE
98 | bus_LV_331-9_0_5_node_175 | 0.4 | n |  | TRUE
99 | bus_LV_331-9_0_5_node_177 | 0.4 | n |  | TRUE
100 | bus_LV_331-9_0_5_node_174 | 0.4 | n |  | TRUE
101 | bus_LV_331-9_0_5_node_51 | 0.4 | n |  | TRUE
102 | bus_LV_331-9_0_5_node_52 | 0.4 | n |  | TRUE
103 | bus_LV_331-9_0_5_node_53 | 0.4 | n |  | TRUE
104 | bus_LV_331-9_0_5_node_54 | 0.4 | n |  | TRUE
105 | bus_LV_331-9_0_5_node_55 | 0.4 | n |  | TRUE
106 | bus_LV_331-9_0_5_node_121 | 0.4 | n |  | TRUE
107 | bus_LV_331-9_0_5_node_141 | 0.4 | n |  | TRUE
108 | bus_LV_331-9_0_5_node_122 | 0.4 | n |  | TRUE
109 | bus_LV_331-9_0_5_node_123 | 0.4 | n |  | TRUE
110 | bus_LV_331-9_0_5_node_56 | 0.4 | n |  | TRUE
111 | bus_LV_331-9_0_5_node_57 | 0.4 | n |  | TRUE
112 | bus_LV_331-9_0_5_node_58 | 0.4 | n |  | TRUE
113 | bus_LV_331-9_0_5_node_59 | 0.4 | n |  | TRUE
114 | bus_LV_331-9_0_5_node_147 | 0.4 | n |  | TRUE
115 | bus_LV_331-9_0_5_node_156 | 0.4 | n |  | TRUE
116 | bus_LV_331-9_0_5_node_146 | 0.4 | n |  | TRUE
117 | bus_LV_331-9_0_5_node_60 | 0.4 | n |  | TRUE
118 | bus_LV_331-9_0_5_node_61 | 0.4 | n |  | TRUE
119 | bus_LV_331-9_0_5_node_62 | 0.4 | n |  | TRUE
120 | bus_LV_331-9_0_5_node_63 | 0.4 | n |  | TRUE
121 | bus_LV_331-9_0_5_node_64 | 0.4 | n |  | TRUE
122 | bus_LV_331-9_0_5_node_126 | 0.4 | n |  | TRUE
123 | bus_LV_331-9_0_5_node_144 | 0.4 | n |  | TRUE
124 | bus_LV_331-9_0_5_node_124 | 0.4 | n |  | TRUE
125 | bus_LV_331-9_0_5_node_143 | 0.4 | n |  | TRUE
126 | bus_LV_331-9_0_5_node_65 | 0.4 | n |  | TRUE
127 | bus_LV_331-9_0_5_node_66 | 0.4 | n |  | TRUE
128 | bus_LV_331-9_0_5_node_67 | 0.4 | n |  | TRUE
129 | bus_LV_331-9_0_5_node_69 | 0.4 | n |  | TRUE
130 | bus_LV_331-9_0_5_node_70 | 0.4 | n |  | TRUE
131 | bus_LV_331-9_0_5_node_193 | 0.4 | n |  | TRUE
132 | bus_LV_331-9_0_5_node_139 | 0.4 | n |  | TRUE
133 | bus_LV_331-9_0_5_node_166 | 0.4 | n |  | TRUE
134 | bus_LV_331-9_0_5_node_140 | 0.4 | n |  | TRUE
135 | bus_LV_331-9_0_5_node_116 | 0.4 | n |  | TRUE
136 | bus_LV_331-9_0_5_node_71 | 0.4 | n |  | TRUE
137 | bus_LV_331-9_0_5_node_72 | 0.4 | n |  | TRUE
138 | bus_LV_331-9_0_5_node_79 | 0.4 | n |  | TRUE
139 | bus_LV_331-9_0_5_node_81 | 0.4 | n |  | TRUE
140 | bus_LV_331-9_0_5_node_77 | 0.4 | n |  | TRUE
141 | bus_LV_331-9_0_5_node_73 | 0.4 | n |  | TRUE
142 | bus_LV_331-9_0_5_node_114 | 0.4 | n |  | TRUE
143 | bus_LV_331-9_0_5_node_76 | 0.4 | n |  | TRUE
144 | bus_LV_331-9_0_5_node_74 | 0.4 | n |  | TRUE
145 | bus_LV_331-9_0_5_node_75 | 0.4 | n |  | TRUE
146 | bus_LV_331-9_0_5_node_106 | 0.4 | n |  | TRUE
147 | bus_LV_331-9_0_5_node_103 | 0.4 | n |  | TRUE
148 | bus_LV_331-9_0_5_node_84 | 0.4 | n |  | TRUE
149 | bus_LV_331-9_0_5_node_104 | 0.4 | n |  | TRUE
150 | bus_LV_331-9_0_5_node_83 | 0.4 | n |  | TRUE
151 | bus_LV_331-9_0_5_node_82 | 0.4 | n |  | TRUE
152 | bus_LV_331-9_0_5_node_85 | 0.4 | n |  | TRUE
153 | bus_LV_331-9_0_5_node_115 | 0.4 | n |  | TRUE
154 | bus_LV_331-9_0_5_node_102 | 0.4 | n |  | TRUE
155 | bus_LV_331-9_0_5_node_117 | 0.4 | n |  | TRUE
156 | bus_LV_331-9_0_5_node_88 | 0.4 | n |  | TRUE
157 | bus_LV_331-9_0_5_node_97 | 0.4 | n |  | TRUE
158 | bus_LV_331-9_0_5_node_95 | 0.4 | n |  | TRUE
159 | bus_LV_331-9_0_5_node_130 | 0.4 | n |  | TRUE
160 | bus_LV_331-9_0_5_node_94 | 0.4 | n |  | TRUE
161 | bus_LV_331-9_0_5_node_96 | 0.4 | n |  | TRUE
162 | bus_LV_331-9_0_5_node_98 | 0.4 | n |  | TRUE
163 | bus_LV_331-9_0_5_node_100 | 0.4 | n |  | TRUE
164 | bus_LV_331-9_0_5_node_197 | 0.4 | n |  | TRUE
165 | bus_LV_331-9_0_5_node_194 | 0.4 | n |  | TRUE
166 | bus_LV_331-9_0_5_node_195 | 0.4 | n |  | TRUE
167 | bus_LV_331-9_0_5_node_101 | 0.4 | n |  | TRUE
168 | bus_LV_331-9_0_5_node_105 | 0.4 | n |  | TRUE
169 | bus_LV_331-9_0_5_node_107 | 0.4 | n |  | TRUE
170 | bus_LV_331-9_0_5_node_172 | 0.4 | n |  | TRUE
171 | bus_LV_331-9_0_5_node_133 | 0.4 | n |  | TRUE
172 | bus_LV_331-9_0_5_node_182 | 0.4 | n |  | TRUE
173 | bus_LV_331-9_0_5_node_132 | 0.4 | n |  | TRUE
174 | bus_LV_331-9_0_5_node_109 | 0.4 | n |  | TRUE
175 | bus_LV_331-9_0_5_node_110 | 0.4 | n |  | TRUE
176 | bus_LV_331-9_0_5_node_111 | 0.4 | n |  | TRUE
177 | bus_LV_331-9_0_5_node_112 | 0.4 | n |  | TRUE
178 | bus_LV_331-9_0_5_node_113 | 0.4 | n |  | TRUE
179 | bus_LV_331-9_0_5_node_148 | 0.4 | n |  | TRUE
180 | bus_LV_331-9_0_5_node_149 | 0.4 | n |  | TRUE
181 | bus_LV_331-9_0_5_node_118 | 0.4 | n |  | TRUE
182 | bus_LV_331-9_0_5_node_119 | 0.4 | n |  | TRUE
183 | bus_LV_331-9_0_5_node_163 | 0.4 | n |  | TRUE
184 | bus_LV_331-9_0_5_node_135 | 0.4 | n |  | TRUE
185 | bus_LV_331-9_0_5_node_137 | 0.4 | n |  | TRUE
186 | bus_LV_331-9_0_5_node_157 | 0.4 | n |  | TRUE
187 | bus_LV_331-9_0_5_node_190 | 0.4 | n |  | TRUE
188 | bus_LV_331-9_0_5_node_145 | 0.4 | n |  | TRUE
189 | bus_LV_331-9_0_5_node_150 | 0.4 | n |  | TRUE
190 | bus_LV_331-9_0_5_node_191 | 0.4 | n |  | TRUE
191 | bus_LV_331-9_0_5_node_189 | 0.4 | n |  | TRUE
192 | bus_LV_331-9_0_5_node_170 | 0.4 | n |  | TRUE
193 | bus_LV_331-9_0_5_node_168 | 0.4 | n |  | TRUE
194 | bus_LV_331-9_0_5_node_169 | 0.4 | n |  | TRUE
195 | bus_LV_331-9_0_5_node_183 | 0.4 | n |  | TRUE
196 | bus_LV_331-9_0_5_node_184 | 0.4 | n |  | TRUE
197 | bus_LV_331-9_0_5_node_185 | 0.4 | n |  | TRUE
198 | bus_LV_331-9_0_5_node_186 | 0.4 | n |  | TRUE
199 | bus_LV_331-9_0_5_node_187 | 0.4 | n |  | TRUE
200 | bus_LV_331-9_0_5_node_196 | 0.4 | n |  | TRUE
201 | bus_MV_476_0_node_146 | 20 | n |  | TRUE

## load
| name | bus | p_mw | q_mvar | const_z_percent | const_i_percent | sn_mva | scaling | in_service | type
0 | LV_331-9_0_5_load_0 | 0 | 0.0030406 | 0.00076205 | 0 | 0 |  | 1 | TRUE | wye
1 | LV_331-9_0_5_load_1 | 1 | 0.0015417 | 0.00038638 | 0 | 0 |  | 1 | TRUE | wye
2 | LV_331-9_0_5_load_3 | 3 | 0.001106 | 0.0002772 | 0 | 0 |  | 1 | TRUE | wye
3 | LV_331-9_0_5_load_5 | 5 | 0.0021682 | 0.00054341 | 0 | 0 |  | 1 | TRUE | wye
4 | LV_331-9_0_5_load_50 | 6 | 0.0017969 | 0.00045034 | 0 | 0 |  | 1 | TRUE | wye
5 | LV_331-9_0_5_load_136 | 7 | 0.0029457 | 0.00073827 | 0 | 0 |  | 1 | TRUE | wye
6 | LV_331-9_0_5_load_138 | 8 | 0.0023693 | 0.00059381 | 0 | 0 |  | 1 | TRUE | wye
7 | LV_331-9_0_5_load_36 | 9 | 0.0018448 | 0.00046235 | 0 | 0 |  | 1 | TRUE | wye
8 | LV_331-9_0_5_load_86 | 11 | 0.0022527 | 0.00056459 | 0 | 0 |  | 1 | TRUE | wye
9 | LV_331-9_0_5_load_134 | 13 | 0.0020042 | 0.0005023 | 0 | 0 |  | 1 | TRUE | wye
10 | LV_331-9_0_5_load_6 | 15 | 0.0045043 | 0.0011289 | 0 | 0 |  | 1 | TRUE | wye
11 | LV_331-9_0_5_load_201 | 19 | 0.0027046 | 0.00067783 | 0 | 0 |  | 1 | TRUE | wye
12 | LV_331-9_0_5_load_199 | 22 | 0.0026725 | 0.00066979 | 0 | 0 |  | 1 | TRUE | wye
13 | LV_331-9_0_5_load_155 | 23 | 0.0042007 | 0.0010528 | 0 | 0 |  | 1 | TRUE | wye
14 | LV_331-9_0_5_load_153 | 24 | 0.0023 | 0.00057644 | 0 | 0 |  | 1 | TRUE | wye
15 | LV_331-9_0_5_load_198 | 26 | 0.002672 | 0.00066966 | 0 | 0 |  | 1 | TRUE | wye
16 | LV_331-9_0_5_load_10 | 27 | 0.0025517 | 0.00063951 | 0 | 0 |  | 1 | TRUE | wye
17 | LV_331-9_0_5_load_11 | 28 | 0.0017242 | 0.00043212 | 0 | 0 |  | 1 | TRUE | wye
18 | LV_331-9_0_5_load_12 | 29 | 0.0016264 | 0.00040761 | 0 | 0 |  | 1 | TRUE | wye
19 | LV_331-9_0_5_load_179 | 32 | 0.040952 | 0.010264 | 0 | 0 |  | 1 | TRUE | wye
20 | LV_331-9_0_5_load_164 | 34 | 0.0028752 | 0.00072059 | 0 | 0 |  | 1 | TRUE | wye
21 | LV_331-9_0_5_load_28 | 35 | 0.001467 | 0.00036767 | 0 | 0 |  | 1 | TRUE | wye
22 | LV_331-9_0_5_load_180 | 36 | 0.011651 | 0.0029201 | 0 | 0 |  | 1 | TRUE | wye
23 | LV_331-9_0_5_load_200 | 38 | 0.0083329 | 0.0020884 | 0 | 0 |  | 1 | TRUE | wye
24 | LV_331-9_0_5_load_188 | 39 | 0.0024085 | 0.00060363 | 0 | 0 |  | 1 | TRUE | wye
25 | LV_331-9_0_5_load_171 | 40 | 0.0024093 | 0.00060384 | 0 | 0 |  | 1 | TRUE | wye
26 | LV_331-9_0_5_load_142 | 41 | 0.0017694 | 0.00044345 | 0 | 0 |  | 1 | TRUE | wye
27 | LV_331-9_0_5_load_15 | 42 | 0.0048769 | 0.0012223 | 0 | 0 |  | 1 | TRUE | wye
28 | LV_331-9_0_5_load_16 | 43 | 0.001278 | 0.00032029 | 0 | 0 |  | 1 | TRUE | wye
29 | LV_331-9_0_5_load_17 | 44 | 0.0010234 | 0.0002565 | 0 | 0 |  | 1 | TRUE | wye
30 | LV_331-9_0_5_load_18 | 45 | 0.0016954 | 0.0004249 | 0 | 0 |  | 1 | TRUE | wye
31 | LV_331-9_0_5_load_161 | 47 | 0.0042755 | 0.0010715 | 0 | 0 |  | 1 | TRUE | wye
32 | LV_331-9_0_5_load_160 | 48 | 0.0010233 | 0.00025646 | 0 | 0 |  | 1 | TRUE | wye
33 | LV_331-9_0_5_load_162 | 49 | 0.0012417 | 0.0003112 | 0 | 0 |  | 1 | TRUE | wye
34 | LV_331-9_0_5_load_20 | 50 | 0.0046338 | 0.0011613 | 0 | 0 |  | 1 | TRUE | wye
35 | LV_331-9_0_5_load_21 | 51 | 0.0039549 | 0.00099119 | 0 | 0 |  | 1 | TRUE | wye
36 | LV_331-9_0_5_load_22 | 52 | 0.004086 | 0.0010241 | 0 | 0 |  | 1 | TRUE | wye
37 | LV_331-9_0_5_load_23 | 53 | 0.0013555 | 0.00033971 | 0 | 0 |  | 1 | TRUE | wye
38 | LV_331-9_0_5_load_152 | 55 | 0.0014393 | 0.00036072 | 0 | 0 |  | 1 | TRUE | wye
39 | LV_331-9_0_5_load_131 | 56 | 0.0078923 | 0.001978 | 0 | 0 |  | 1 | TRUE | wye
40 | LV_331-9_0_5_load_128 | 57 | 0.0017272 | 0.00043287 | 0 | 0 |  | 1 | TRUE | wye
41 | LV_331-9_0_5_load_151 | 58 | 0.00075514 | 0.00018926 | 0 | 0 |  | 1 | TRUE | wye
42 | LV_331-9_0_5_load_167 | 59 | 0.0010223 | 0.0002562 | 0 | 0 |  | 1 | TRUE | wye
43 | LV_331-9_0_5_load_129 | 60 | 0.0016424 | 0.00041164 | 0 | 0 |  | 1 | TRUE | wye
44 | LV_331-9_0_5_load_25 | 61 | 0.0078943 | 0.0019785 | 0 | 0 |  | 1 | TRUE | wye
45 | LV_331-9_0_5_load_29 | 63 | 0.0019361 | 0.00048523 | 0 | 0 |  | 1 | TRUE | wye
46 | LV_331-9_0_5_load_30 | 65 | 0.0071337 | 0.0017879 | 0 | 0 |  | 1 | TRUE | wye
47 | LV_331-9_0_5_load_31 | 66 | 0.0029415 | 0.00073721 | 0 | 0 |  | 1 | TRUE | wye
48 | LV_331-9_0_5_load_35 | 67 | 0.0019914 | 0.0004991 | 0 | 0 |  | 1 | TRUE | wye
49 | LV_331-9_0_5_load_80 | 68 | 0.0062189 | 0.0015586 | 0 | 0 |  | 1 | TRUE | wye
50 | LV_331-9_0_5_load_158 | 69 | 0.0021606 | 0.00054149 | 0 | 0 |  | 1 | TRUE | wye
51 | LV_331-9_0_5_load_33 | 70 | 0.0016288 | 0.00040821 | 0 | 0 |  | 1 | TRUE | wye
52 | LV_331-9_0_5_load_78 | 71 | 0.0092809 | 0.002326 | 0 | 0 |  | 1 | TRUE | wye
53 | LV_331-9_0_5_load_99 | 72 | 0.0012761 | 0.00031981 | 0 | 0 |  | 1 | TRUE | wye
54 | LV_331-9_0_5_load_32 | 73 | 0.0015204 | 0.00038104 | 0 | 0 |  | 1 | TRUE | wye
55 | LV_331-9_0_5_load_34 | 74 | 0.0015758 | 0.00039492 | 0 | 0 |  | 1 | TRUE | wye
56 | LV_331-9_0_5_load_37 | 75 | 0.001039 | 0.00026041 | 0 | 0 |  | 1 | TRUE | wye
57 | LV_331-9_0_5_load_41 | 76 | 0.00084224 | 0.00021109 | 0 | 0 |  | 1 | TRUE | wye
58 | LV_331-9_0_5_load_42 | 78 | 0.00085247 | 0.00021365 | 0 | 0 |  | 1 | TRUE | wye
59 | LV_331-9_0_5_load_43 | 79 | 0.0088963 | 0.0022296 | 0 | 0 |  | 1 | TRUE | wye
60 | LV_331-9_0_5_load_91 | 80 | 0.0025809 | 0.00064684 | 0 | 0 |  | 1 | TRUE | wye
61 | LV_331-9_0_5_load_192 | 81 | 0.0084805 | 0.0021254 | 0 | 0 |  | 1 | TRUE | wye
62 | LV_331-9_0_5_load_87 | 82 | 0.0018681 | 0.0004682 | 0 | 0 |  | 1 | TRUE | wye
63 | LV_331-9_0_5_load_89 | 83 | 0.0010676 | 0.00026757 | 0 | 0 |  | 1 | TRUE | wye
64 | LV_331-9_0_5_load_90 | 84 | 0.0012731 | 0.00031906 | 0 | 0 |  | 1 | TRUE | wye
65 | LV_331-9_0_5_load_44 | 86 | 0.004042 | 0.001013 | 0 | 0 |  | 1 | TRUE | wye
66 | LV_331-9_0_5_load_47 | 90 | 0.0027891 | 0.00069903 | 0 | 0 |  | 1 | TRUE | wye
67 | LV_331-9_0_5_load_159 | 91 | 0.0035331 | 0.00088549 | 0 | 0 |  | 1 | TRUE | wye
68 | LV_331-9_0_5_load_176 | 93 | 0.0098043 | 0.0024572 | 0 | 0 |  | 1 | TRUE | wye
69 | LV_331-9_0_5_load_173 | 94 | 0.0090759 | 0.0022746 | 0 | 0 |  | 1 | TRUE | wye
70 | LV_331-9_0_5_load_125 | 95 | 0.0033484 | 0.00083919 | 0 | 0 |  | 1 | TRUE | wye
71 | LV_331-9_0_5_load_120 | 97 | 0.011472 | 0.0028751 | 0 | 0 |  | 1 | TRUE | wye
72 | LV_331-9_0_5_load_174 | 100 | 0.0018794 | 0.00047101 | 0 | 0 |  | 1 | TRUE | wye
73 | LV_331-9_0_5_load_51 | 101 | 0.0013586 | 0.00034051 | 0 | 0 |  | 1 | TRUE | wye
74 | LV_331-9_0_5_load_52 | 102 | 0.0034295 | 0.00085951 | 0 | 0 |  | 1 | TRUE | wye
75 | LV_331-9_0_5_load_53 | 103 | 0.0018732 | 0.00046946 | 0 | 0 |  | 1 | TRUE | wye
76 | LV_331-9_0_5_load_54 | 104 | 0.00070284 | 0.00017615 | 0 | 0 |  | 1 | TRUE | wye
77 | LV_331-9_0_5_load_55 | 105 | 0.0011107 | 0.00027837 | 0 | 0 |  | 1 | TRUE | wye
78 | LV_331-9_0_5_load_121 | 106 | 0.0015457 | 0.00038739 | 0 | 0 |  | 1 | TRUE | wye
79 | LV_331-9_0_5_load_141 | 107 | 0.0018737 | 0.00046959 | 0 | 0 |  | 1 | TRUE | wye
80 | LV_331-9_0_5_load_122 | 108 | 0.0016518 | 0.00041399 | 0 | 0 |  | 1 | TRUE | wye
81 | LV_331-9_0_5_load_123 | 109 | 0.001397 | 0.00035011 | 0 | 0 |  | 1 | TRUE | wye
82 | LV_331-9_0_5_load_56 | 110 | 0.0030434 | 0.00076276 | 0 | 0 |  | 1 | TRUE | wye
83 | LV_331-9_0_5_load_57 | 111 | 0.0021719 | 0.00054434 | 0 | 0 |  | 1 | TRUE | wye
84 | LV_331-9_0_5_load_58 | 112 | 0.0027678 | 0.00069367 | 0 | 0 |  | 1 | TRUE | wye
85 | LV_331-9_0_5_load_59 | 113 | 0.010015 | 0.0025099 | 0 | 0 |  | 1 | TRUE | wye
86 | LV_331-9_0_5_load_156 | 115 | 0.0034382 | 0.0008617 | 0 | 0 |  | 1 | TRUE | wye
87 | LV_331-9_0_5_load_146 | 116 | 0.0015411 | 0.00038624 | 0 | 0 |  | 1 | TRUE | wye
88 | LV_331-9_0_5_load_60 | 117 | 0.0091672 | 0.0022975 | 0 | 0 |  | 1 | TRUE | wye
89 | LV_331-9_0_5_load_61 | 118 | 0.0015608 | 0.00039117 | 0 | 0 |  | 1 | TRUE | wye
90 | LV_331-9_0_5_load_62 | 119 | 0.0019185 | 0.00048081 | 0 | 0 |  | 1 | TRUE | wye
91 | LV_331-9_0_5_load_63 | 120 | 0.0013726 | 0.00034402 | 0 | 0 |  | 1 | TRUE | wye
92 | LV_331-9_0_5_load_64 | 121 | 0.0015928 | 0.00039918 | 0 | 0 |  | 1 | TRUE | wye
93 | LV_331-9_0_5_load_126 | 122 | 0.0013711 | 0.00034363 | 0 | 0 |  | 1 | TRUE | wye
94 | LV_331-9_0_5_load_144 | 123 | 0.001594 | 0.00039951 | 0 | 0 |  | 1 | TRUE | wye
95 | LV_331-9_0_5_load_124 | 124 | 0.0083283 | 0.0020873 | 0 | 0 |  | 1 | TRUE | wye
96 | LV_331-9_0_5_load_143 | 125 | 0.0083282 | 0.0020873 | 0 | 0 |  | 1 | TRUE | wye
97 | LV_331-9_0_5_load_65 | 126 | 0.0098956 | 0.0024801 | 0 | 0 |  | 1 | TRUE | wye
98 | LV_331-9_0_5_load_66 | 127 | 0.0071818 | 0.0017999 | 0 | 0 |  | 1 | TRUE | wye
99 | LV_331-9_0_5_load_70 | 130 | 0.0053773 | 0.0013477 | 0 | 0 |  | 1 | TRUE | wye
100 | LV_331-9_0_5_load_193 | 131 | 0.010384 | 0.0026026 | 0 | 0 |  | 1 | TRUE | wye
101 | LV_331-9_0_5_load_166 | 133 | 0.0025517 | 0.00063952 | 0 | 0 |  | 1 | TRUE | wye
102 | LV_331-9_0_5_load_140 | 134 | 0.0052822 | 0.0013238 | 0 | 0 |  | 1 | TRUE | wye
103 | LV_331-9_0_5_load_116 | 135 | 0.0073001 | 0.0018296 | 0 | 0 |  | 1 | TRUE | wye
104 | LV_331-9_0_5_load_71 | 136 | 0.0061187 | 0.0015335 | 0 | 0 |  | 1 | TRUE | wye
105 | LV_331-9_0_5_load_72 | 137 | 0.0039368 | 0.00098666 | 0 | 0 |  | 1 | TRUE | wye
106 | LV_331-9_0_5_load_79 | 138 | 0.0043999 | 0.0011027 | 0 | 0 |  | 1 | TRUE | wye
107 | LV_331-9_0_5_load_81 | 139 | 0.003039 | 0.00076165 | 0 | 0 |  | 1 | TRUE | wye
108 | LV_331-9_0_5_load_77 | 140 | 0.0045541 | 0.0011414 | 0 | 0 |  | 1 | TRUE | wye
109 | LV_331-9_0_5_load_73 | 141 | 0.002655 | 0.00066541 | 0 | 0 |  | 1 | TRUE | wye
110 | LV_331-9_0_5_load_114 | 142 | 0.0014378 | 0.00036036 | 0 | 0 |  | 1 | TRUE | wye
111 | LV_331-9_0_5_load_74 | 144 | 0.0024511 | 0.00061431 | 0 | 0 |  | 1 | TRUE | wye
112 | LV_331-9_0_5_load_75 | 145 | 0.0024793 | 0.00062137 | 0 | 0 |  | 1 | TRUE | wye
113 | LV_331-9_0_5_load_106 | 146 | 0.002338 | 0.00058595 | 0 | 0 |  | 1 | TRUE | wye
114 | LV_331-9_0_5_load_104 | 149 | 0.0074477 | 0.0018666 | 0 | 0 |  | 1 | TRUE | wye
115 | LV_331-9_0_5_load_82 | 151 | 0.0062186 | 0.0015585 | 0 | 0 |  | 1 | TRUE | wye
116 | LV_331-9_0_5_load_85 | 152 | 0.0076483 | 0.0019168 | 0 | 0 |  | 1 | TRUE | wye
117 | LV_331-9_0_5_load_102 | 154 | 0.0039209 | 0.00098266 | 0 | 0 |  | 1 | TRUE | wye
118 | LV_331-9_0_5_load_117 | 155 | 0.0078367 | 0.0019641 | 0 | 0 |  | 1 | TRUE | wye
119 | LV_331-9_0_5_load_88 | 156 | 0.0018833 | 0.00047201 | 0 | 0 |  | 1 | TRUE | wye
120 | LV_331-9_0_5_load_97 | 157 | 0.00347 | 0.00086966 | 0 | 0 |  | 1 | TRUE | wye
121 | LV_331-9_0_5_load_130 | 159 | 0.00095665 | 0.00023976 | 0 | 0 |  | 1 | TRUE | wye
122 | LV_331-9_0_5_load_94 | 160 | 0.0021947 | 0.00055005 | 0 | 0 |  | 1 | TRUE | wye
123 | LV_331-9_0_5_load_98 | 162 | 0.0029715 | 0.00074473 | 0 | 0 |  | 1 | TRUE | wye
124 | LV_331-9_0_5_load_100 | 163 | 0.0013802 | 0.00034591 | 0 | 0 |  | 1 | TRUE | wye
125 | LV_331-9_0_5_load_197 | 164 | 0.011869 | 0.0029747 | 0 | 0 |  | 1 | TRUE | wye
126 | LV_331-9_0_5_load_194 | 165 | 0.0013777 | 0.00034528 | 0 | 0 |  | 1 | TRUE | wye
127 | LV_331-9_0_5_load_195 | 166 | 0.0027656 | 0.00069312 | 0 | 0 |  | 1 | TRUE | wye
128 | LV_331-9_0_5_load_101 | 167 | 0.0023723 | 0.00059456 | 0 | 0 |  | 1 | TRUE | wye
129 | LV_331-9_0_5_load_107 | 169 | 0.0020416 | 0.00051168 | 0 | 0 |  | 1 | TRUE | wye
130 | LV_331-9_0_5_load_172 | 170 | 0.0017344 | 0.00043469 | 0 | 0 |  | 1 | TRUE | wye
131 | LV_331-9_0_5_load_133 | 171 | 0.0018292 | 0.00045843 | 0 | 0 |  | 1 | TRUE | wye
132 | LV_331-9_0_5_load_182 | 172 | 0.0017986 | 0.00045076 | 0 | 0 |  | 1 | TRUE | wye
133 | LV_331-9_0_5_load_132 | 173 | 0.0022185 | 0.00055601 | 0 | 0 |  | 1 | TRUE | wye
134 | LV_331-9_0_5_load_109 | 174 | 0.0018336 | 0.00045956 | 0 | 0 |  | 1 | TRUE | wye
135 | LV_331-9_0_5_load_110 | 175 | 0.002218 | 0.00055589 | 0 | 0 |  | 1 | TRUE | wye
136 | LV_331-9_0_5_load_111 | 176 | 0.0016458 | 0.00041247 | 0 | 0 |  | 1 | TRUE | wye
137 | LV_331-9_0_5_load_112 | 177 | 0.0028838 | 0.00072274 | 0 | 0 |  | 1 | TRUE | wye
138 | LV_331-9_0_5_load_113 | 178 | 0.0016446 | 0.00041219 | 0 | 0 |  | 1 | TRUE | wye
139 | LV_331-9_0_5_load_148 | 179 | 0.0023551 | 0.00059026 | 0 | 0 |  | 1 | TRUE | wye
140 | LV_331-9_0_5_load_149 | 180 | 0.0014695 | 0.00036828 | 0 | 0 |  | 1 | TRUE | wye
141 | LV_331-9_0_5_load_118 | 181 | 0.0078653 | 0.0019712 | 0 | 0 |  | 1 | TRUE | wye
142 | LV_331-9_0_5_load_163 | 183 | 0.0044166 | 0.0011069 | 0 | 0 |  | 1 | TRUE | wye
143 | LV_331-9_0_5_load_135 | 184 | 0.0020805 | 0.00052143 | 0 | 0 |  | 1 | TRUE | wye
144 | LV_331-9_0_5_load_137 | 185 | 0.0010651 | 0.00026693 | 0 | 0 |  | 1 | TRUE | wye
145 | LV_331-9_0_5_load_157 | 186 | 0.0010634 | 0.00026651 | 0 | 0 |  | 1 | TRUE | wye
146 | LV_331-9_0_5_load_190 | 187 | 0.0044571 | 0.0011171 | 0 | 0 |  | 1 | TRUE | wye
147 | LV_331-9_0_5_load_145 | 188 | 0.0020962 | 0.00052535 | 0 | 0 |  | 1 | TRUE | wye
148 | LV_331-9_0_5_load_150 | 189 | 0.0014575 | 0.00036528 | 0 | 0 |  | 1 | TRUE | wye
149 | LV_331-9_0_5_load_191 | 190 | 0.0013851 | 0.00034713 | 0 | 0 |  | 1 | TRUE | wye
150 | LV_331-9_0_5_load_170 | 192 | 0.0024098 | 0.00060395 | 0 | 0 |  | 1 | TRUE | wye
151 | LV_331-9_0_5_load_168 | 193 | 0.0045774 | 0.0011472 | 0 | 0 |  | 1 | TRUE | wye
152 | LV_331-9_0_5_load_169 | 194 | 0.0043064 | 0.0010793 | 0 | 0 |  | 1 | TRUE | wye
153 | LV_331-9_0_5_load_183 | 195 | 0.0014921 | 0.00037396 | 0 | 0 |  | 1 | TRUE | wye
154 | LV_331-9_0_5_load_184 | 196 | 0.0023774 | 0.00059584 | 0 | 0 |  | 1 | TRUE | wye
155 | LV_331-9_0_5_load_185 | 197 | 0.0017125 | 0.00042918 | 0 | 0 |  | 1 | TRUE | wye
156 | LV_331-9_0_5_load_187 | 199 | 0.002378 | 0.00059599 | 0 | 0 |  | 1 | TRUE | wye
157 | LV_331-9_0_5_load_196 | 200 | 0.0027666 | 0.00069337 | 0 | 0 |  | 1 | TRUE | wye

## ext_grid
| name | bus | vm_pu | va_degree | slack_weight | in_service
0 |  | 131 | 1 | 0 | 1 | TRUE

## line
| name | std_type | from_bus | to_bus | length_km | r_ohm_per_km | x_ohm_per_km | c_nf_per_km | g_us_per_km | max_i_ka | df | parallel | type | in_service
0 | LV_331-9_0_5_line_0 |  | 0 | 1 | 0.025496 | 0.125 | 0.08 | 261 | 0 | 0.364 | 1 | 5 | cs | TRUE
1 | LV_331-9_0_5_line_1 |  | 0 | 2 | 0.021468 | 0.125 | 0.08 | 261 | 0 | 0.364 | 1 | 5 | cs | TRUE
2 | LV_331-9_0_5_line_2 |  | 1 | 3 | 0.00060795 | 0.125 | 0.08 | 261 | 0 | 0.364 | 1 | 5 | cs | TRUE
3 | LV_331-9_0_5_line_3 |  | 2 | 4 | 0.020561 | 0.125 | 0.08 | 261 | 0 | 0.364 | 1 | 1 | cs | TRUE
4 | LV_331-9_0_5_line_4 |  | 2 | 5 | 0.015896 | 0.125 | 0.08 | 261 | 0 | 0.364 | 1 | 5 | cs | TRUE
5 | LV_331-9_0_5_line_5 |  | 3 | 6 | 0.016721 | 0.125 | 0.08 | 261 | 0 | 0.364 | 1 | 5 | cs | TRUE
6 | LV_331-9_0_5_line_6 |  | 4 | 7 | 0.015228 | 0.125 | 0.08 | 261 | 0 | 0.364 | 1 | 1 | cs | TRUE
7 | LV_331-9_0_5_line_7 |  | 5 | 8 | 0.0047454 | 0.125 | 0.08 | 261 | 0 | 0.364 | 1 | 5 | cs | TRUE
8 | LV_331-9_0_5_line_8 |  | 6 | 9 | 0.0075545 | 0.125 | 0.08 | 261 | 0 | 0.364 | 1 | 5 | cs | TRUE
9 | LV_331-9_0_5_line_9 |  | 7 | 13 | 0.0081268 | 0.125 | 0.08 | 261 | 0 | 0.364 | 1 | 1 | cs | TRUE
10 | LV_331-9_0_5_line_10 |  | 8 | 14 | 0.029372 | 0.125 | 0.08 | 261 | 0 | 0.364 | 1 | 5 | cs | TRUE
11 | LV_331-9_0_5_line_11 |  | 9 | 74 | 0.011451 | 0.125 | 0.08 | 261 | 0 | 0.364 | 1 | 5 | cs | TRUE
12 | LV_331-9_0_5_line_12 |  | 10 | 11 | 0.015939 | 0.125 | 0.08 | 261 | 0 | 0.364 | 1 | 1 | cs | TRUE
13 | LV_331-9_0_5_line_13 |  | 10 | 12 | 0.00464 | 0.125 | 0.08 | 261 | 0 | 0.364 | 1 | 1 | cs | TRUE
14 | LV_331-9_0_5_line_14 |  | 11 | 82 | 0.0057952 | 0.125 | 0.08 | 261 | 0 | 0.364 | 1 | 1 | cs | TRUE
15 | LV_331-9_0_5_line_15 |  | 12 | 76 | 0.018565 | 0.125 | 0.08 | 261 | 0 | 0.364 | 1 | 1 | cs | TRUE
16 | LV_331-9_0_5_line_16 |  | 12 | 75 | 0.0276 | 0.125 | 0.08 | 261 | 0 | 0.364 | 1 | 1 | cs | TRUE
17 | LV_331-9_0_5_line_17 |  | 13 | 184 | 0.014135 | 0.125 | 0.08 | 261 | 0 | 0.364 | 1 | 1 | cs | TRUE
18 | LV_331-9_0_5_line_18 |  | 14 | 33 | 0.039556 | 0.125 | 0.08 | 261 | 0 | 0.364 | 1 | 1 | cs | TRUE
19 | LV_331-9_0_5_line_19 |  | 14 | 34 | 0.026015 | 0.125 | 0.08 | 261 | 0 | 0.364 | 1 | 5 | cs | TRUE
20 | LV_331-9_0_5_line_20 |  | 15 | 16 | 0.026321 | 0.125 | 0.08 | 261 | 0 | 0.364 | 1 | 1 | cs | TRUE
21 | LV_331-9_0_5_line_21 |  | 16 | 17 | 0.027466 | 0.125 | 0.08 | 261 | 0 | 0.364 | 1 | 5 | cs | TRUE
22 | LV_331-9_0_5_line_22 |  | 16 | 18 | 0.029001 | 0.125 | 0.08 | 261 | 0 | 0.364 | 1 | 5 | cs | TRUE
23 | LV_331-9_0_5_line_23 |  | 17 | 19 | 0.029105 | 0.125 | 0.08 | 261 | 0 | 0.364 | 1 | 1 | cs | TRUE
24 | LV_331-9_0_5_line_24 |  | 17 | 20 | 0.005564 | 0.125 | 0.08 | 261 | 0 | 0.364 | 1 | 5 | cs | TRUE
25 | LV_331-9_0_5_line_25 |  | 18 | 21 | 0.01383 | 0.125 | 0.08 | 261 | 0 | 0.364 | 1 | 5 | cs | TRUE
26 | LV_331-9_0_5_line_26 |  | 18 | 22 | 0.016462 | 0.125 | 0.08 | 261 | 0 | 0.364 | 1 | 5 | cs | TRUE
27 | LV_331-9_0_5_line_27 |  | 20 | 23 | 0.016403 | 0.125 | 0.08 | 261 | 0 | 0.364 | 1 | 5 | cs | TRUE
28 | LV_331-9_0_5_line_28 |  | 20 | 24 | 0.018039 | 0.125 | 0.08 | 261 | 0 | 0.364 | 1 | 1 | cs | TRUE
29 | LV_331-9_0_5_line_29 |  | 21 | 25 | 0.015141 | 0.125 | 0.08 | 261 | 0 | 0.364 | 1 | 5 | cs | TRUE
30 | LV_331-9_0_5_line_30 |  | 22 | 26 | 0.014103 | 0.125 | 0.08 | 261 | 0 | 0.364 | 1 | 5 | cs | TRUE
31 | LV_331-9_0_5_line_31 |  | 23 | 189 | 0.01885 | 0.125 | 0.08 | 261 | 0 | 0.364 | 1 | 5 | cs | TRUE
32 | LV_331-9_0_5_line_32 |  | 25 | 133 | 0.025975 | 0.125 | 0.08 | 261 | 0 | 0.364 | 1 | 1 | cs | TRUE
33 | LV_331-9_0_5_line_33 |  | 25 | 129 | 0.014872 | 0.125 | 0.08 | 261 | 0 | 0.364 | 1 | 5 | cs | TRUE
34 | LV_331-9_0_5_line_34 |  | 26 | 48 | 0.0056971 | 0.125 | 0.08 | 261 | 0 | 0.364 | 1 | 5 | cs | TRUE
35 | LV_331-9_0_5_line_35 |  | 27 | 28 | 0.032839 | 0.125 | 0.08 | 261 | 0 | 0.364 | 1 | 1 | cs | TRUE
36 | LV_331-9_0_5_line_36 |  | 27 | 29 | 0.023741 | 0.125 | 0.08 | 261 | 0 | 0.364 | 1 | 1 | cs | TRUE
37 | LV_331-9_0_5_line_37 |  | 28 | 30 | 0.034605 | 0.125 | 0.08 | 261 | 0 | 0.364 | 1 | 1 | cs | TRUE
38 | LV_331-9_0_5_line_38 |  | 30 | 31 | 0.006698 | 0.125 | 0.08 | 261 | 0 | 0.364 | 1 | 5 | cs | TRUE
39 | LV_331-9_0_5_line_39 |  | 30 | 32 | 0.11955 | 0.125 | 0.08 | 261 | 0 | 0.364 | 1 | 5 | cs | TRUE
40 | LV_331-9_0_5_line_40 |  | 31 | 35 | 0.0065052 | 0.125 | 0.08 | 261 | 0 | 0.364 | 1 | 5 | cs | TRUE
41 | LV_331-9_0_5_line_41 |  | 32 | 36 | 0.0037075 | 0.125 | 0.08 | 261 | 0 | 0.364 | 1 | 1 | cs | TRUE
42 | LV_331-9_0_5_line_42 |  | 33 | 39 | 0.026031 | 0.125 | 0.08 | 261 | 0 | 0.364 | 1 | 1 | cs | TRUE
43 | LV_331-9_0_5_line_43 |  | 33 | 40 | 0.02793 | 0.125 | 0.08 | 261 | 0 | 0.364 | 1 | 1 | cs | TRUE
44 | LV_331-9_0_5_line_44 |  | 34 | 41 | 0.013255 | 0.125 | 0.08 | 261 | 0 | 0.364 | 1 | 5 | cs | TRUE
45 | LV_331-9_0_5_line_45 |  | 35 | 62 | 0.032971 | 0.125 | 0.08 | 261 | 0 | 0.364 | 1 | 5 | cs | TRUE
46 | LV_331-9_0_5_line_46 |  | 36 | 37 | 0.034518 | 0.125 | 0.08 | 261 | 0 | 0.364 | 1 | 1 | cs | TRUE
47 | LV_331-9_0_5_line_47 |  | 37 | 38 | 0.06816 | 0.125 | 0.08 | 261 | 0 | 0.364 | 1 | 1 | cs | TRUE
48 | LV_331-9_0_5_line_48 |  | 39 | 191 | 9.1899e-05 | 0.125 | 0.08 | 261 | 0 | 0.364 | 1 | 1 | cs | TRUE
49 | LV_331-9_0_5_line_49 |  | 40 | 192 | 0.00029354 | 0.125 | 0.08 | 261 | 0 | 0.364 | 1 | 1 | cs | TRUE
50 | LV_331-9_0_5_line_50 |  | 41 | 107 | 0.011684 | 0.125 | 0.08 | 261 | 0 | 0.364 | 1 | 5 | cs | TRUE
51 | LV_331-9_0_5_line_51 |  | 42 | 43 | 0.0060337 | 0.125 | 0.08 | 261 | 0 | 0.364 | 1 | 5 | cs | TRUE
52 | LV_331-9_0_5_line_52 |  | 42 | 44 | 0.021431 | 0.125 | 0.08 | 261 | 0 | 0.364 | 1 | 5 | cs | TRUE
53 | LV_331-9_0_5_line_53 |  | 43 | 45 | 0.016047 | 0.125 | 0.08 | 261 | 0 | 0.364 | 1 | 5 | cs | TRUE
54 | LV_331-9_0_5_line_54 |  | 44 | 46 | 0.016494 | 0.125 | 0.08 | 261 | 0 | 0.364 | 1 | 5 | cs | TRUE
55 | LV_331-9_0_5_line_55 |  | 45 | 47 | 0.0049305 | 0.125 | 0.08 | 261 | 0 | 0.364 | 1 | 5 | cs | TRUE
56 | LV_331-9_0_5_line_56 |  | 46 | 48 | 0.014012 | 0.125 | 0.08 | 261 | 0 | 0.364 | 1 | 5 | cs | TRUE
57 | LV_331-9_0_5_line_57 |  | 47 | 49 | 0.011598 | 0.125 | 0.08 | 261 | 0 | 0.364 | 1 | 5 | cs | TRUE
58 | LV_331-9_0_5_line_58 |  | 49 | 183 | 0.01809 | 0.125 | 0.08 | 261 | 0 | 0.364 | 1 | 5 | cs | TRUE
59 | LV_331-9_0_5_line_59 |  | 50 | 51 | 0.02361 | 0.125 | 0.08 | 261 | 0 | 0.364 | 1 | 5 | cs | TRUE
60 | LV_331-9_0_5_line_60 |  | 50 | 52 | 0.02203 | 0.125 | 0.08 | 261 | 0 | 0.364 | 1 | 5 | cs | TRUE
61 | LV_331-9_0_5_line_61 |  | 51 | 53 | 0.013099 | 0.125 | 0.08 | 261 | 0 | 0.364 | 1 | 5 | cs | TRUE
62 | LV_331-9_0_5_line_62 |  | 52 | 54 | 0.0065298 | 0.125 | 0.08 | 261 | 0 | 0.364 | 1 | 5 | cs | TRUE
63 | LV_331-9_0_5_line_63 |  | 53 | 55 | 0.01746 | 0.125 | 0.08 | 261 | 0 | 0.364 | 1 | 5 | cs | TRUE
64 | LV_331-9_0_5_line_64 |  | 54 | 56 | 0.024945 | 0.125 | 0.08 | 261 | 0 | 0.364 | 1 | 5 | cs | TRUE
65 | LV_331-9_0_5_line_65 |  | 54 | 57 | 0.0080756 | 0.125 | 0.08 | 261 | 0 | 0.364 | 1 | 1 | cs | TRUE
66 | LV_331-9_0_5_line_66 |  | 55 | 58 | 0.0023139 | 0.125 | 0.08 | 261 | 0 | 0.364 | 1 | 5 | cs | TRUE
67 | LV_331-9_0_5_line_67 |  | 56 | 59 | 0.016519 | 0.125 | 0.08 | 261 | 0 | 0.364 | 1 | 5 | cs | TRUE
68 | LV_331-9_0_5_line_68 |  | 57 | 60 | 0.0091129 | 0.125 | 0.08 | 261 | 0 | 0.364 | 1 | 1 | cs | TRUE
69 | LV_331-9_0_5_line_69 |  | 58 | 108 | 0.014424 | 0.125 | 0.08 | 261 | 0 | 0.364 | 1 | 5 | cs | TRUE
70 | LV_331-9_0_5_line_70 |  | 59 | 183 | 0.011136 | 0.125 | 0.08 | 261 | 0 | 0.364 | 1 | 5 | cs | TRUE
71 | LV_331-9_0_5_line_71 |  | 60 | 159 | 0.0048517 | 0.125 | 0.08 | 261 | 0 | 0.364 | 1 | 1 | cs | TRUE
72 | LV_331-9_0_5_line_72 |  | 61 | 62 | 0.010364 | 0.125 | 0.08 | 261 | 0 | 0.364 | 1 | 1 | cs | TRUE
73 | LV_331-9_0_5_line_73 |  | 62 | 63 | 0.016403 | 0.125 | 0.08 | 261 | 0 | 0.364 | 1 | 5 | cs | TRUE
74 | LV_331-9_0_5_line_74 |  | 63 | 67 | 0.0035409 | 0.125 | 0.08 | 261 | 0 | 0.364 | 1 | 5 | cs | TRUE
75 | LV_331-9_0_5_line_75 |  | 64 | 65 | 0.014148 | 0.125 | 0.08 | 261 | 0 | 0.364 | 1 | 1 | cs | TRUE
76 | LV_331-9_0_5_line_76 |  | 64 | 66 | 0.016384 | 0.125 | 0.08 | 261 | 0 | 0.364 | 1 | 1 | cs | TRUE
77 | LV_331-9_0_5_line_77 |  | 65 | 68 | 0.018529 | 0.125 | 0.08 | 261 | 0 | 0.364 | 1 | 1 | cs | TRUE
78 | LV_331-9_0_5_line_78 |  | 66 | 69 | 0.0080837 | 0.125 | 0.08 | 261 | 0 | 0.364 | 1 | 1 | cs | TRUE
79 | LV_331-9_0_5_line_79 |  | 67 | 70 | 0.015088 | 0.125 | 0.08 | 261 | 0 | 0.364 | 1 | 5 | cs | TRUE
80 | LV_331-9_0_5_line_80 |  | 68 | 71 | 0.026929 | 0.125 | 0.08 | 261 | 0 | 0.364 | 1 | 1 | cs | TRUE
81 | LV_331-9_0_5_line_81 |  | 69 | 72 | 0.016445 | 0.125 | 0.08 | 261 | 0 | 0.364 | 1 | 1 | cs | TRUE
82 | LV_331-9_0_5_line_82 |  | 70 | 73 | 0.010704 | 0.125 | 0.08 | 261 | 0 | 0.364 | 1 | 5 | cs | TRUE
83 | LV_331-9_0_5_line_83 |  | 71 | 140 | 0.0031649 | 0.125 | 0.08 | 261 | 0 | 0.364 | 1 | 1 | cs | TRUE
84 | LV_331-9_0_5_line_84 |  | 72 | 161 | 0.009762 | 0.125 | 0.08 | 261 | 0 | 0.364 | 1 | 1 | cs | TRUE
85 | LV_331-9_0_5_line_85 |  | 73 | 74 | 0.006096 | 0.125 | 0.08 | 261 | 0 | 0.364 | 1 | 5 | cs | TRUE
86 | LV_331-9_0_5_line_86 |  | 77 | 78 | 0.011697 | 0.125 | 0.08 | 261 | 0 | 0.364 | 1 | 1 | cs | TRUE
87 | LV_331-9_0_5_line_87 |  | 77 | 79 | 0.017516 | 0.125 | 0.08 | 261 | 0 | 0.364 | 1 | 1 | cs | TRUE
88 | LV_331-9_0_5_line_88 |  | 78 | 80 | 0.0086709 | 0.125 | 0.08 | 261 | 0 | 0.364 | 1 | 1 | cs | TRUE
89 | LV_331-9_0_5_line_89 |  | 79 | 81 | 0.018392 | 0.125 | 0.08 | 261 | 0 | 0.364 | 1 | 1 | cs | TRUE
90 | LV_331-9_0_5_line_90 |  | 81 | 85 | 0.020621 | 0.125 | 0.08 | 261 | 0 | 0.364 | 1 | 1 | cs | TRUE
91 | LV_331-9_0_5_line_91 |  | 82 | 156 | 0.019957 | 0.125 | 0.08 | 261 | 0 | 0.364 | 1 | 1 | cs | TRUE
92 | LV_331-9_0_5_line_92 |  | 83 | 84 | 0.018643 | 0.125 | 0.08 | 261 | 0 | 0.364 | 1 | 1 | cs | TRUE
93 | LV_331-9_0_5_line_93 |  | 84 | 159 | 0.012823 | 0.125 | 0.08 | 261 | 0 | 0.364 | 1 | 1 | cs | TRUE
94 | LV_331-9_0_5_line_94 |  | 85 | 131 | 0.017688 | 0.125 | 0.08 | 261 | 0 | 0.364 | 1 | 5 | cs | TRUE
95 | LV_331-9_0_5_line_95 |  | 85 | 127 | 0.01385 | 0.125 | 0.08 | 261 | 0 | 0.364 | 1 | 5 | cs | TRUE
96 | LV_331-9_0_5_line_96 |  | 86 | 87 | 0.028051 | 0.125 | 0.08 | 261 | 0 | 0.364 | 1 | 1 | cs | TRUE
97 | LV_331-9_0_5_line_97 |  | 87 | 88 | 0.027883 | 0.125 | 0.08 | 261 | 0 | 0.364 | 1 | 1 | cs | TRUE
98 | LV_331-9_0_5_line_98 |  | 87 | 89 | 0.03662 | 0.125 | 0.08 | 261 | 0 | 0.364 | 1 | 1 | cs | TRUE
99 | LV_331-9_0_5_line_99 |  | 88 | 92 | 0.027957 | 0.125 | 0.08 | 261 | 0 | 0.364 | 1 | 1 | cs | TRUE
100 | LV_331-9_0_5_line_100 |  | 88 | 90 | 0.02713 | 0.125 | 0.08 | 261 | 0 | 0.364 | 1 | 1 | cs | TRUE
101 | LV_331-9_0_5_line_101 |  | 89 | 93 | 0.011518 | 0.125 | 0.08 | 261 | 0 | 0.364 | 1 | 1 | cs | TRUE
102 | LV_331-9_0_5_line_102 |  | 89 | 94 | 0.0020731 | 0.125 | 0.08 | 261 | 0 | 0.364 | 1 | 1 | cs | TRUE
103 | LV_331-9_0_5_line_103 |  | 90 | 91 | 0.025423 | 0.125 | 0.08 | 261 | 0 | 0.364 | 1 | 1 | cs | TRUE
104 | LV_331-9_0_5_line_104 |  | 92 | 95 | 0.012449 | 0.125 | 0.08 | 261 | 0 | 0.364 | 1 | 1 | cs | TRUE
105 | LV_331-9_0_5_line_105 |  | 93 | 99 | 0.010016 | 0.125 | 0.08 | 261 | 0 | 0.364 | 1 | 1 | cs | TRUE
106 | LV_331-9_0_5_line_106 |  | 94 | 100 | 0.0097923 | 0.125 | 0.08 | 261 | 0 | 0.364 | 1 | 1 | cs | TRUE
107 | LV_331-9_0_5_line_107 |  | 95 | 124 | 0.00074572 | 0.125 | 0.08 | 261 | 0 | 0.364 | 1 | 1 | cs | TRUE
108 | LV_331-9_0_5_line_108 |  | 96 | 97 | 0.030492 | 0.125 | 0.08 | 261 | 0 | 0.364 | 1 | 1 | cs | TRUE
109 | LV_331-9_0_5_line_109 |  | 96 | 98 | 0.008908 | 0.125 | 0.08 | 261 | 0 | 0.364 | 1 | 1 | cs | TRUE
110 | LV_331-9_0_5_line_110 |  | 97 | 182 | 0.029343 | 0.125 | 0.08 | 261 | 0 | 0.364 | 1 | 1 | cs | TRUE
111 | LV_331-9_0_5_line_111 |  | 98 | 99 | 0.010635 | 0.125 | 0.08 | 261 | 0 | 0.364 | 1 | 1 | cs | TRUE
112 | LV_331-9_0_5_line_112 |  | 101 | 102 | 0.0012519 | 0.125 | 0.08 | 261 | 0 | 0.364 | 1 | 5 | cs | TRUE
113 | LV_331-9_0_5_line_113 |  | 101 | 103 | 0.023618 | 0.125 | 0.08 | 261 | 0 | 0.364 | 1 | 5 | cs | TRUE
114 | LV_331-9_0_5_line_114 |  | 102 | 104 | 0.011714 | 0.125 | 0.08 | 261 | 0 | 0.364 | 1 | 5 | cs | TRUE
115 | LV_331-9_0_5_line_115 |  | 103 | 105 | 0.00065678 | 0.125 | 0.08 | 261 | 0 | 0.364 | 1 | 5 | cs | TRUE
116 | LV_331-9_0_5_line_116 |  | 104 | 106 | 0.028465 | 0.125 | 0.08 | 261 | 0 | 0.364 | 1 | 5 | cs | TRUE
117 | LV_331-9_0_5_line_117 |  | 105 | 107 | 0.0092984 | 0.125 | 0.08 | 261 | 0 | 0.364 | 1 | 5 | cs | TRUE
118 | LV_331-9_0_5_line_118 |  | 106 | 108 | 0.013985 | 0.125 | 0.08 | 261 | 0 | 0.364 | 1 | 5 | cs | TRUE
119 | LV_331-9_0_5_line_119 |  | 106 | 109 | 0.01802 | 0.125 | 0.08 | 261 | 0 | 0.364 | 1 | 1 | cs | TRUE
120 | LV_331-9_0_5_line_120 |  | 110 | 111 | 0.0065826 | 0.125 | 0.08 | 261 | 0 | 0.364 | 1 | 1 | cs | TRUE
121 | LV_331-9_0_5_line_121 |  | 110 | 112 | 0.008722 | 0.125 | 0.08 | 261 | 0 | 0.364 | 1 | 1 | cs | TRUE
122 | LV_331-9_0_5_line_122 |  | 111 | 113 | 0.0085432 | 0.125 | 0.08 | 261 | 0 | 0.364 | 1 | 1 | cs | TRUE
123 | LV_331-9_0_5_line_123 |  | 113 | 114 | 0.0099949 | 0.125 | 0.08 | 261 | 0 | 0.364 | 1 | 1 | cs | TRUE
124 | LV_331-9_0_5_line_124 |  | 114 | 115 | 0.01689 | 0.125 | 0.08 | 261 | 0 | 0.364 | 1 | 5 | cs | TRUE
125 | LV_331-9_0_5_line_125 |  | 114 | 116 | 0.014367 | 0.125 | 0.08 | 261 | 0 | 0.364 | 1 | 5 | cs | TRUE
126 | LV_331-9_0_5_line_126 |  | 115 | 168 | 0.010414 | 0.125 | 0.08 | 261 | 0 | 0.364 | 1 | 5 | cs | TRUE
127 | LV_331-9_0_5_line_127 |  | 116 | 188 | 0.0075534 | 0.125 | 0.08 | 261 | 0 | 0.364 | 1 | 5 | cs | TRUE
128 | LV_331-9_0_5_line_128 |  | 117 | 118 | 0.00053573 | 0.125 | 0.08 | 261 | 0 | 0.364 | 1 | 1 | cs | TRUE
129 | LV_331-9_0_5_line_129 |  | 117 | 119 | 0.0064543 | 0.125 | 0.08 | 261 | 0 | 0.364 | 1 | 1 | cs | TRUE
130 | LV_331-9_0_5_line_130 |  | 118 | 120 | 0.014101 | 0.125 | 0.08 | 261 | 0 | 0.364 | 1 | 1 | cs | TRUE
131 | LV_331-9_0_5_line_131 |  | 119 | 121 | 0.013855 | 0.125 | 0.08 | 261 | 0 | 0.364 | 1 | 2 | cs | TRUE
132 | LV_331-9_0_5_line_132 |  | 120 | 122 | 0.0065731 | 0.125 | 0.08 | 261 | 0 | 0.364 | 1 | 1 | cs | TRUE
133 | LV_331-9_0_5_line_133 |  | 121 | 123 | 0.0068894 | 0.125 | 0.08 | 261 | 0 | 0.364 | 1 | 5 | cs | TRUE
134 | LV_331-9_0_5_line_134 |  | 122 | 124 | 0.025459 | 0.125 | 0.08 | 261 | 0 | 0.364 | 1 | 1 | cs | TRUE
135 | LV_331-9_0_5_line_135 |  | 123 | 125 | 0.0072377 | 0.125 | 0.08 | 261 | 0 | 0.364 | 1 | 5 | cs | TRUE
136 | LV_331-9_0_5_line_136 |  | 125 | 188 | 0.017694 | 0.125 | 0.08 | 261 | 0 | 0.364 | 1 | 5 | cs | TRUE
137 | LV_331-9_0_5_line_137 |  | 126 | 127 | 0.0067406 | 0.125 | 0.08 | 261 | 0 | 0.364 | 1 | 5 | cs | TRUE
138 | LV_331-9_0_5_line_138 |  | 126 | 128 | 0.017076 | 0.125 | 0.08 | 261 | 0 | 0.364 | 1 | 5 | cs | TRUE
139 | LV_331-9_0_5_line_139 |  | 128 | 129 | 0.01184 | 0.125 | 0.08 | 261 | 0 | 0.364 | 1 | 5 | cs | TRUE
140 | LV_331-9_0_5_line_140 |  | 128 | 130 | 0.0072383 | 0.125 | 0.08 | 261 | 0 | 0.364 | 1 | 2 | cs | TRUE
141 | LV_331-9_0_5_line_141 |  | 130 | 132 | 0.025825 | 0.125 | 0.08 | 261 | 0 | 0.364 | 1 | 1 | cs | TRUE
142 | LV_331-9_0_5_line_142 |  | 132 | 134 | 0.019044 | 0.125 | 0.08 | 261 | 0 | 0.364 | 1 | 1 | cs | TRUE
143 | LV_331-9_0_5_line_143 |  | 132 | 135 | 0.0031952 | 0.125 | 0.08 | 261 | 0 | 0.364 | 1 | 1 | cs | TRUE
144 | LV_331-9_0_5_line_144 |  | 135 | 153 | 0.020709 | 0.125 | 0.08 | 261 | 0 | 0.364 | 1 | 1 | cs | TRUE
145 | LV_331-9_0_5_line_145 |  | 136 | 137 | 0.020916 | 0.125 | 0.08 | 261 | 0 | 0.364 | 1 | 1 | cs | TRUE
146 | LV_331-9_0_5_line_146 |  | 136 | 138 | 0.049912 | 0.125 | 0.08 | 261 | 0 | 0.364 | 1 | 1 | cs | TRUE
147 | LV_331-9_0_5_line_147 |  | 138 | 139 | 0.022518 | 0.125 | 0.08 | 261 | 0 | 0.364 | 1 | 1 | cs | TRUE
148 | LV_331-9_0_5_line_148 |  | 138 | 140 | 0.021919 | 0.125 | 0.08 | 261 | 0 | 0.364 | 1 | 1 | cs | TRUE
149 | LV_331-9_0_5_line_149 |  | 139 | 148 | 0.0072821 | 0.125 | 0.08 | 261 | 0 | 0.364 | 1 | 1 | cs | TRUE
150 | LV_331-9_0_5_line_150 |  | 141 | 142 | 0.033987 | 0.125 | 0.08 | 261 | 0 | 0.364 | 1 | 1 | cs | TRUE
151 | LV_331-9_0_5_line_151 |  | 142 | 143 | 0.011031 | 0.125 | 0.08 | 261 | 0 | 0.364 | 1 | 1 | cs | TRUE
152 | LV_331-9_0_5_line_152 |  | 143 | 146 | 0.0091957 | 0.125 | 0.08 | 261 | 0 | 0.364 | 1 | 1 | cs | TRUE
153 | LV_331-9_0_5_line_153 |  | 143 | 145 | 0.015717 | 0.125 | 0.08 | 261 | 0 | 0.364 | 1 | 1 | cs | TRUE
154 | LV_331-9_0_5_line_154 |  | 144 | 145 | 0.00053353 | 0.125 | 0.08 | 261 | 0 | 0.364 | 1 | 1 | cs | TRUE
155 | LV_331-9_0_5_line_155 |  | 146 | 147 | 0.011501 | 0.125 | 0.08 | 261 | 0 | 0.364 | 1 | 1 | cs | TRUE
156 | LV_331-9_0_5_line_156 |  | 147 | 168 | 0.027939 | 0.125 | 0.08 | 261 | 0 | 0.364 | 1 | 5 | cs | TRUE
157 | LV_331-9_0_5_line_157 |  | 147 | 169 | 0.013047 | 0.125 | 0.08 | 261 | 0 | 0.364 | 1 | 5 | cs | TRUE
158 | LV_331-9_0_5_line_158 |  | 148 | 149 | 0.010748 | 0.125 | 0.08 | 261 | 0 | 0.364 | 1 | 1 | cs | TRUE
159 | LV_331-9_0_5_line_159 |  | 148 | 150 | 0.016382 | 0.125 | 0.08 | 261 | 0 | 0.364 | 1 | 1 | cs | TRUE
160 | LV_331-9_0_5_line_160 |  | 149 | 154 | 0.01259 | 0.125 | 0.08 | 261 | 0 | 0.364 | 1 | 1 | cs | TRUE
161 | LV_331-9_0_5_line_161 |  | 150 | 152 | 0.017733 | 0.125 | 0.08 | 261 | 0 | 0.364 | 1 | 1 | cs | TRUE
162 | LV_331-9_0_5_line_162 |  | 150 | 151 | 0.019561 | 0.125 | 0.08 | 261 | 0 | 0.364 | 1 | 1 | cs | TRUE
163 | LV_331-9_0_5_line_163 |  | 152 | 153 | 0.0034331 | 0.125 | 0.08 | 261 | 0 | 0.364 | 1 | 1 | cs | TRUE
164 | LV_331-9_0_5_line_164 |  | 153 | 155 | 0.012412 | 0.125 | 0.08 | 261 | 0 | 0.364 | 1 | 1 | cs | TRUE
165 | LV_331-9_0_5_line_165 |  | 154 | 167 | 0.01487 | 0.125 | 0.08 | 261 | 0 | 0.364 | 1 | 1 | cs | TRUE
166 | LV_331-9_0_5_line_166 |  | 156 | 157 | 0.0043021 | 0.125 | 0.08 | 261 | 0 | 0.364 | 1 | 1 | cs | TRUE
167 | LV_331-9_0_5_line_167 |  | 157 | 158 | 0.011841 | 0.125 | 0.08 | 261 | 0 | 0.364 | 1 | 1 | cs | TRUE
168 | LV_331-9_0_5_line_168 |  | 158 | 162 | 0.021979 | 0.125 | 0.08 | 261 | 0 | 0.364 | 1 | 1 | cs | TRUE
169 | LV_331-9_0_5_line_169 |  | 158 | 160 | 0.016084 | 0.125 | 0.08 | 261 | 0 | 0.364 | 1 | 1 | cs | TRUE
170 | LV_331-9_0_5_line_170 |  | 160 | 161 | 0.0078172 | 0.125 | 0.08 | 261 | 0 | 0.364 | 1 | 1 | cs | TRUE
171 | LV_331-9_0_5_line_171 |  | 161 | 163 | 0.0095085 | 0.125 | 0.08 | 261 | 0 | 0.364 | 1 | 1 | cs | TRUE
172 | LV_331-9_0_5_line_172 |  | 162 | 164 | 0.0016096 | 0.125 | 0.08 | 261 | 0 | 0.364 | 1 | 1 | cs | TRUE
173 | LV_331-9_0_5_line_173 |  | 163 | 165 | 0.0067095 | 0.125 | 0.08 | 261 | 0 | 0.364 | 1 | 1 | cs | TRUE
174 | LV_331-9_0_5_line_174 |  | 165 | 166 | 0.015116 | 0.125 | 0.08 | 261 | 0 | 0.364 | 1 | 1 | cs | TRUE
175 | LV_331-9_0_5_line_175 |  | 166 | 200 | 0.0022882 | 0.125 | 0.08 | 261 | 0 | 0.364 | 1 | 1 | cs | TRUE
176 | LV_331-9_0_5_line_176 |  | 168 | 170 | 0.013695 | 0.125 | 0.08 | 261 | 0 | 0.364 | 1 | 1 | cs | TRUE
177 | LV_331-9_0_5_line_177 |  | 169 | 171 | 0.02176 | 0.125 | 0.08 | 261 | 0 | 0.364 | 1 | 5 | cs | TRUE
178 | LV_331-9_0_5_line_178 |  | 170 | 172 | 0.0068323 | 0.125 | 0.08 | 261 | 0 | 0.364 | 1 | 1 | cs | TRUE
179 | LV_331-9_0_5_line_179 |  | 171 | 173 | 0.015869 | 0.125 | 0.08 | 261 | 0 | 0.364 | 1 | 5 | cs | TRUE
180 | LV_331-9_0_5_line_180 |  | 172 | 195 | 0.007468 | 0.125 | 0.08 | 261 | 0 | 0.364 | 1 | 1 | cs | TRUE
181 | LV_331-9_0_5_line_181 |  | 173 | 177 | 0.0030712 | 0.125 | 0.08 | 261 | 0 | 0.364 | 1 | 5 | cs | TRUE
182 | LV_331-9_0_5_line_182 |  | 174 | 175 | 0.013969 | 0.125 | 0.08 | 261 | 0 | 0.364 | 1 | 5 | cs | TRUE
183 | LV_331-9_0_5_line_183 |  | 174 | 176 | 0.0026085 | 0.125 | 0.08 | 261 | 0 | 0.364 | 1 | 5 | cs | TRUE
184 | LV_331-9_0_5_line_184 |  | 175 | 177 | 0.0051741 | 0.125 | 0.08 | 261 | 0 | 0.364 | 1 | 5 | cs | TRUE
185 | LV_331-9_0_5_line_185 |  | 176 | 178 | 0.0069775 | 0.125 | 0.08 | 261 | 0 | 0.364 | 1 | 5 | cs | TRUE
186 | LV_331-9_0_5_line_186 |  | 178 | 179 | 0.0089022 | 0.125 | 0.08 | 261 | 0 | 0.364 | 1 | 5 | cs | TRUE
187 | LV_331-9_0_5_line_187 |  | 179 | 180 | 0.0044844 | 0.125 | 0.08 | 261 | 0 | 0.364 | 1 | 5 | cs | TRUE
188 | LV_331-9_0_5_line_188 |  | 180 | 189 | 0.0067119 | 0.125 | 0.08 | 261 | 0 | 0.364 | 1 | 5 | cs | TRUE
189 | LV_331-9_0_5_line_189 |  | 181 | 182 | 0.047257 | 0.125 | 0.08 | 261 | 0 | 0.364 | 1 | 1 | cs | TRUE
190 | LV_331-9_0_5_line_190 |  | 184 | 185 | 0.011378 | 0.125 | 0.08 | 261 | 0 | 0.364 | 1 | 1 | cs | TRUE
191 | LV_331-9_0_5_line_191 |  | 185 | 186 | 0.006041 | 0.125 | 0.08 | 261 | 0 | 0.364 | 1 | 1 | cs | TRUE
192 | LV_331-9_0_5_line_192 |  | 186 | 187 | 0.0033554 | 0.125 | 0.08 | 261 | 0 | 0.364 | 1 | 1 | cs | TRUE
193 | LV_331-9_0_5_line_193 |  | 187 | 190 | 0.0048775 | 0.125 | 0.08 | 261 | 0 | 0.364 | 1 | 1 | cs | TRUE
194 | LV_331-9_0_5_line_194 |  | 191 | 199 | 0.016471 | 0.125 | 0.08 | 261 | 0 | 0.364 | 1 | 1 | cs | TRUE
195 | LV_331-9_0_5_line_195 |  | 192 | 194 | 0.048721 | 0.125 | 0.08 | 261 | 0 | 0.364 | 1 | 1 | cs | TRUE
196 | LV_331-9_0_5_line_196 |  | 193 | 194 | 0.0083789 | 0.125 | 0.08 | 261 | 0 | 0.364 | 1 | 1 | cs | TRUE
197 | LV_331-9_0_5_line_197 |  | 196 | 197 | 0.0021679 | 0.125 | 0.08 | 261 | 0 | 0.364 | 1 | 1 | cs | TRUE
198 | LV_331-9_0_5_line_198 |  | 196 | 198 | 0.00063221 | 0.125 | 0.08 | 261 | 0 | 0.364 | 1 | 1 | cs | TRUE
199 | LV_331-9_0_5_line_199 |  | 198 | 199 | 0.0015398 | 0.125 | 0.08 | 261 | 0 | 0.364 | 1 | 1 | cs | TRUE

## trafo
| name | std_type | hv_bus | lv_bus | sn_mva | vn_hv_kv | vn_lv_kv | vk_percent | vkr_percent | pfe_kw | i0_percent | shift_degree | tap_side | tap_neutral | tap_min | tap_max | tap_step_percent | tap_step_degree | tap_pos | tap_phase_shifter | parallel | df | in_service
0 | LV_331-9_0_5_trafo_193 | 0.63 MVA 20/0.4 kV | 201 | 131 | 0.63 | 20 | 0.4 | 6 | 1.206 | 1.65 | 0.2619 | 150 | hv | 0 | -2 | 2 | 2.5 | 0 | 0 | FALSE | 1 | 1 | TRUE

## line_geodata
| x0 | y0 | x1 | y1 | x2 | y2 | x3 | y3 | x4 | y4 | x5 | y5 | x6 | y6 | x7 | y7
0 | 2626425.37 | 1227236.928 | 2626400.214 | 1227232.7787
1 | 2626446.5523 | 1227240.422 | 2626425.37 | 1227236.928
2 | 2626399.6141 | 1227232.6797 | 2626400.214 | 1227232.7787
3 | 2626440.8796 | 1227260.1864 | 2626446.5523 | 1227240.422
4 | 2626446.5523 | 1227240.422 | 2626450.2001 | 1227224.9506
5 | 2626399.6141 | 1227232.6797 | 2626383.1165 | 1227229.9585
6 | 2626440.8796 | 1227260.1864 | 2626456.0389 | 1227258.7368
7 | 2626450.2001 | 1227224.9506 | 2626451.289 | 1227220.3318
8 | 2626383.1165 | 1227229.9585 | 2626375.6627 | 1227228.729
9 | 2626464.1287 | 1227257.9631 | 2626456.0389 | 1227258.7368
10 | 2626458.0294 | 1227191.7438 | 2626451.289 | 1227220.3318
11 | 2626364.3647 | 1227226.8655 | 2626375.6627 | 1227228.729
12 | 2626432.0202 | 1227291.099 | 2626416.3101 | 1227288.4065
13 | 2626431.0225 | 1227295.6306 | 2626432.0202 | 1227291.099
14 | 2626416.3101 | 1227288.4065 | 2626410.5982 | 1227287.4276
15 | 2626431.0225 | 1227295.6306 | 2626449.3932 | 1227292.9526
16 | 2626431.0225 | 1227295.6306 | 2626428.2463 | 1227308.2036 | 2626423.6044 | 1227322.1772
17 | 2626464.1287 | 1227257.9631 | 2626478.1997 | 1227256.6176
18 | 2626458.0294 | 1227191.7438 | 2626466.9381 | 1227153.2047
19 | 2626458.0294 | 1227191.7438 | 2626483.9576 | 1227193.8668
20 | 2626385.3012 | 1227438.4691 | 2626411.376 | 1227442.0645
21 | 2626385.3012 | 1227438.4691 | 2626376.169 | 1227464.3775
22 | 2626393.9715 | 1227410.7909 | 2626385.3012 | 1227438.4691
23 | 2626376.169 | 1227464.3775 | 2626389.8839 | 1227466.2504 | 2626398.4234 | 1227466.3883 | 2626404.9189 | 1227464.3603
24 | 2626376.169 | 1227464.3775 | 2626373.8732 | 1227469.4481
25 | 2626393.9715 | 1227410.7909 | 2626398.576 | 1227397.7479
26 | 2626393.9715 | 1227410.7909 | 2626410.0723 | 1227414.2188
27 | 2626373.8732 | 1227469.4481 | 2626357.8504 | 1227465.9359
28 | 2626373.8732 | 1227469.4481 | 2626365.9603 | 1227485.6586
29 | 2626398.576 | 1227397.7479 | 2626383.5357 | 1227395.6578
30 | 2626423.866 | 1227417.1555 | 2626410.0723 | 1227414.2188
31 | 2626339.4376 | 1227461.8997 | 2626357.8504 | 1227465.9359
32 | 2626383.5357 | 1227395.6578 | 2626382.8875 | 1227398.301 | 2626378.398 | 1227416.203 | 2626377.871 | 1227417.1345 | 2626377.1105 | 1227417.7426 | 2626376.2002 | 1227417.961 | 2626375.1774 | 1227417.9231 | 2626374.4029 | 1227417.7511
33 | 2626368.7604 | 1227393.6246 | 2626383.5357 | 1227395.6578
34 | 2626429.4382 | 1227418.3418 | 2626423.866 | 1227417.1555
35 | 2626390.9603 | 1227182.6369 | 2626358.4201 | 1227178.2185
36 | 2626390.9603 | 1227182.6369 | 2626414.485 | 1227185.8312
37 | 2626324.1295 | 1227173.5624 | 2626358.4201 | 1227178.2185
38 | 2626324.1295 | 1227173.5624 | 2626322.5473 | 1227180.0704
39 | 2626324.1295 | 1227173.5624 | 2626310.6561 | 1227054.775
40 | 2626322.5473 | 1227180.0704 | 2626321.0109 | 1227186.3915
41 | 2626310.6561 | 1227054.775 | 2626306.9525 | 1227054.6057
42 | 2626466.9381 | 1227153.2047 | 2626471.696 | 1227127.612
43 | 2626466.9381 | 1227153.2047 | 2626478.4234 | 1227155.6239 | 2626486.4879 | 1227155.2928 | 2626494.5672 | 1227154.4676
44 | 2626483.9576 | 1227193.8668 | 2626497.1679 | 1227194.9485
45 | 2626313.2235 | 1227218.4299 | 2626321.0109 | 1227186.3915
46 | 2626272.4708 | 1227053.0291 | 2626306.9525 | 1227054.6057
47 | 2626272.4708 | 1227053.0291 | 2626261.7137 | 1226985.723
48 | 2626471.7128 | 1227127.5217 | 2626471.696 | 1227127.612
49 | 2626494.8592 | 1227154.4377 | 2626494.5672 | 1227154.4676
50 | 2626497.1679 | 1227194.9485 | 2626508.8127 | 1227195.902
51 | 2626467.8201 | 1227384.9804 | 2626463.9652 | 1227389.6221
52 | 2626451.8776 | 1227407.2682 | 2626459.6509 | 1227394.8169 | 2626463.9652 | 1227389.6221
53 | 2626467.8201 | 1227384.9804 | 2626478.0721 | 1227372.6358
54 | 2626443.1428 | 1227421.2595 | 2626451.8776 | 1227407.2682
55 | 2626481.2221 | 1227368.8429 | 2626478.0721 | 1227372.6358
56 | 2626443.1428 | 1227421.2595 | 2626429.4382 | 1227418.3418
57 | 2626488.632 | 1227359.9205 | 2626481.2221 | 1227368.8429
58 | 2626488.632 | 1227359.9205 | 2626496.365 | 1227350.6091 | 2626500.163 | 1227345.9822
59 | 2626558.7251 | 1227259.6838 | 2626555.0138 | 1227268.1763 | 2626548.3839 | 1227280.894
60 | 2626536.7555 | 1227299.5754 | 2626545.4902 | 1227286.4448 | 2626548.3839 | 1227280.894
61 | 2626558.7251 | 1227259.6838 | 2626563.9705 | 1227247.6809
62 | 2626533.1389 | 1227305.0121 | 2626536.7555 | 1227299.5754
63 | 2626570.9622 | 1227231.6821 | 2626563.9705 | 1227247.6809
64 | 2626533.1389 | 1227305.0121 | 2626525.2341 | 1227315.4387 | 2626517.7092 | 1227324.6061
65 | 2626533.1389 | 1227305.0121 | 2626528.5589 | 1227302.2456 | 2626525.8483 | 1227301.9661
66 | 2626570.9622 | 1227231.6821 | 2626571.8888 | 1227229.5618
67 | 2626507.2283 | 1227337.3746 | 2626517.7092 | 1227324.6061
68 | 2626516.7835 | 1227301.0313 | 2626525.8483 | 1227301.9661
69 | 2626571.8888 | 1227229.5618 | 2626577.6648 | 1227216.3448
70 | 2626507.2283 | 1227337.3746 | 2626500.163 | 1227345.9822
71 | 2626516.7835 | 1227301.0313 | 2626513.0086 | 1227300.6421 | 2626511.9539 | 1227300.7093
72 | 2626313.2235 | 1227218.4299 | 2626310.8807 | 1227228.5261
73 | 2626313.2235 | 1227218.4299 | 2626329.4077 | 1227221.0994
74 | 2626332.9014 | 1227221.6757 | 2626329.4077 | 1227221.0994
75 | 2626301.4197 | 1227269.2971 | 2626297.4814 | 1227282.886
76 | 2626301.4197 | 1227269.2971 | 2626317.5985 | 1227271.8812
77 | 2626297.4814 | 1227282.886 | 2626292.3234 | 1227300.6831
78 | 2626325.581 | 1227273.1562 | 2626317.5985 | 1227271.8812
79 | 2626347.7883 | 1227224.1312 | 2626332.9014 | 1227221.6757
80 | 2626283.601 | 1227326.1437 | 2626287.0215 | 1227317.4069 | 2626290.7004 | 1227306.2831 | 2626292.3234 | 1227300.6831
81 | 2626325.581 | 1227273.1562 | 2626341.8197 | 1227275.7499
82 | 2626347.7883 | 1227224.1312 | 2626358.3499 | 1227225.8733
83 | 2626282.4471 | 1227329.0908 | 2626283.601 | 1227326.1437
84 | 2626351.4596 | 1227277.2896 | 2626341.8197 | 1227275.7499
85 | 2626364.3647 | 1227226.8655 | 2626358.3499 | 1227225.8733
86 | 2626411.9945 | 1227357.1275 | 2626408.3513 | 1227368.2429
87 | 2626411.9945 | 1227357.1275 | 2626394.4959 | 1227356.3576
88 | 2626408.3513 | 1227368.2429 | 2626405.6506 | 1227376.4825
89 | 2626394.4959 | 1227356.3576 | 2626376.1214 | 1227355.5491
90 | 2626355.5202 | 1227354.6427 | 2626376.1214 | 1227355.5491
91 | 2626390.9277 | 1227284.0564 | 2626410.5982 | 1227287.4276
92 | 2626480.5507 | 1227302.7102 | 2626480.5507 | 1227302.7102 | 2626499.1564 | 1227301.5247
93 | 2626511.9539 | 1227300.7093 | 2626499.1564 | 1227301.5247
94 | 2626355.8636 | 1227336.967 | 2626355.9554 | 1227343.6158 | 2626355.5202 | 1227354.6427
95 | 2626355.5202 | 1227354.6427 | 2626355.8455 | 1227356.4786 | 2626357.2059 | 1227359.0083 | 2626357.5041 | 1227360.1214 | 2626357.5797 | 1227368.0821
96 | 2626399.6125 | 1227543.4731 | 2626424.6576 | 1227556.1072
97 | 2626373.8358 | 1227532.6636 | 2626386.4816 | 1227538.0895 | 2626399.6125 | 1227543.4731
98 | 2626399.6125 | 1227543.4731 | 2626393.7224 | 1227552.5302 | 2626387.251 | 1227562.8299 | 2626379.9935 | 1227574.3936
99 | 2626350.2516 | 1227517.8393 | 2626356.2612 | 1227522.8689 | 2626368.8995 | 1227529.9846 | 2626373.8358 | 1227532.6636
100 | 2626373.8358 | 1227532.6636 | 2626381.1869 | 1227520.5222 | 2626388.2443 | 1227509.658
101 | 2626379.9935 | 1227574.3936 | 2626369.6607 | 1227569.3052
102 | 2626379.9935 | 1227574.3936 | 2626378.8915 | 1227576.1495
103 | 2626388.2443 | 1227509.658 | 2626401.6567 | 1227488.0611
104 | 2626350.2516 | 1227517.8393 | 2626338.0491 | 1227515.3753
105 | 2626360.6749 | 1227564.8802 | 2626369.6607 | 1227569.3052
106 | 2626374.0225 | 1227584.64 | 2626374.0225 | 1227584.64 | 2626376.9181 | 1227579.2941 | 2626378.8915 | 1227576.1495
107 | 2626338.0491 | 1227515.3753 | 2626337.3182 | 1227515.2277
108 | 2626348.4694 | 1227572.9867 | 2626344.1044 | 1227579.9271 | 2626332.5537 | 1227598.9939
109 | 2626355.413 | 1227574.1292 | 2626354.2675 | 1227576.1475 | 2626348.4694 | 1227572.9867
110 | 2626317.3499 | 1227624.0909 | 2626332.5537 | 1227598.9939
111 | 2626355.413 | 1227574.1292 | 2626357.8034 | 1227569.9372 | 2626360.6749 | 1227564.8802
112 | 2626542.2735 | 1227198.6419 | 2626543.5213 | 1227198.744
113 | 2626542.2735 | 1227198.6419 | 2626518.7347 | 1227196.7145
114 | 2626555.1962 | 1227199.7 | 2626543.5213 | 1227198.744
115 | 2626518.0801 | 1227196.6609 | 2626518.7347 | 1227196.7145
116 | 2626583.265 | 1227203.5302 | 2626576.9161 | 1227201.4785 | 2626555.1962 | 1227199.7
117 | 2626518.0801 | 1227196.6609 | 2626508.8127 | 1227195.902
118 | 2626583.265 | 1227203.5302 | 2626577.6648 | 1227216.3448
119 | 2626583.265 | 1227203.5302 | 2626589.313 | 1227191.4722 | 2626591.2493 | 1227187.3766
120 | 2626200.7309 | 1227502.0041 | 2626207.2952 | 1227502.4949
121 | 2626192.3069 | 1227499.7435 | 2626200.7309 | 1227502.0041 | 2626200.7309 | 1227502.0041
122 | 2626207.2952 | 1227502.4949 | 2626210.6847 | 1227502.7483 | 2626215.3845 | 1227500.6566
123 | 2626218.987 | 1227491.3335 | 2626215.3845 | 1227500.6566
124 | 2626218.987 | 1227491.3335 | 2626225.4027 | 1227475.709
125 | 2626218.987 | 1227491.3335 | 2626233.0697 | 1227494.1772
126 | 2626229.3584 | 1227466.0751 | 2626225.4027 | 1227475.709
127 | 2626240.4737 | 1227495.6723 | 2626233.0697 | 1227494.1772
128 | 2626292.0979 | 1227506.0965 | 2626291.5728 | 1227505.9905
129 | 2626291.5728 | 1227505.9905 | 2626285.2461 | 1227504.713
130 | 2626305.9203 | 1227508.8876 | 2626292.0979 | 1227506.0965
131 | 2626285.2461 | 1227504.713 | 2626271.6652 | 1227501.9706
132 | 2626312.3633 | 1227510.1887 | 2626305.9203 | 1227508.8876
133 | 2626271.6652 | 1227501.9706 | 2626264.9121 | 1227500.607
134 | 2626312.3633 | 1227510.1887 | 2626337.3182 | 1227515.2277
135 | 2626264.9121 | 1227500.607 | 2626257.8177 | 1227499.1745
136 | 2626240.4737 | 1227495.6723 | 2626257.8177 | 1227499.1745
137 | 2626357.5797 | 1227368.0821 | 2626357.6438 | 1227374.8224
138 | 2626357.015 | 1227391.8827 | 2626357.6747 | 1227378.0774 | 2626357.6438 | 1227374.8224
139 | 2626357.015 | 1227391.8827 | 2626368.7604 | 1227393.6246
140 | 2626357.015 | 1227391.8827 | 2626349.8615 | 1227390.7777
141 | 2626324.339 | 1227386.8353 | 2626349.8615 | 1227390.7777
142 | 2626324.339 | 1227386.8353 | 2626322.9234 | 1227395.0895 | 2626322.9007 | 1227400.237 | 2626328.1675 | 1227401.8946
143 | 2626324.339 | 1227386.8353 | 2626321.1829 | 1227386.3369
144 | 2626300.7279 | 1227383.1066 | 2626321.1829 | 1227386.3369
145 | 2626227.8732 | 1227331.5787 | 2626235.0161 | 1227311.9198
146 | 2626274.4561 | 1227349.5015 | 2626227.8732 | 1227331.5787
147 | 2626266.2469 | 1227370.4696 | 2626274.4561 | 1227349.5015
148 | 2626282.4471 | 1227329.0908 | 2626274.4561 | 1227349.5015
149 | 2626263.5921 | 1227377.2505 | 2626266.2469 | 1227370.4696
150 | 2626209.4149 | 1227429.146 | 2626204.4316 | 1227395.5268
151 | 2626219.905 | 1227432.5579 | 2626209.4149 | 1227429.146
152 | 2626219.905 | 1227432.5579 | 2626228.4964 | 1227435.8363
153 | 2626219.905 | 1227432.5579 | 2626214.5449 | 1227447.3323
154 | 2626214.3629 | 1227447.8338 | 2626214.5449 | 1227447.3323
155 | 2626239.2412 | 1227439.9363 | 2626228.4964 | 1227435.8363
156 | 2626239.2412 | 1227439.9363 | 2626229.3584 | 1227466.0751
157 | 2626239.2412 | 1227439.9363 | 2626251.986 | 1227442.73
158 | 2626263.5921 | 1227377.2505 | 2626259.7002 | 1227387.2692
159 | 2626279.82 | 1227379.8124 | 2626263.5921 | 1227377.2505
160 | 2626255.1415 | 1227399.0046 | 2626259.7002 | 1227387.2692
161 | 2626279.82 | 1227379.8124 | 2626297.3366 | 1227382.5723
162 | 2626279.82 | 1227379.8124 | 2626274.703 | 1227385.4266 | 2626270.9325 | 1227389.8459 | 2626272.5605 | 1227391.8321 | 2626276.092 | 1227392.4603
163 | 2626300.7279 | 1227383.1066 | 2626297.3366 | 1227382.5723
164 | 2626300.5402 | 1227370.6984 | 2626300.7279 | 1227383.1066
165 | 2626255.1415 | 1227399.0046 | 2626249.757 | 1227412.8658
166 | 2626386.6874 | 1227283.3297 | 2626390.9277 | 1227284.0564
167 | 2626375.0167 | 1227281.3295 | 2626386.6874 | 1227283.3297
168 | 2626375.0167 | 1227281.3295 | 2626371.9336 | 1227303.0907
169 | 2626375.0167 | 1227281.3295 | 2626359.1643 | 1227278.6109
170 | 2626351.4596 | 1227277.2896 | 2626359.1643 | 1227278.6109
171 | 2626351.4596 | 1227277.2896 | 2626350.0336 | 1227286.6905
172 | 2626371.7079 | 1227304.6844 | 2626371.9336 | 1227303.0907
173 | 2626350.0336 | 1227286.6905 | 2626349.0274 | 1227293.3241
174 | 2626349.0274 | 1227293.3241 | 2626346.7604 | 1227308.2693
175 | 2626346.4172 | 1227310.5316 | 2626346.7604 | 1227308.2693
176 | 2626229.3584 | 1227466.0751 | 2626242.8041 | 1227468.6787
177 | 2626251.986 | 1227442.73 | 2626273.2412 | 1227447.3892
178 | 2626249.5119 | 1227469.9775 | 2626242.8041 | 1227468.6787
179 | 2626288.7426 | 1227450.7872 | 2626273.2412 | 1227447.3892
180 | 2626249.5119 | 1227469.9775 | 2626256.8437 | 1227471.3972
181 | 2626288.7426 | 1227450.7872 | 2626291.7426 | 1227451.4448
182 | 2626296.7967 | 1227452.5527 | 2626310.4416 | 1227455.5437
183 | 2626312.9896 | 1227456.1022 | 2626310.4416 | 1227455.5437
184 | 2626296.7967 | 1227452.5527 | 2626291.7426 | 1227451.4448
185 | 2626319.8053 | 1227457.5963 | 2626312.9896 | 1227456.1022
186 | 2626319.8053 | 1227457.5963 | 2626328.501 | 1227459.5024
187 | 2626332.8814 | 1227460.4626 | 2626328.501 | 1227459.5024
188 | 2626332.8814 | 1227460.4626 | 2626339.4376 | 1227461.8997
189 | 2626317.3499 | 1227624.0909 | 2626354.7026 | 1227653.0385
190 | 2626489.5265 | 1227255.5344 | 2626478.1997 | 1227256.6176
191 | 2626489.5265 | 1227255.5344 | 2626495.5401 | 1227254.9593
192 | 2626495.5401 | 1227254.9593 | 2626495.5401 | 1227254.9593 | 2626497.6199 | 1227257.5924
193 | 2626499.0086 | 1227262.268 | 2626497.6199 | 1227257.5924
194 | 2626471.7128 | 1227127.5217 | 2626474.7232 | 1227111.3284
195 | 2626494.8592 | 1227154.4377 | 2626511.8331 | 1227152.7039 | 2626539.3812 | 1227148.9354 | 2626543.1833 | 1227148.303
196 | 2626551.4487 | 1227146.9284 | 2626543.1833 | 1227148.303
197 | 2626475.1201 | 1227109.193 | 2626475.5162 | 1227107.0616
198 | 2626475.0046 | 1227109.8146 | 2626475.1201 | 1227109.193
199 | 2626475.0046 | 1227109.8146 | 2626474.7232 | 1227111.3284

## bus_geodata
| x | y | coords
0 | 2626425.37 | 1227236.928
1 | 2626400.214 | 1227232.7787
2 | 2626446.5523 | 1227240.422
3 | 2626399.6141 | 1227232.6797
4 | 2626440.8796 | 1227260.1864
5 | 2626450.2001 | 1227224.9506
6 | 2626383.1165 | 1227229.9585
7 | 2626456.0389 | 1227258.7368
8 | 2626451.289 | 1227220.3318
9 | 2626375.6627 | 1227228.729
10 | 2626432.0202 | 1227291.099
11 | 2626416.3101 | 1227288.4065
12 | 2626431.0225 | 1227295.6306
13 | 2626464.1287 | 1227257.9631
14 | 2626458.0294 | 1227191.7438
15 | 2626411.376 | 1227442.0645
16 | 2626385.3012 | 1227438.4691
17 | 2626376.169 | 1227464.3775
18 | 2626393.9715 | 1227410.7909
19 | 2626404.9189 | 1227464.3603
20 | 2626373.8732 | 1227469.4481
21 | 2626398.576 | 1227397.7479
22 | 2626410.0723 | 1227414.2188
23 | 2626357.8504 | 1227465.9359
24 | 2626365.9603 | 1227485.6586
25 | 2626383.5357 | 1227395.6578
26 | 2626423.866 | 1227417.1555
27 | 2626390.9603 | 1227182.6369
28 | 2626358.4201 | 1227178.2185
29 | 2626414.485 | 1227185.8312
30 | 2626324.1295 | 1227173.5624
31 | 2626322.5473 | 1227180.0704
32 | 2626310.6561 | 1227054.775
33 | 2626466.9381 | 1227153.2047
34 | 2626483.9576 | 1227193.8668
35 | 2626321.0109 | 1227186.3915
36 | 2626306.9525 | 1227054.6057
37 | 2626272.4708 | 1227053.0291
38 | 2626261.7137 | 1226985.723
39 | 2626471.696 | 1227127.612
40 | 2626494.5672 | 1227154.4676
41 | 2626497.1679 | 1227194.9485
42 | 2626463.9652 | 1227389.6221
43 | 2626467.8201 | 1227384.9804
44 | 2626451.8776 | 1227407.2682
45 | 2626478.0721 | 1227372.6358
46 | 2626443.1428 | 1227421.2595
47 | 2626481.2221 | 1227368.8429
48 | 2626429.4382 | 1227418.3418
49 | 2626488.632 | 1227359.9205
50 | 2626548.3839 | 1227280.894
51 | 2626558.7251 | 1227259.6838
52 | 2626536.7555 | 1227299.5754
53 | 2626563.9705 | 1227247.6809
54 | 2626533.1389 | 1227305.0121
55 | 2626570.9622 | 1227231.6821
56 | 2626517.7092 | 1227324.6061
57 | 2626525.8483 | 1227301.9661
58 | 2626571.8888 | 1227229.5618
59 | 2626507.2283 | 1227337.3746
60 | 2626516.7835 | 1227301.0313
61 | 2626310.8807 | 1227228.5261
62 | 2626313.2235 | 1227218.4299
63 | 2626329.4077 | 1227221.0994
64 | 2626301.4197 | 1227269.2971
65 | 2626297.4814 | 1227282.886
66 | 2626317.5985 | 1227271.8812
67 | 2626332.9014 | 1227221.6757
68 | 2626292.3234 | 1227300.6831
69 | 2626325.581 | 1227273.1562
70 | 2626347.7883 | 1227224.1312
71 | 2626283.601 | 1227326.1437
72 | 2626341.8197 | 1227275.7499
73 | 2626358.3499 | 1227225.8733
74 | 2626364.3647 | 1227226.8655
75 | 2626423.6044 | 1227322.1772
76 | 2626449.3932 | 1227292.9526
77 | 2626411.9945 | 1227357.1275
78 | 2626408.3513 | 1227368.2429
79 | 2626394.4959 | 1227356.3576
80 | 2626405.6506 | 1227376.4825
81 | 2626376.1214 | 1227355.5491
82 | 2626410.5982 | 1227287.4276
83 | 2626480.5507 | 1227302.7102
84 | 2626499.1564 | 1227301.5247
85 | 2626355.5202 | 1227354.6427
86 | 2626424.6576 | 1227556.1072
87 | 2626399.6125 | 1227543.4731
88 | 2626373.8358 | 1227532.6636
89 | 2626379.9935 | 1227574.3936
90 | 2626388.2443 | 1227509.658
91 | 2626401.6567 | 1227488.0611
92 | 2626350.2516 | 1227517.8393
93 | 2626369.6607 | 1227569.3052
94 | 2626378.8915 | 1227576.1495
95 | 2626338.0491 | 1227515.3753
96 | 2626348.4694 | 1227572.9867
97 | 2626332.5537 | 1227598.9939
98 | 2626355.413 | 1227574.1292
99 | 2626360.6749 | 1227564.8802
100 | 2626374.0225 | 1227584.64
101 | 2626542.2735 | 1227198.6419
102 | 2626543.5213 | 1227198.744
103 | 2626518.7347 | 1227196.7145
104 | 2626555.1962 | 1227199.7
105 | 2626518.0801 | 1227196.6609
106 | 2626583.265 | 1227203.5302
107 | 2626508.8127 | 1227195.902
108 | 2626577.6648 | 1227216.3448
109 | 2626591.2493 | 1227187.3766
110 | 2626200.7309 | 1227502.0041
111 | 2626207.2952 | 1227502.4949
112 | 2626192.3069 | 1227499.7435
113 | 2626215.3845 | 1227500.6566
114 | 2626218.987 | 1227491.3335
115 | 2626225.4027 | 1227475.709
116 | 2626233.0697 | 1227494.1772
117 | 2626291.5728 | 1227505.9905
118 | 2626292.0979 | 1227506.0965
119 | 2626285.2461 | 1227504.713
120 | 2626305.9203 | 1227508.8876
121 | 2626271.6652 | 1227501.9706
122 | 2626312.3633 | 1227510.1887
123 | 2626264.9121 | 1227500.607
124 | 2626337.3182 | 1227515.2277
125 | 2626257.8177 | 1227499.1745
126 | 2626357.6438 | 1227374.8224
127 | 2626357.5797 | 1227368.0821
128 | 2626357.015 | 1227391.8827
129 | 2626368.7604 | 1227393.6246
130 | 2626349.8615 | 1227390.7777
131 | 2626355.8636 | 1227336.967
132 | 2626324.339 | 1227386.8353
133 | 2626374.4029 | 1227417.7511
134 | 2626328.1675 | 1227401.8946
135 | 2626321.1829 | 1227386.3369
136 | 2626227.8732 | 1227331.5787
137 | 2626235.0161 | 1227311.9198
138 | 2626274.4561 | 1227349.5015
139 | 2626266.2469 | 1227370.4696
140 | 2626282.4471 | 1227329.0908
141 | 2626204.4316 | 1227395.5268
142 | 2626209.4149 | 1227429.146
143 | 2626219.905 | 1227432.5579
144 | 2626214.3629 | 1227447.8338
145 | 2626214.5449 | 1227447.3323
146 | 2626228.4964 | 1227435.8363
147 | 2626239.2412 | 1227439.9363
148 | 2626263.5921 | 1227377.2505
149 | 2626259.7002 | 1227387.2692
150 | 2626279.82 | 1227379.8124
151 | 2626276.092 | 1227392.4603
152 | 2626297.3366 | 1227382.5723
153 | 2626300.7279 | 1227383.1066
154 | 2626255.1415 | 1227399.0046
155 | 2626300.5402 | 1227370.6984
156 | 2626390.9277 | 1227284.0564
157 | 2626386.6874 | 1227283.3297
158 | 2626375.0167 | 1227281.3295
159 | 2626511.9539 | 1227300.7093
160 | 2626359.1643 | 1227278.6109
161 | 2626351.4596 | 1227277.2896
162 | 2626371.9336 | 1227303.0907
163 | 2626350.0336 | 1227286.6905
164 | 2626371.7079 | 1227304.6844
165 | 2626349.0274 | 1227293.3241
166 | 2626346.7604 | 1227308.2693
167 | 2626249.757 | 1227412.8658
168 | 2626229.3584 | 1227466.0752
169 | 2626251.986 | 1227442.73
170 | 2626242.8041 | 1227468.6787
171 | 2626273.2412 | 1227447.3892
172 | 2626249.5119 | 1227469.9775
173 | 2626288.7426 | 1227450.7872
174 | 2626310.4416 | 1227455.5437
175 | 2626296.7967 | 1227452.5527
176 | 2626312.9896 | 1227456.1022
177 | 2626291.7426 | 1227451.4448
178 | 2626319.8053 | 1227457.5963
179 | 2626328.501 | 1227459.5024
180 | 2626332.8814 | 1227460.4626
181 | 2626354.7026 | 1227653.0385
182 | 2626317.3499 | 1227624.0909
183 | 2626500.163 | 1227345.9822
184 | 2626478.1997 | 1227256.6176
185 | 2626489.5265 | 1227255.5344
186 | 2626495.5401 | 1227254.9593
187 | 2626497.6199 | 1227257.5924
188 | 2626240.4737 | 1227495.6723
189 | 2626339.4376 | 1227461.8997
190 | 2626499.0086 | 1227262.268
191 | 2626471.7128 | 1227127.5217
192 | 2626494.8592 | 1227154.4377
193 | 2626551.4487 | 1227146.9284
194 | 2626543.1833 | 1227148.303
195 | 2626256.8437 | 1227471.3972
196 | 2626475.1201 | 1227109.193
197 | 2626475.5162 | 1227107.0616
198 | 2626475.0046 | 1227109.8146
199 | 2626474.7232 | 1227111.3284
200 | 2626346.4172 | 1227310.5316
201 | 2626355.5202 | 1227354.6427

## line_std_types
| c_nf_per_km | r_ohm_per_km | x_ohm_per_km | max_i_ka | type | q_mm2 | alpha | voltage_rating
NAYY 4x50 SE | 210 | 0.642 | 0.083 | 0.142 | cs | 50 | 0.00403 | LV
NAYY 4x120 SE | 264 | 0.225 | 0.08 | 0.242 | cs | 120 | 0.00403 | LV
NAYY 4x150 SE | 261 | 0.208 | 0.08 | 0.27 | cs | 150 | 0.00403 | LV
NA2XS2Y 1x95 RM/25 12/20 kV | 216 | 0.313 | 0.132 | 0.252 | cs | 95 | 0.00403 | MV
NA2XS2Y 1x185 RM/25 12/20 kV | 273 | 0.161 | 0.117 | 0.362 | cs | 185 | 0.00403 | MV
NA2XS2Y 1x240 RM/25 12/20 kV | 304 | 0.122 | 0.112 | 0.421 | cs | 240 | 0.00403 | MV
NA2XS2Y 1x95 RM/25 6/10 kV | 315 | 0.313 | 0.123 | 0.249 | cs | 95 | 0.00403 | MV
NA2XS2Y 1x185 RM/25 6/10 kV | 406 | 0.161 | 0.11 | 0.358 | cs | 185 | 0.00403 | MV
NA2XS2Y 1x240 RM/25 6/10 kV | 456 | 0.122 | 0.105 | 0.416 | cs | 240 | 0.00403 | MV
NA2XS2Y 1x150 RM/25 12/20 kV | 250 | 0.206 | 0.116 | 0.319 | cs | 150 | 0.00403 | MV
NA2XS2Y 1x120 RM/25 12/20 kV | 230 | 0.253 | 0.119 | 0.283 | cs | 120 | 0.00403 | MV
NA2XS2Y 1x70 RM/25 12/20 kV | 190 | 0.443 | 0.132 | 0.22 | cs | 70 | 0.00403 | MV
NA2XS2Y 1x150 RM/25 6/10 kV | 360 | 0.206 | 0.11 | 0.315 | cs | 150 | 0.00403 | MV
NA2XS2Y 1x120 RM/25 6/10 kV | 340 | 0.253 | 0.113 | 0.28 | cs | 120 | 0.00403 | MV
NA2XS2Y 1x70 RM/25 6/10 kV | 280 | 0.443 | 0.123 | 0.217 | cs | 70 | 0.00403 | MV
N2XS(FL)2Y 1x120 RM/35 64/110 kV | 112 | 0.153 | 0.166 | 0.366 | cs | 120 | 0.00393 | HV
N2XS(FL)2Y 1x185 RM/35 64/110 kV | 125 | 0.099 | 0.156 | 0.457 | cs | 185 | 0.00393 | HV
N2XS(FL)2Y 1x240 RM/35 64/110 kV | 135 | 0.075 | 0.149 | 0.526 | cs | 240 | 0.00393 | HV
N2XS(FL)2Y 1x300 RM/35 64/110 kV | 144 | 0.06 | 0.144 | 0.588 | cs | 300 | 0.00393 | HV
15-AL1/3-ST1A 0.4 | 11 | 1.8769 | 0.35 | 0.105 | ol | 16 | 0.00403 | LV
24-AL1/4-ST1A 0.4 | 11.25 | 1.2012 | 0.335 | 0.14 | ol | 24 | 0.00403 | LV
48-AL1/8-ST1A 0.4 | 12.2 | 0.5939 | 0.3 | 0.21 | ol | 48 | 0.00403 | LV
94-AL1/15-ST1A 0.4 | 13.2 | 0.306 | 0.29 | 0.35 | ol | 94 | 0.00403 | LV
34-AL1/6-ST1A 10.0 | 9.7 | 0.8342 | 0.36 | 0.17 | ol | 34 | 0.00403 | MV
48-AL1/8-ST1A 10.0 | 10.1 | 0.5939 | 0.35 | 0.21 | ol | 48 | 0.00403 | MV
70-AL1/11-ST1A 10.0 | 10.4 | 0.4132 | 0.339 | 0.29 | ol | 70 | 0.00403 | MV
94-AL1/15-ST1A 10.0 | 10.75 | 0.306 | 0.33 | 0.35 | ol | 94 | 0.00403 | MV
122-AL1/20-ST1A 10.0 | 11.1 | 0.2376 | 0.323 | 0.41 | ol | 122 | 0.00403 | MV
149-AL1/24-ST1A 10.0 | 11.25 | 0.194 | 0.315 | 0.47 | ol | 149 | 0.00403 | MV
34-AL1/6-ST1A 20.0 | 9.15 | 0.8342 | 0.382 | 0.17 | ol | 34 | 0.00403 | MV
48-AL1/8-ST1A 20.0 | 9.5 | 0.5939 | 0.372 | 0.21 | ol | 48 | 0.00403 | MV
70-AL1/11-ST1A 20.0 | 9.7 | 0.4132 | 0.36 | 0.29 | ol | 70 | 0.00403 | MV
94-AL1/15-ST1A 20.0 | 10 | 0.306 | 0.35 | 0.35 | ol | 94 | 0.00403 | MV
122-AL1/20-ST1A 20.0 | 10.3 | 0.2376 | 0.344 | 0.41 | ol | 122 | 0.00403 | MV
149-AL1/24-ST1A 20.0 | 10.5 | 0.194 | 0.337 | 0.47 | ol | 149 | 0.00403 | MV
184-AL1/30-ST1A 20.0 | 10.75 | 0.1571 | 0.33 | 0.535 | ol | 184 | 0.00403 | MV
243-AL1/39-ST1A 20.0 | 11 | 0.1188 | 0.32 | 0.645 | ol | 243 | 0.00403 | MV
48-AL1/8-ST1A 110.0 | 8 | 0.5939 | 0.46 | 0.21 | ol | 48 | 0.00403 | HV
70-AL1/11-ST1A 110.0 | 8.4 | 0.4132 | 0.45 | 0.29 | ol | 70 | 0.00403 | HV
94-AL1/15-ST1A 110.0 | 8.65 | 0.306 | 0.44 | 0.35 | ol | 94 | 0.00403 | HV
122-AL1/20-ST1A 110.0 | 8.5 | 0.2376 | 0.43 | 0.41 | ol | 122 | 0.00403 | HV
149-AL1/24-ST1A 110.0 | 8.75 | 0.194 | 0.41 | 0.47 | ol | 149 | 0.00403 | HV
184-AL1/30-ST1A 110.0 | 8.8 | 0.1571 | 0.4 | 0.535 | ol | 184 | 0.00403 | HV
243-AL1/39-ST1A 110.0 | 9 | 0.1188 | 0.39 | 0.645 | ol | 243 | 0.00403 | HV
305-AL1/39-ST1A 110.0 | 9.2 | 0.0949 | 0.38 | 0.74 | ol | 305 | 0.00403 | HV
490-AL1/64-ST1A 110.0 | 9.75 | 0.059 | 0.37 | 0.96 | ol | 490 | 0.00403 | HV
679-AL1/86-ST1A 110.0 | 9.95 | 0.042 | 0.36 | 1.15 | ol | 679 | 0.00403 | HV
490-AL1/64-ST1A 220.0 | 10 | 0.059 | 0.285 | 0.96 | ol | 490 | 0.00403 | HV
679-AL1/86-ST1A 220.0 | 11.7 | 0.042 | 0.275 | 1.15 | ol | 679 | 0.00403 | HV
490-AL1/64-ST1A 380.0 | 11 | 0.059 | 0.253 | 0.96 | ol | 490 | 0.00403 | HV
679-AL1/86-ST1A 380.0 | 14.6 | 0.042 | 0.25 | 1.15 | ol | 679 | 0.00403 | HV

## trafo_std_types
| i0_percent | pfe_kw | vkr_percent | sn_mva | vn_lv_kv | vn_hv_kv | vk_percent | shift_degree | vector_group | tap_side | tap_neutral | tap_min | tap_max | tap_step_degree | tap_step_percent | tap_phase_shifter
160 MVA 380/110 kV | 0.06 | 60 | 0.25 | 160 | 110 | 380 | 12.2 | 0 | Yy0 | hv | 0 | -9 | 9 | 0 | 1.5 | FALSE
100 MVA 220/110 kV | 0.06 | 55 | 0.26 | 100 | 110 | 220 | 12 | 0 | Yy0 | hv | 0 | -9 | 9 | 0 | 1.5 | FALSE
63 MVA 110/20 kV | 0.04 | 22 | 0.32 | 63 | 20 | 110 | 18 | 150 | YNd5 | hv | 0 | -9 | 9 | 0 | 1.5 | FALSE
40 MVA 110/20 kV | 0.05 | 18 | 0.34 | 40 | 20 | 110 | 16.2 | 150 | YNd5 | hv | 0 | -9 | 9 | 0 | 1.5 | FALSE
25 MVA 110/20 kV | 0.07 | 14 | 0.41 | 25 | 20 | 110 | 12 | 150 | YNd5 | hv | 0 | -9 | 9 | 0 | 1.5 | FALSE
63 MVA 110/10 kV | 0.04 | 22 | 0.32 | 63 | 10 | 110 | 18 | 150 | YNd5 | hv | 0 | -9 | 9 | 0 | 1.5 | FALSE
40 MVA 110/10 kV | 0.05 | 18 | 0.34 | 40 | 10 | 110 | 16.2 | 150 | YNd5 | hv | 0 | -9 | 9 | 0 | 1.5 | FALSE
25 MVA 110/10 kV | 0.07 | 14 | 0.41 | 25 | 10 | 110 | 12 | 150 | YNd5 | hv | 0 | -9 | 9 | 0 | 1.5 | FALSE
0.25 MVA 20/0.4 kV | 0.32 | 0.8 | 1.44 | 0.25 | 0.4 | 20 | 6 | 150 | Yzn5 | hv | 0 | -2 | 2 | 0 | 2.5 | FALSE
0.4 MVA 20/0.4 kV | 0.3375 | 1.35 | 1.425 | 0.4 | 0.4 | 20 | 6 | 150 | Dyn5 | hv | 0 | -2 | 2 | 0 | 2.5 | FALSE
0.63 MVA 20/0.4 kV | 0.2619 | 1.65 | 1.206 | 0.63 | 0.4 | 20 | 6 | 150 | Dyn5 | hv | 0 | -2 | 2 | 0 | 2.5 | FALSE
0.25 MVA 10/0.4 kV | 0.24 | 0.6 | 1.2 | 0.25 | 0.4 | 10 | 4 | 150 | Dyn5 | hv | 0 | -2 | 2 | 0 | 2.5 | FALSE
0.4 MVA 10/0.4 kV | 0.2375 | 0.95 | 1.325 | 0.4 | 0.4 | 10 | 4 | 150 | Dyn5 | hv | 0 | -2 | 2 | 0 | 2.5 | FALSE
0.63 MVA 10/0.4 kV | 0.1873 | 1.18 | 1.0794 | 0.63 | 0.4 | 10 | 4 | 150 | Dyn5 | hv | 0 | -2 | 2 | 0 | 2.5 | FALSE

## trafo3w_std_types
| sn_hv_mva | sn_mv_mva | sn_lv_mva | vn_hv_kv | vn_mv_kv | vn_lv_kv | vk_hv_percent | vk_mv_percent | vk_lv_percent | vkr_hv_percent | vkr_mv_percent | vkr_lv_percent | pfe_kw | i0_percent | shift_mv_degree | shift_lv_degree | vector_group | tap_side | tap_neutral | tap_min | tap_max | tap_step_percent
63/25/38 MVA 110/20/10 kV | 63 | 25 | 38 | 110 | 20 | 10 | 10.4 | 10.4 | 10.4 | 0.28 | 0.32 | 0.35 | 35 | 0.89 | 0 | 0 | YN0yn0yn0 | hv | 0 | -10 | 10 | 1.2
63/25/38 MVA 110/10/10 kV | 63 | 25 | 38 | 110 | 10 | 10 | 10.4 | 10.4 | 10.4 | 0.28 | 0.32 | 0.35 | 35 | 0.89 | 0 | 0 | YN0yn0yn0 | hv | 0 | -10 | 10 | 1.2

## fuse_std_types
| fuse_type | i_rated_a | t_avg | t_min | t_total | x_avg | x_min | x_total
HV 100A | HV 100A | 100 | 0 | [10.0, 3.64, 0.854, 0.281, 0.1, 0.0531, 0.022, 0.01] | [10.0, 4.267, 1.21, 0.403, 0.1, 0.058, 0.022, 0.01] | 0 | [300.0, 350.0, 450.0, 550.0, 700.0, 850.0, 1200.0, 1752.0] | [600.0, 700.0, 900.0, 1150.0, 1665.0, 2000.0, 3000.0, 4313.0]
HV 10A | HV 10A | 10 | 0 | [10.0, 1675.0, 0.344, 0.156, 0.1, 0.0417, 0.0171, 0.01] | [10.0, 1.3, 0.3, 0.155, 0.1, 0.0555, 0.023, 0.01] | 0 | [30.0, 32.0, 35.0, 37.0, 39.0, 50.0, 70.0, 88.0] | [60.0, 70.0, 80.0, 87.0, 94.0, 110.0, 150.0, 216.0]
HV 125A | HV 125A | 125 | 0 | [10.0, 1.82, 0.344, 0.1, 0.0467, 0.0269, 0.01] | [10.0, 2.478, 0.426, 0.1, 0.0427, 0.0211, 0.01] | 0 | [375.0, 500.0, 700.0, 925.0, 1200.0, 1500.0, 2341.0] | [750.0, 1000.0, 1500.0, 2200.0, 3000.0, 4000.0, 5765.0]
HV 160A | HV 160A | 160 | 0 | [10.0, 4.15, 1.03, 0.198, 0.1, 0.051, 0.0172, 0.01] | [10.0, 2.3, 0.734, 0.274, 0.1, 0.046, 0.0177, 0.01] | 0 | [480.0, 550.0, 700.0, 1000.0, 1260.0, 1600.0, 2500.0, 3227.0] | [960.0, 1300.0, 1700.0, 2200.0, 2996.0, 4000.0, 6000.0, 7946.0]
HV 16A | HV 16A | 16 | 0 | [10.0, 0.352, 0.164, 0.1, 0.0649, 0.0342, 0.01] | [10.0, 2.34, 0.722, 0.181, 0.1, 0.055, 0.0296, 0.01] | 0 | [48.0, 60.0, 65.0, 71.0, 80.0, 100.0, 162.0] | [96.0, 110.0, 125.0, 150.0, 168.0, 200.0, 250.0, 398.0]
HV 200A | HV 200A | 200 | 0 | [10.0, 4.267, 1.21, 0.403, 0.1, 0.058, 0.022, 0.01] | [10.0, 3.73, 1.654, 0.328, 0.1, 0.0531, 0.019, 0.01] | 0 | [600.0, 700.0, 900.0, 1150.0, 1665.0, 2000.0, 3000.0, 4313.0] | [1200.0, 1500.0, 1800.0, 2700.0, 3960.0, 5000.0, 7500.0, 10620.0]
HV 20A | HV 20A | 20 | 0 | [10.0, 1.3, 0.3, 0.155, 0.1, 0.0555, 0.023, 0.01] | [10.0, 1.3, 0.161, 0.1, 0.0611, 0.0399, 0.0141, 0.01] | 0 | [60.0, 70.0, 80.0, 87.0, 94.0, 110.0, 150.0, 216.0] | [120.0, 150.0, 200.0, 223.0, 260.0, 300.0, 450.0, 532.0]
HV 25A | HV 25A | 25 | 0 | [10.0, 2.512, 0.833, 0.299, 0.1, 0.0372, 0.0223, 0.01] | [10.0, 3.125, 0.597, 0.198, 0.1, 0.0378, 0.022, 0.01] | 0 | [75.0, 82.0, 90.0, 100.0, 124.0, 170.0, 200.0, 289.0] | [150.0, 170.0, 210.0, 250.0, 294.0, 400.0, 500.0, 711.0]
HV 31.5A | HV 31.5A | 31.5 | 0 | [10.0, 2.34, 0.722, 0.181, 0.1, 0.055, 0.0296, 0.01] | [10.0, 2.84, 0.368, 0.164, 0.1, 0.0621, 0.0378, 0.0195, 0.01] | 0 | [95.0, 110.0, 125.0, 150.0, 165.0, 200.0, 250.0, 390.0] | [189.0, 220.0, 300.0, 350.0, 393.0, 450.0, 530.0, 700.0, 960.0]
HV 40A | HV 40A | 40 | 0 | [10.0, 1.3, 0.161, 0.1, 0.0611, 0.0399, 0.0141, 0.01] | [10.0, 2.05, 0.369, 0.198, 0.1, 0.051, 0.0298, 0.01] | 0 | [120.0, 150.0, 200.0, 223.0, 260.0, 300.0, 450.0, 532.0] | [240.0, 300.0, 400.0, 450.0, 530.0, 650.0, 800.0, 1311.0]
HV 50A | HV 50A | 50 | 0 | [10.0, 3.215, 0.597, 0.198, 0.1, 0.0378, 0.022, 0.01] | [10.0, 3.64, 0.854, 0.281, 0.1, 0.0531, 0.022, 0.01] | 0 | [150.0, 170.0, 210.0, 250.0, 294.0, 400.0, 500.0, 711.0] | [300.0, 350.0, 450.0, 550.0, 700.0, 850.0, 1200.0, 1752.0]
HV 6.3A | HV 6.3A | 6.3 | 0 | [10.0, 1.39, 0.344, 0.168, 0.1, 0.056, 0.0263, 0.01] | [10.0, 1.711, 0.516, 0.198, 0.1, 0.0634, 0.0303, 0.01] | 0 | [19.0, 19.5, 20.4, 20.8, 22.0, 25.0, 32.0, 48.0] | [38.0, 40.0, 43.0, 48.0, 53.0, 60.0, 75.0, 118.0]
HV 63A | HV 63A | 63 | 0 | [10.0, 2.84, 0.368, 0.164, 0.1, 0.0621, 0.0378, 0.0195, 0.01] | [10.0, 1.82, 0.344, 0.1, 0.0467, 0.0269, 0.01] | 0 | [189.0, 220.0, 300.0, 350.0, 393.0, 450.0, 530.0, 700.0, 961.0] | [378.0, 500.0, 700.0, 934.0, 1200.0, 1500.0, 2366.0]
HV 80A | HV 80A | 80 | 0 | [10.0, 2.05, 0.369, 0.198, 0.1, 0.051, 0.0298, 0.01] | [10.0, 4.15, 1.03, 0.198, 0.1, 0.051, 0.0172, 0.01] | 0 | [240.0, 300.0, 400.0, 450.0, 530.0, 650.0, 800.0, 1311.0] | [480.0, 550.0, 700.0, 1000.0, 1260.0, 1600.0, 2500.0, 3227.0]
Siemens NH-1-100 | Siemens NH-1-100 | 100 | [5400.0, 2000.0, 400.0, 20.0, 1.0, 0.2, 0.012, 0.004] | 0 | 0 | [150.0, 190.0, 250.0, 430.0, 900.0, 1250.0, 2700.0, 3600.0] | 0 | 0
Siemens NH-1-125 | Siemens NH-1-125 | 125 | [4800.0, 120.0, 7.0, 0.1, 0.004] | 0 | 0 | [180.0, 400.0, 740.0, 2000.0, 4250.0] | 0 | 0
Siemens NH-1-16 | Siemens NH-1-16 | 16 | [4000.0, 400.0, 2.0, 0.1, 0.04, 0.01] | 0 | 0 | [26.0, 35.0, 75.0, 150.0, 200.0, 300.0] | 0 | 0
Siemens NH-1-160 | Siemens NH-1-160 | 160 | [4800.0, 120.0, 7.0, 0.1, 0.004] | 0 | 0 | [210.0, 500.0, 900.0, 2300.0, 5000.0] | 0 | 0
Siemens NH-1-25 | Siemens NH-1-25 | 25 | [4000.0, 1000.0, 10.0, 0.2, 0.02, 0.01] | 0 | 0 | [40.0, 50.0, 100.0, 210.0, 400.0, 500.0] | 0 | 0
Siemens NH-1-50 | Siemens NH-1-50 | 50 | [4000.0, 40.0, 4.0, 1.0, 0.02, 0.01] | 0 | 0 | [86.0, 200.0, 300.0, 400.0, 1000.0, 1280.0] | 0 | 0
Siemens NH-1-63 | Siemens NH-1-63 | 63 | [4000.0, 100.0, 10.0, 2.0, 0.04, 0.01] | 0 | 0 | [100.0, 200.0, 300.0, 400.0, 1000.0, 1500.0] | 0 | 0
Siemens NH-1-80 | Siemens NH-1-80 | 80 | [4800.0, 120.0, 7.0, 0.1, 0.01] | 0 | 0 | [150.58, 250.0, 450.0, 1150.0, 2470.0] | 0 | 0
Siemens NH-2-1000 | Siemens NH-2-1000 | 1000 | [4800.0, 120.0, 7.0, 0.1, 0.004] | 0 | 0 | [1900.0, 3500.0, 8400.0, 24000.0, 52000.0] | 0 | 0
Siemens NH-2-200 | Siemens NH-2-200 | 200 | [4800.0, 120.0, 7.0, 0.1, 0.004] | 0 | 0 | [280.0, 650.0, 1200.0, 3000.0, 7000.0] | 0 | 0
Siemens NH-2-224 | Siemens NH-2-224 | 224 | [4800.0, 120.0, 7.0, 0.2, 0.04, 0.004] | 0 | 0 | [400.0, 750.0, 1453.0, 3025.0, 4315.0, 7600.0] | 0 | 0
Siemens NH-2-250 | Siemens NH-2-250 | 250 | [4800.0, 120.0, 7.0, 0.1, 0.004] | 0 | 0 | [450.0, 800.0, 1650.0, 4000.0, 8500.0] | 0 | 0
Siemens NH-2-315 | Siemens NH-2-315 | 315 | [4800.0, 120.0, 7.0, 0.1, 0.004] | 0 | 0 | [550.0, 920.0, 1900.0, 5000.0, 11000.0] | 0 | 0
Siemens NH-2-355 | Siemens NH-2-355 | 355 | [4800.0, 120.0, 6.0, 0.1, 0.004] | 0 | 0 | [650.0, 1116.27, 2350.0, 5840.0, 12790.0] | 0 | 0
Siemens NH-2-400 | Siemens NH-2-400 | 400 | [4800.0, 120.0, 7.0, 0.1, 0.004] | 0 | 0 | [720.0, 1350.0, 2800.0, 6500.0, 15000.0] | 0 | 0
Siemens NH-2-425 | Siemens NH-2-425 | 425 | [4800.0, 120.0, 7.0, 0.1, 0.004] | 0 | 0 | [850.0, 1500.0, 3050.0, 7500.0, 16500.0] | 0 | 0
Siemens NH-2-630 | Siemens NH-2-630 | 630 | [4800.0, 120.0, 7.0, 0.1, 0.004] | 0 | 0 | [1200.0, 2000.0, 4800.0, 12000.0, 26000.0] | 0 | 0

## dtypes
| element | column | dtype
0 | bus | name | object
1 | bus | vn_kv | float64
2 | bus | type | object
3 | bus | zone | object
4 | bus | in_service | bool
5 | load | name | object
6 | load | bus | uint32
7 | load | p_mw | float64
8 | load | q_mvar | float64
9 | load | const_z_percent | float64
10 | load | const_i_percent | float64
11 | load | sn_mva | float64
12 | load | scaling | float64
13 | load | in_service | bool
14 | load | type | object
15 | ext_grid | name | object
16 | ext_grid | bus | uint32
17 | ext_grid | vm_pu | float64
18 | ext_grid | va_degree | float64
19 | ext_grid | slack_weight | float64
20 | ext_grid | in_service | bool
21 | line | name | object
22 | line | std_type | object
23 | line | from_bus | uint32
24 | line | to_bus | uint32
25 | line | length_km | float64
26 | line | r_ohm_per_km | float64
27 | line | x_ohm_per_km | float64
28 | line | c_nf_per_km | float64
29 | line | g_us_per_km | float64
30 | line | max_i_ka | float64
31 | line | df | float64
32 | line | parallel | uint32
33 | line | type | object
34 | line | in_service | bool
35 | trafo | name | object
36 | trafo | std_type | object
37 | trafo | hv_bus | uint32
38 | trafo | lv_bus | uint32
39 | trafo | sn_mva | float64
40 | trafo | vn_hv_kv | float64
41 | trafo | vn_lv_kv | float64
42 | trafo | vk_percent | float64
43 | trafo | vkr_percent | float64
44 | trafo | pfe_kw | float64
45 | trafo | i0_percent | float64
46 | trafo | shift_degree | float64
47 | trafo | tap_side | object
48 | trafo | tap_neutral | int32
49 | trafo | tap_min | int32
50 | trafo | tap_max | int32
51 | trafo | tap_step_percent | float64
52 | trafo | tap_step_degree | float64
53 | trafo | tap_pos | int32
54 | trafo | tap_phase_shifter | bool
55 | trafo | parallel | uint32
56 | trafo | df | float64
57 | trafo | in_service | bool
58 | line_geodata | coords | object
59 | bus_geodata | x | float64
60 | bus_geodata | y | float64
61 | bus_geodata | coords | object

## parameters
| version | format_version | converged | OPF_converged | name | f_hz | sn_mva
0 | 2.14.6 | 2.14.0 | FALSE | FALSE |  | 50 | 1