## bus
| name | vn_kv | type | zone | in_service
0 | bus_LV_3340-19_0_6_node_0 | 0.4 | n |  | TRUE
1 | bus_LV_3340-19_0_6_node_1 | 0.4 | n |  | TRUE
2 | bus_LV_3340-19_0_6_node_3 | 0.4 | n |  | TRUE
3 | bus_LV_3340-19_0_6_node_5 | 0.4 | n |  | TRUE
4 | bus_LV_3340-19_0_6_node_2 | 0.4 | n |  | TRUE
5 | bus_LV_3340-19_0_6_node_6 | 0.4 | n |  | TRUE
6 | bus_LV_3340-19_0_6_node_65 | 0.4 | n |  | TRUE
7 | bus_LV_3340-19_0_6_node_4 | 0.4 | n |  | TRUE
8 | bus_LV_3340-19_0_6_node_196 | 0.4 | n |  | TRUE
9 | bus_LV_3340-19_0_6_node_7 | 0.4 | n |  | TRUE
10 | bus_LV_3340-19_0_6_node_78 | 0.4 | n |  | TRUE
11 | bus_LV_3340-19_0_6_node_36 | 0.4 | n |  | TRUE
12 | bus_LV_3340-19_0_6_node_34 | 0.4 | n |  | TRUE
13 | bus_LV_3340-19_0_6_node_18 | 0.4 | n |  | TRUE
14 | bus_LV_3340-19_0_6_node_157 | 0.4 | n |  | TRUE
15 | bus_LV_3340-19_0_6_node_155 | 0.4 | n |  | TRUE
16 | bus_LV_3340-19_0_6_node_128 | 0.4 | n |  | TRUE
17 | bus_LV_3340-19_0_6_node_129 | 0.4 | n |  | TRUE
18 | bus_LV_3340-19_0_6_node_127 | 0.4 | n |  | TRUE
19 | bus_LV_3340-19_0_6_node_57 | 0.4 | n |  | TRUE
20 | bus_LV_3340-19_0_6_node_33 | 0.4 | n |  | TRUE
21 | bus_LV_3340-19_0_6_node_39 | 0.4 | n |  | TRUE
22 | bus_LV_3340-19_0_6_node_40 | 0.4 | n |  | TRUE
23 | bus_LV_3340-19_0_6_node_49 | 0.4 | n |  | TRUE
24 | bus_LV_3340-19_0_6_node_31 | 0.4 | n |  | TRUE
25 | bus_LV_3340-19_0_6_node_54 | 0.4 | n |  | TRUE
26 | bus_LV_3340-19_0_6_node_20 | 0.4 | n |  | TRUE
27 | bus_LV_3340-19_0_6_node_50 | 0.4 | n |  | TRUE
28 | bus_LV_3340-19_0_6_node_19 | 0.4 | n |  | TRUE
29 | bus_LV_3340-19_0_6_node_41 | 0.4 | n |  | TRUE
30 | bus_LV_3340-19_0_6_node_178 | 0.4 | n |  | TRUE
31 | bus_LV_3340-19_0_6_node_38 | 0.4 | n |  | TRUE
32 | bus_LV_3340-19_0_6_node_37 | 0.4 | n |  | TRUE
33 | bus_LV_3340-19_0_6_node_48 | 0.4 | n |  | TRUE
34 | bus_LV_3340-19_0_6_node_46 | 0.4 | n |  | TRUE
35 | bus_LV_3340-19_0_6_node_9 | 0.4 | n |  | TRUE
36 | bus_LV_3340-19_0_6_node_10 | 0.4 | n |  | TRUE
37 | bus_LV_3340-19_0_6_node_11 | 0.4 | n |  | TRUE
38 | bus_LV_3340-19_0_6_node_12 | 0.4 | n |  | TRUE
39 | bus_LV_3340-19_0_6_node_13 | 0.4 | n |  | TRUE
40 | bus_LV_3340-19_0_6_node_24 | 0.4 | n |  | TRUE
41 | bus_LV_3340-19_0_6_node_21 | 0.4 | n |  | TRUE
42 | bus_LV_3340-19_0_6_node_14 | 0.4 | n |  | TRUE
43 | bus_LV_3340-19_0_6_node_22 | 0.4 | n |  | TRUE
44 | bus_LV_3340-19_0_6_node_16 | 0.4 | n |  | TRUE
45 | bus_LV_3340-19_0_6_node_17 | 0.4 | n |  | TRUE
46 | bus_LV_3340-19_0_6_node_64 | 0.4 | n |  | TRUE
47 | bus_LV_3340-19_0_6_node_47 | 0.4 | n |  | TRUE
48 | bus_LV_3340-19_0_6_node_63 | 0.4 | n |  | TRUE
49 | bus_LV_3340-19_0_6_node_76 | 0.4 | n |  | TRUE
50 | bus_LV_3340-19_0_6_node_23 | 0.4 | n |  | TRUE
51 | bus_LV_3340-19_0_6_node_25 | 0.4 | n |  | TRUE
52 | bus_LV_3340-19_0_6_node_68 | 0.4 | n |  | TRUE
53 | bus_LV_3340-19_0_6_node_71 | 0.4 | n |  | TRUE
54 | bus_LV_3340-19_0_6_node_66 | 0.4 | n |  | TRUE
55 | bus_LV_3340-19_0_6_node_26 | 0.4 | n |  | TRUE
56 | bus_LV_3340-19_0_6_node_27 | 0.4 | n |  | TRUE
57 | bus_LV_3340-19_0_6_node_28 | 0.4 | n |  | TRUE
58 | bus_LV_3340-19_0_6_node_29 | 0.4 | n |  | TRUE
59 | bus_LV_3340-19_0_6_node_30 | 0.4 | n |  | TRUE
60 | bus_LV_3340-19_0_6_node_32 | 0.4 | n |  | TRUE
61 | bus_LV_3340-19_0_6_node_51 | 0.4 | n |  | TRUE
62 | bus_LV_3340-19_0_6_node_62 | 0.4 | n |  | TRUE
63 | bus_LV_3340-19_0_6_node_42 | 0.4 | n |  | TRUE
64 | bus_LV_3340-19_0_6_node_45 | 0.4 | n |  | TRUE
65 | bus_LV_3340-19_0_6_node_52 | 0.4 | n |  | TRUE
66 | bus_LV_3340-19_0_6_node_43 | 0.4 | n |  | TRUE
67 | bus_LV_3340-19_0_6_node_35 | 0.4 | n |  | TRUE
68 | bus_LV_3340-19_0_6_node_61 | 0.4 | n |  | TRUE
69 | bus_LV_3340-19_0_6_node_184 | 0.4 | n |  | TRUE
70 | bus_LV_3340-19_0_6_node_58 | 0.4 | n |  | TRUE
71 | bus_LV_3340-19_0_6_node_53 | 0.4 | n |  | TRUE
72 | bus_LV_3340-19_0_6_node_56 | 0.4 | n |  | TRUE
73 | bus_LV_3340-19_0_6_node_44 | 0.4 | n |  | TRUE
74 | bus_LV_3340-19_0_6_node_55 | 0.4 | n |  | TRUE
75 | bus_LV_3340-19_0_6_node_59 | 0.4 | n |  | TRUE
76 | bus_LV_3340-19_0_6_node_60 | 0.4 | n |  | TRUE
77 | bus_LV_3340-19_0_6_node_180 | 0.4 | n |  | TRUE
78 | bus_LV_3340-19_0_6_node_179 | 0.4 | n |  | TRUE
79 | bus_LV_3340-19_0_6_node_106 | 0.4 | n |  | TRUE
80 | bus_LV_3340-19_0_6_node_190 | 0.4 | n |  | TRUE
81 | bus_LV_3340-19_0_6_node_107 | 0.4 | n |  | TRUE
82 | bus_LV_3340-19_0_6_node_182 | 0.4 | n |  | TRUE
83 | bus_LV_3340-19_0_6_node_67 | 0.4 | n |  | TRUE
84 | bus_LV_3340-19_0_6_node_69 | 0.4 | n |  | TRUE
85 | bus_LV_3340-19_0_6_node_70 | 0.4 | n |  | TRUE
86 | bus_LV_3340-19_0_6_node_72 | 0.4 | n |  | TRUE
87 | bus_LV_3340-19_0_6_node_97 | 0.4 | n |  | TRUE
88 | bus_LV_3340-19_0_6_node_73 | 0.4 | n |  | TRUE
89 | bus_LV_3340-19_0_6_node_95 | 0.4 | n |  | TRUE
90 | bus_LV_3340-19_0_6_node_74 | 0.4 | n |  | TRUE
91 | bus_LV_3340-19_0_6_node_75 | 0.4 | n |  | TRUE
92 | bus_LV_3340-19_0_6_node_88 | 0.4 | n |  | TRUE
93 | bus_LV_3340-19_0_6_node_87 | 0.4 | n |  | TRUE
94 | bus_LV_3340-19_0_6_node_89 | 0.4 | n |  | TRUE
95 | bus_LV_3340-19_0_6_node_79 | 0.4 | n |  | TRUE
96 | bus_LV_3340-19_0_6_node_80 | 0.4 | n |  | TRUE
97 | bus_LV_3340-19_0_6_node_81 | 0.4 | n |  | TRUE
98 | bus_LV_3340-19_0_6_node_83 | 0.4 | n |  | TRUE
99 | bus_LV_3340-19_0_6_node_84 | 0.4 | n |  | TRUE
100 | bus_LV_3340-19_0_6_node_86 | 0.4 | n |  | TRUE
101 | bus_LV_3340-19_0_6_node_91 | 0.4 | n |  | TRUE
102 | bus_LV_3340-19_0_6_node_90 | 0.4 | n |  | TRUE
103 | bus_LV_3340-19_0_6_node_92 | 0.4 | n |  | TRUE
104 | bus_LV_3340-19_0_6_node_197 | 0.4 | n |  | TRUE
105 | bus_LV_3340-19_0_6_node_112 | 0.4 | n |  | TRUE
106 | bus_LV_3340-19_0_6_node_93 | 0.4 | n |  | TRUE
107 | bus_LV_3340-19_0_6_node_94 | 0.4 | n |  | TRUE
108 | bus_LV_3340-19_0_6_node_96 | 0.4 | n |  | TRUE
109 | bus_LV_3340-19_0_6_node_98 | 0.4 | n |  | TRUE
110 | bus_LV_3340-19_0_6_node_99 | 0.4 | n |  | TRUE
111 | bus_LV_3340-19_0_6_node_100 | 0.4 | n |  | TRUE
112 | bus_LV_3340-19_0_6_node_101 | 0.4 | n |  | TRUE
113 | bus_LV_3340-19_0_6_node_102 | 0.4 | n |  | TRUE
114 | bus_LV_3340-19_0_6_node_103 | 0.4 | n |  | TRUE
115 | bus_LV_3340-19_0_6_node_104 | 0.4 | n |  | TRUE
116 | bus_LV_3340-19_0_6_node_105 | 0.4 | n |  | TRUE
117 | bus_LV_3340-19_0_6_node_108 | 0.4 | n |  | TRUE
118 | bus_LV_3340-19_0_6_node_109 | 0.4 | n |  | TRUE
119 | bus_LV_3340-19_0_6_node_114 | 0.4 | n |  | TRUE
120 | bus_LV_3340-19_0_6_node_113 | 0.4 | n |  | TRUE
121 | bus_LV_3340-19_0_6_node_117 | 0.4 | n |  | TRUE
122 | bus_LV_3340-19_0_6_node_115 | 0.4 | n |  | TRUE
123 | bus_LV_3340-19_0_6_node_181 | 0.4 | n |  | TRUE
124 | bus_LV_3340-19_0_6_node_110 | 0.4 | n |  | TRUE
125 | bus_LV_3340-19_0_6_node_111 | 0.4 | n |  | TRUE
126 | bus_LV_3340-19_0_6_node_185 | 0.4 | n |  | TRUE
127 | bus_LV_3340-19_0_6_node_116 | 0.4 | n |  | TRUE
128 | bus_LV_3340-19_0_6_node_118 | 0.4 | n |  | TRUE
129 | bus_LV_3340-19_0_6_node_119 | 0.4 | n |  | TRUE
130 | bus_LV_3340-19_0_6_node_120 | 0.4 | n |  | TRUE
131 | bus_LV_3340-19_0_6_node_186 | 0.4 | n |  | TRUE
132 | bus_LV_3340-19_0_6_node_187 | 0.4 | n |  | TRUE
133 | bus_LV_3340-19_0_6_node_121 | 0.4 | n |  | TRUE
134 | bus_LV_3340-19_0_6_node_122 | 0.4 | n |  | TRUE
135 | bus_LV_3340-19_0_6_node_147 | 0.4 | n |  | TRUE
136 | bus_LV_3340-19_0_6_node_145 | 0.4 | n |  | TRUE
137 | bus_LV_3340-19_0_6_node_148 | 0.4 | n |  | TRUE
138 | bus_LV_3340-19_0_6_node_142 | 0.4 | n |  | TRUE
139 | bus_LV_3340-19_0_6_node_123 | 0.4 | n |  | TRUE
140 | bus_LV_3340-19_0_6_node_124 | 0.4 | n |  | TRUE
141 | bus_LV_3340-19_0_6_node_125 | 0.4 | n |  | TRUE
142 | bus_LV_3340-19_0_6_node_126 | 0.4 | n |  | TRUE
143 | bus_LV_3340-19_0_6_node_141 | 0.4 | n |  | TRUE
144 | bus_LV_3340-19_0_6_node_140 | 0.4 | n |  | TRUE
145 | bus_LV_3340-19_0_6_node_133 | 0.4 | n |  | TRUE
146 | bus_LV_3340-19_0_6_node_130 | 0.4 | n |  | TRUE
147 | bus_LV_3340-19_0_6_node_177 | 0.4 | n |  | TRUE
148 | bus_LV_3340-19_0_6_node_131 | 0.4 | n |  | TRUE
149 | bus_LV_3340-19_0_6_node_132 | 0.4 | n |  | TRUE
150 | bus_LV_3340-19_0_6_node_170 | 0.4 | n |  | TRUE
151 | bus_LV_3340-19_0_6_node_169 | 0.4 | n |  | TRUE
152 | bus_LV_3340-19_0_6_node_176 | 0.4 | n |  | TRUE
153 | bus_LV_3340-19_0_6_node_134 | 0.4 | n |  | TRUE
154 | bus_LV_3340-19_0_6_node_135 | 0.4 | n |  | TRUE
155 | bus_LV_3340-19_0_6_node_136 | 0.4 | n |  | TRUE
156 | bus_LV_3340-19_0_6_node_137 | 0.4 | n |  | TRUE
157 | bus_LV_3340-19_0_6_node_138 | 0.4 | n |  | TRUE
158 | bus_LV_3340-19_0_6_node_139 | 0.4 | n |  | TRUE
159 | bus_LV_3340-19_0_6_node_143 | 0.4 | n |  | TRUE
160 | bus_LV_3340-19_0_6_node_144 | 0.4 | n |  | TRUE
161 | bus_LV_3340-19_0_6_node_146 | 0.4 | n |  | TRUE
162 | bus_LV_3340-19_0_6_node_168 | 0.4 | n |  | TRUE
163 | bus_LV_3340-19_0_6_node_151 | 0.4 | n |  | TRUE
164 | bus_LV_3340-19_0_6_node_161 | 0.4 | n |  | TRUE
165 | bus_LV_3340-19_0_6_node_160 | 0.4 | n |  | TRUE
166 | bus_LV_3340-19_0_6_node_167 | 0.4 | n |  | TRUE
167 | bus_LV_3340-19_0_6_node_149 | 0.4 | n |  | TRUE
168 | bus_LV_3340-19_0_6_node_150 | 0.4 | n |  | TRUE
169 | bus_LV_3340-19_0_6_node_188 | 0.4 | n |  | TRUE
170 | bus_LV_3340-19_0_6_node_189 | 0.4 | n |  | TRUE
171 | bus_LV_3340-19_0_6_node_163 | 0.4 | n |  | TRUE
172 | bus_LV_3340-19_0_6_node_152 | 0.4 | n |  | TRUE
173 | bus_LV_3340-19_0_6_node_153 | 0.4 | n |  | TRUE
174 | bus_LV_3340-19_0_6_node_154 | 0.4 | n |  | TRUE
175 | bus_LV_3340-19_0_6_node_156 | 0.4 | n |  | TRUE
176 | bus_LV_3340-19_0_6_node_158 | 0.4 | n |  | TRUE
177 | bus_LV_3340-19_0_6_node_159 | 0.4 | n |  | TRUE
178 | bus_LV_3340-19_0_6_node_171 | 0.4 | n |  | TRUE
179 | bus_LV_3340-19_0_6_node_165 | 0.4 | n |  | TRUE
180 | bus_LV_3340-19_0_6_node_162 | 0.4 | n |  | TRUE
181 | bus_LV_3340-19_0_6_node_164 | 0.4 | n |  | TRUE
182 | bus_LV_3340-19_0_6_node_166 | 0.4 | n |  | TRUE
183 | bus_LV_3340-19_0_6_node_172 | 0.4 | n |  | TRUE
184 | bus_LV_3340-19_0_6_node_173 | 0.4 | n |  | TRUE
185 | bus_LV_3340-19_0_6_node_174 | 0.4 | n |  | TRUE
186 | bus_LV_3340-19_0_6_node_175 | 0.4 | n |  | TRUE
187 | bus_LV_3340-19_0_6_node_191 | 0.4 | n |  | TRUE
188 | bus_LV_3340-19_0_6_node_183 | 0.4 | n |  | TRUE
189 | bus_LV_3340-19_0_6_node_192 | 0.4 | n |  | TRUE
190 | bus_LV_3340-19_0_6_node_193 | 0.4 | n |  | TRUE
191 | bus_LV_3340-19_0_6_node_194 | 0.4 | n |  | TRUE
192 | bus_LV_3340-19_0_6_node_195 | 0.4 | n |  | TRUE
193 | bus_MV_585_0_node_30 | 20 | n |  | TRUE

## load
| name | bus | p_mw | q_mvar | const_z_percent | const_i_percent | sn_mva | scaling | in_service | type
0 | LV_3340-19_0_6_load_0 | 0 | 0.069357 | 0.017383 | 0 | 0 |  | 1 | TRUE | wye
1 | LV_3340-19_0_6_load_65 | 6 | 0.0066459 | 0.0016656 | 0 | 0 |  | 1 | TRUE | wye
2 | LV_3340-19_0_6_load_196 | 8 | 0.0027407 | 0.00068689 | 0 | 0 |  | 1 | TRUE | wye
3 | LV_3340-19_0_6_load_78 | 10 | 0.0014479 | 0.00036288 | 0 | 0 |  | 1 | TRUE | wye
4 | LV_3340-19_0_6_load_34 | 12 | 0.0055447 | 0.0013896 | 0 | 0 |  | 1 | TRUE | wye
5 | LV_3340-19_0_6_load_157 | 14 | 0.0014637 | 0.00036683 | 0 | 0 |  | 1 | TRUE | wye
6 | LV_3340-19_0_6_load_127 | 18 | 0.012492 | 0.0031309 | 0 | 0 |  | 1 | TRUE | wye
7 | LV_3340-19_0_6_load_57 | 19 | 0.0026406 | 0.00066179 | 0 | 0 |  | 1 | TRUE | wye
8 | LV_3340-19_0_6_load_33 | 20 | 0.0040789 | 0.0010223 | 0 | 0 |  | 1 | TRUE | wye
9 | LV_3340-19_0_6_load_49 | 23 | 0.025877 | 0.0064855 | 0 | 0 |  | 1 | TRUE | wye
10 | LV_3340-19_0_6_load_54 | 25 | 0.0024803 | 0.00062163 | 0 | 0 |  | 1 | TRUE | wye
11 | LV_3340-19_0_6_load_50 | 27 | 0.0015466 | 0.00038761 | 0 | 0 |  | 1 | TRUE | wye
12 | LV_3340-19_0_6_load_178 | 30 | 0.0020652 | 0.00051759 | 0 | 0 |  | 1 | TRUE | wye
13 | LV_3340-19_0_6_load_37 | 32 | 0.011775 | 0.0029511 | 0 | 0 |  | 1 | TRUE | wye
14 | LV_3340-19_0_6_load_48 | 33 | 0.0097104 | 0.0024336 | 0 | 0 |  | 1 | TRUE | wye
15 | LV_3340-19_0_6_load_46 | 34 | 0.0011024 | 0.00027629 | 0 | 0 |  | 1 | TRUE | wye
16 | LV_3340-19_0_6_load_9 | 35 | 0.0065923 | 0.0016522 | 0 | 0 |  | 1 | TRUE | wye
17 | LV_3340-19_0_6_load_10 | 36 | 0.00097255 | 0.00024374 | 0 | 0 |  | 1 | TRUE | wye
18 | LV_3340-19_0_6_load_11 | 37 | 0.0054167 | 0.0013575 | 0 | 0 |  | 1 | TRUE | wye
19 | LV_3340-19_0_6_load_12 | 38 | 0.0054193 | 0.0013582 | 0 | 0 |  | 1 | TRUE | wye
20 | LV_3340-19_0_6_load_24 | 40 | 0.005418 | 0.0013579 | 0 | 0 |  | 1 | TRUE | wye
21 | LV_3340-19_0_6_load_21 | 41 | 0.0054193 | 0.0013582 | 0 | 0 |  | 1 | TRUE | wye
22 | LV_3340-19_0_6_load_14 | 42 | 0.00078108 | 0.00019576 | 0 | 0 |  | 1 | TRUE | wye
23 | LV_3340-19_0_6_load_22 | 43 | 0.0097467 | 0.0024428 | 0 | 0 |  | 1 | TRUE | wye
24 | LV_3340-19_0_6_load_64 | 46 | 0.003521 | 0.00088245 | 0 | 0 |  | 1 | TRUE | wye
25 | LV_3340-19_0_6_load_47 | 47 | 0.0021205 | 0.00053145 | 0 | 0 |  | 1 | TRUE | wye
26 | LV_3340-19_0_6_load_63 | 48 | 0.0021844 | 0.00054746 | 0 | 0 |  | 1 | TRUE | wye
27 | LV_3340-19_0_6_load_76 | 49 | 0.0064789 | 0.0016238 | 0 | 0 |  | 1 | TRUE | wye
28 | LV_3340-19_0_6_load_23 | 50 | 0.0054166 | 0.0013575 | 0 | 0 |  | 1 | TRUE | wye
29 | LV_3340-19_0_6_load_25 | 51 | 0.0040808 | 0.0010227 | 0 | 0 |  | 1 | TRUE | wye
30 | LV_3340-19_0_6_load_71 | 53 | 0.0028287 | 0.00070894 | 0 | 0 |  | 1 | TRUE | wye
31 | LV_3340-19_0_6_load_66 | 54 | 0.0050812 | 0.0012735 | 0 | 0 |  | 1 | TRUE | wye
32 | LV_3340-19_0_6_load_26 | 55 | 0.0015938 | 0.00039944 | 0 | 0 |  | 1 | TRUE | wye
33 | LV_3340-19_0_6_load_29 | 58 | 0.001133 | 0.00028396 | 0 | 0 |  | 1 | TRUE | wye
34 | LV_3340-19_0_6_load_30 | 59 | 0.0005231 | 0.0001311 | 0 | 0 |  | 1 | TRUE | wye
35 | LV_3340-19_0_6_load_32 | 60 | 0.0017525 | 0.00043923 | 0 | 0 |  | 1 | TRUE | wye
36 | LV_3340-19_0_6_load_51 | 61 | 0.0021297 | 0.00053376 | 0 | 0 |  | 1 | TRUE | wye
37 | LV_3340-19_0_6_load_62 | 62 | 0.001643 | 0.00041177 | 0 | 0 |  | 1 | TRUE | wye
38 | LV_3340-19_0_6_load_42 | 63 | 0.0060963 | 0.0015279 | 0 | 0 |  | 1 | TRUE | wye
39 | LV_3340-19_0_6_load_45 | 64 | 0.0030126 | 0.00075503 | 0 | 0 |  | 1 | TRUE | wye
40 | LV_3340-19_0_6_load_52 | 65 | 0.0048086 | 0.0012052 | 0 | 0 |  | 1 | TRUE | wye
41 | LV_3340-19_0_6_load_43 | 66 | 0.0054609 | 0.0013686 | 0 | 0 |  | 1 | TRUE | wye
42 | LV_3340-19_0_6_load_35 | 67 | 0.0045421 | 0.0011384 | 0 | 0 |  | 1 | TRUE | wye
43 | LV_3340-19_0_6_load_61 | 68 | 0.0018096 | 0.00045353 | 0 | 0 |  | 1 | TRUE | wye
44 | LV_3340-19_0_6_load_184 | 69 | 0.0019805 | 0.00049636 | 0 | 0 |  | 1 | TRUE | wye
45 | LV_3340-19_0_6_load_53 | 71 | 0.0052474 | 0.0013151 | 0 | 0 |  | 1 | TRUE | wye
46 | LV_3340-19_0_6_load_56 | 72 | 0.0017889 | 0.00044835 | 0 | 0 |  | 1 | TRUE | wye
47 | LV_3340-19_0_6_load_44 | 73 | 0.0032129 | 0.00080522 | 0 | 0 |  | 1 | TRUE | wye
48 | LV_3340-19_0_6_load_55 | 74 | 0.001365 | 0.00034209 | 0 | 0 |  | 1 | TRUE | wye
49 | LV_3340-19_0_6_load_60 | 76 | 0.0022591 | 0.00056617 | 0 | 0 |  | 1 | TRUE | wye
50 | LV_3340-19_0_6_load_180 | 77 | 0.0017468 | 0.00043779 | 0 | 0 |  | 1 | TRUE | wye
51 | LV_3340-19_0_6_load_179 | 78 | 0.0019889 | 0.00049846 | 0 | 0 |  | 1 | TRUE | wye
52 | LV_3340-19_0_6_load_106 | 79 | 0.0046709 | 0.0011706 | 0 | 0 |  | 1 | TRUE | wye
53 | LV_3340-19_0_6_load_190 | 80 | 0.0016396 | 0.00041091 | 0 | 0 |  | 1 | TRUE | wye
54 | LV_3340-19_0_6_load_69 | 84 | 0.00508 | 0.0012732 | 0 | 0 |  | 1 | TRUE | wye
55 | LV_3340-19_0_6_load_70 | 85 | 0.0046431 | 0.0011637 | 0 | 0 |  | 1 | TRUE | wye
56 | LV_3340-19_0_6_load_72 | 86 | 0.0054168 | 0.0013576 | 0 | 0 |  | 1 | TRUE | wye
57 | LV_3340-19_0_6_load_97 | 87 | 0.0027675 | 0.00069361 | 0 | 0 |  | 1 | TRUE | wye
58 | LV_3340-19_0_6_load_95 | 89 | 0.0043807 | 0.0010979 | 0 | 0 |  | 1 | TRUE | wye
59 | LV_3340-19_0_6_load_88 | 92 | 0.0073887 | 0.0018518 | 0 | 0 |  | 1 | TRUE | wye
60 | LV_3340-19_0_6_load_87 | 93 | 0.0075684 | 0.0018968 | 0 | 0 |  | 1 | TRUE | wye
61 | LV_3340-19_0_6_load_89 | 94 | 0.0049932 | 0.0012514 | 0 | 0 |  | 1 | TRUE | wye
62 | LV_3340-19_0_6_load_79 | 95 | 0.006473 | 0.0016223 | 0 | 0 |  | 1 | TRUE | wye
63 | LV_3340-19_0_6_load_80 | 96 | 0.0041195 | 0.0010325 | 0 | 0 |  | 1 | TRUE | wye
64 | LV_3340-19_0_6_load_83 | 98 | 0.0030077 | 0.0007538 | 0 | 0 |  | 1 | TRUE | wye
65 | LV_3340-19_0_6_load_86 | 100 | 0.0056669 | 0.0014203 | 0 | 0 |  | 1 | TRUE | wye
66 | LV_3340-19_0_6_load_91 | 101 | 0.0017393 | 0.00043591 | 0 | 0 |  | 1 | TRUE | wye
67 | LV_3340-19_0_6_load_90 | 102 | 0.0038635 | 0.00096829 | 0 | 0 |  | 1 | TRUE | wye
68 | LV_3340-19_0_6_load_197 | 104 | 0.0056021 | 0.001404 | 0 | 0 |  | 1 | TRUE | wye
69 | LV_3340-19_0_6_load_93 | 106 | 0.0093123 | 0.0023339 | 0 | 0 |  | 1 | TRUE | wye
70 | LV_3340-19_0_6_load_94 | 107 | 0.0042511 | 0.0010654 | 0 | 0 |  | 1 | TRUE | wye
71 | LV_3340-19_0_6_load_96 | 108 | 0.0065901 | 0.0016516 | 0 | 0 |  | 1 | TRUE | wye
72 | LV_3340-19_0_6_load_98 | 109 | 0.0067277 | 0.0016861 | 0 | 0 |  | 1 | TRUE | wye
73 | LV_3340-19_0_6_load_99 | 110 | 0.0015664 | 0.00039257 | 0 | 0 |  | 1 | TRUE | wye
74 | LV_3340-19_0_6_load_100 | 111 | 0.0039558 | 0.00099141 | 0 | 0 |  | 1 | TRUE | wye
75 | LV_3340-19_0_6_load_101 | 112 | 0.0020334 | 0.00050961 | 0 | 0 |  | 1 | TRUE | wye
76 | LV_3340-19_0_6_load_102 | 113 | 0.0018386 | 0.00046079 | 0 | 0 |  | 1 | TRUE | wye
77 | LV_3340-19_0_6_load_103 | 114 | 0.0035296 | 0.00088461 | 0 | 0 |  | 1 | TRUE | wye
78 | LV_3340-19_0_6_load_104 | 115 | 0.0027873 | 0.00069856 | 0 | 0 |  | 1 | TRUE | wye
79 | LV_3340-19_0_6_load_105 | 116 | 0.0016652 | 0.00041734 | 0 | 0 |  | 1 | TRUE | wye
80 | LV_3340-19_0_6_load_108 | 117 | 0.0028953 | 0.00072563 | 0 | 0 |  | 1 | TRUE | wye
81 | LV_3340-19_0_6_load_109 | 118 | 0.0021644 | 0.00054246 | 0 | 0 |  | 1 | TRUE | wye
82 | LV_3340-19_0_6_load_114 | 119 | 0.0018093 | 0.00045346 | 0 | 0 |  | 1 | TRUE | wye
83 | LV_3340-19_0_6_load_117 | 121 | 0.0018892 | 0.00047348 | 0 | 0 |  | 1 | TRUE | wye
84 | LV_3340-19_0_6_load_115 | 122 | 0.0028116 | 0.00070465 | 0 | 0 |  | 1 | TRUE | wye
85 | LV_3340-19_0_6_load_181 | 123 | 0.0019674 | 0.00049308 | 0 | 0 |  | 1 | TRUE | wye
86 | LV_3340-19_0_6_load_110 | 124 | 0.0025038 | 0.00062752 | 0 | 0 |  | 1 | TRUE | wye
87 | LV_3340-19_0_6_load_111 | 125 | 0.0019578 | 0.00049068 | 0 | 0 |  | 1 | TRUE | wye
88 | LV_3340-19_0_6_load_118 | 128 | 0.0036299 | 0.00090974 | 0 | 0 |  | 1 | TRUE | wye
89 | LV_3340-19_0_6_load_119 | 129 | 0.0036535 | 0.00091564 | 0 | 0 |  | 1 | TRUE | wye
90 | LV_3340-19_0_6_load_186 | 131 | 0.0018414 | 0.00046151 | 0 | 0 |  | 1 | TRUE | wye
91 | LV_3340-19_0_6_load_187 | 132 | 0.0019392 | 0.00048602 | 0 | 0 |  | 1 | TRUE | wye
92 | LV_3340-19_0_6_load_121 | 133 | 0.0039818 | 0.00099793 | 0 | 0 |  | 1 | TRUE | wye
93 | LV_3340-19_0_6_load_122 | 134 | 0.0019716 | 0.00049414 | 0 | 0 |  | 1 | TRUE | wye
94 | LV_3340-19_0_6_load_147 | 135 | 0.0018919 | 0.00047415 | 0 | 0 |  | 1 | TRUE | wye
95 | LV_3340-19_0_6_load_123 | 139 | 0.0025915 | 0.0006495 | 0 | 0 |  | 1 | TRUE | wye
96 | LV_3340-19_0_6_load_124 | 140 | 0.0020303 | 0.00050885 | 0 | 0 |  | 1 | TRUE | wye
97 | LV_3340-19_0_6_load_125 | 141 | 0.0028176 | 0.00070615 | 0 | 0 |  | 1 | TRUE | wye
98 | LV_3340-19_0_6_load_126 | 142 | 0.0034767 | 0.00087135 | 0 | 0 |  | 1 | TRUE | wye
99 | LV_3340-19_0_6_load_141 | 143 | 0.0039099 | 0.0009799 | 0 | 0 |  | 1 | TRUE | wye
100 | LV_3340-19_0_6_load_140 | 144 | 0.0029489 | 0.00073906 | 0 | 0 |  | 1 | TRUE | wye
101 | LV_3340-19_0_6_load_133 | 145 | 0.0032054 | 0.00080334 | 0 | 0 |  | 1 | TRUE | wye
102 | LV_3340-19_0_6_load_130 | 146 | 0.0049664 | 0.0012447 | 0 | 0 |  | 1 | TRUE | wye
103 | LV_3340-19_0_6_load_177 | 147 | 0.0013974 | 0.00035023 | 0 | 0 |  | 1 | TRUE | wye
104 | LV_3340-19_0_6_load_131 | 148 | 0.0031771 | 0.00079625 | 0 | 0 |  | 1 | TRUE | wye
105 | LV_3340-19_0_6_load_132 | 149 | 0.0042718 | 0.0010706 | 0 | 0 |  | 1 | TRUE | wye
106 | LV_3340-19_0_6_load_170 | 150 | 0.0032043 | 0.00080306 | 0 | 0 |  | 1 | TRUE | wye
107 | LV_3340-19_0_6_load_169 | 151 | 0.0045505 | 0.0011405 | 0 | 0 |  | 1 | TRUE | wye
108 | LV_3340-19_0_6_load_176 | 152 | 0.0013566 | 0.00034 | 0 | 0 |  | 1 | TRUE | wye
109 | LV_3340-19_0_6_load_134 | 153 | 0.0063473 | 0.0015908 | 0 | 0 |  | 1 | TRUE | wye
110 | LV_3340-19_0_6_load_135 | 154 | 0.0062543 | 0.0015675 | 0 | 0 |  | 1 | TRUE | wye
111 | LV_3340-19_0_6_load_136 | 155 | 0.0054012 | 0.0013537 | 0 | 0 |  | 1 | TRUE | wye
112 | LV_3340-19_0_6_load_137 | 156 | 0.0033682 | 0.00084415 | 0 | 0 |  | 1 | TRUE | wye
113 | LV_3340-19_0_6_load_138 | 157 | 0.0028826 | 0.00072245 | 0 | 0 |  | 1 | TRUE | wye
114 | LV_3340-19_0_6_load_143 | 159 | 0.0041932 | 0.0010509 | 0 | 0 |  | 1 | TRUE | wye
115 | LV_3340-19_0_6_load_168 | 162 | 0.0016738 | 0.00041948 | 0 | 0 |  | 1 | TRUE | wye
116 | LV_3340-19_0_6_load_160 | 165 | 0.0020553 | 0.0005151 | 0 | 0 |  | 1 | TRUE | wye
117 | LV_3340-19_0_6_load_167 | 166 | 0.0016448 | 0.00041221 | 0 | 0 |  | 1 | TRUE | wye
118 | LV_3340-19_0_6_load_149 | 167 | 0.0017237 | 0.000432 | 0 | 0 |  | 1 | TRUE | wye
119 | LV_3340-19_0_6_load_150 | 168 | 0.0019844 | 0.00049734 | 0 | 0 |  | 1 | TRUE | wye
120 | LV_3340-19_0_6_load_188 | 169 | 0.0017919 | 0.0004491 | 0 | 0 |  | 1 | TRUE | wye
121 | LV_3340-19_0_6_load_189 | 170 | 0.0017676 | 0.000443 | 0 | 0 |  | 1 | TRUE | wye
122 | LV_3340-19_0_6_load_163 | 171 | 0.0024175 | 0.00060589 | 0 | 0 |  | 1 | TRUE | wye
123 | LV_3340-19_0_6_load_152 | 172 | 0.0016917 | 0.00042397 | 0 | 0 |  | 1 | TRUE | wye
124 | LV_3340-19_0_6_load_153 | 173 | 0.0017228 | 0.00043178 | 0 | 0 |  | 1 | TRUE | wye
125 | LV_3340-19_0_6_load_154 | 174 | 0.0024381 | 0.00061106 | 0 | 0 |  | 1 | TRUE | wye
126 | LV_3340-19_0_6_load_158 | 176 | 0.0013922 | 0.00034893 | 0 | 0 |  | 1 | TRUE | wye
127 | LV_3340-19_0_6_load_159 | 177 | 0.0036501 | 0.00091481 | 0 | 0 |  | 1 | TRUE | wye
128 | LV_3340-19_0_6_load_171 | 178 | 0.0015252 | 0.00038226 | 0 | 0 |  | 1 | TRUE | wye
129 | LV_3340-19_0_6_load_165 | 179 | 0.001515 | 0.00037969 | 0 | 0 |  | 1 | TRUE | wye
130 | LV_3340-19_0_6_load_162 | 180 | 0.0024955 | 0.00062542 | 0 | 0 |  | 1 | TRUE | wye
131 | LV_3340-19_0_6_load_166 | 182 | 0.00152 | 0.00038096 | 0 | 0 |  | 1 | TRUE | wye
132 | LV_3340-19_0_6_load_172 | 183 | 0.0014544 | 0.00036452 | 0 | 0 |  | 1 | TRUE | wye
133 | LV_3340-19_0_6_load_173 | 184 | 0.0013447 | 0.00033703 | 0 | 0 |  | 1 | TRUE | wye
134 | LV_3340-19_0_6_load_174 | 185 | 0.0013267 | 0.0003325 | 0 | 0 |  | 1 | TRUE | wye
135 | LV_3340-19_0_6_load_175 | 186 | 0.0013455 | 0.00033721 | 0 | 0 |  | 1 | TRUE | wye
136 | LV_3340-19_0_6_load_191 | 187 | 0.0016454 | 0.00041238 | 0 | 0 |  | 1 | TRUE | wye
137 | LV_3340-19_0_6_load_183 | 188 | 0.00195 | 0.00048871 | 0 | 0 |  | 1 | TRUE | wye
138 | LV_3340-19_0_6_load_192 | 189 | 0.001739 | 0.00043583 | 0 | 0 |  | 1 | TRUE | wye
139 | LV_3340-19_0_6_load_193 | 190 | 0.0013343 | 0.00033441 | 0 | 0 |  | 1 | TRUE | wye
140 | LV_3340-19_0_6_load_194 | 191 | 0.0013258 | 0.00033228 | 0 | 0 |  | 1 | TRUE | wye
141 | LV_3340-19_0_6_load_195 | 192 | 0.00099995 | 0.00025061 | 0 | 0 |  | 1 | TRUE | wye

## ext_grid
| name | bus | vm_pu | va_degree | slack_weight | in_service
0 |  | 188 | 1 | 0 | 1 | TRUE

## line
| name | std_type | from_bus | to_bus | length_km | r_ohm_per_km | x_ohm_per_km | c_nf_per_km | g_us_per_km | max_i_ka | df | parallel | type | in_service
0 | LV_3340-19_0_6_line_0 |  | 0 | 1 | 0.017335 | 0.125 | 0.08 | 261 | 0 | 0.364 | 1 | 1 | cs | TRUE
1 | LV_3340-19_0_6_line_1 |  | 1 | 2 | 0.07258 | 0.125 | 0.08 | 261 | 0 | 0.364 | 1 | 1 | cs | TRUE
2 | LV_3340-19_0_6_line_2 |  | 1 | 3 | 0.086192 | 0.125 | 0.08 | 261 | 0 | 0.364 | 1 | 1 | cs | TRUE
3 | LV_3340-19_0_6_line_3 |  | 2 | 4 | 0.094114 | 0.125 | 0.08 | 261 | 0 | 0.364 | 1 | 2 | cs | TRUE
4 | LV_3340-19_0_6_line_4 |  | 3 | 10 | 0.0033517 | 0.125 | 0.08 | 261 | 0 | 0.364 | 1 | 1 | cs | TRUE
5 | LV_3340-19_0_6_line_5 |  | 4 | 5 | 0.005196 | 0.125 | 0.08 | 261 | 0 | 0.364 | 1 | 3 | cs | TRUE
6 | LV_3340-19_0_6_line_6 |  | 4 | 6 | 0.010874 | 0.125 | 0.08 | 261 | 0 | 0.364 | 1 | 3 | cs | TRUE
7 | LV_3340-19_0_6_line_7 |  | 5 | 11 | 0.014684 | 0.125 | 0.08 | 261 | 0 | 0.364 | 1 | 3 | cs | TRUE
8 | LV_3340-19_0_6_line_8 |  | 5 | 12 | 0.045712 | 0.125 | 0.08 | 261 | 0 | 0.364 | 1 | 1 | cs | TRUE
9 | LV_3340-19_0_6_line_9 |  | 6 | 13 | 0.03466 | 0.125 | 0.08 | 261 | 0 | 0.364 | 1 | 3 | cs | TRUE
10 | LV_3340-19_0_6_line_10 |  | 7 | 8 | 0.046764 | 0.125 | 0.08 | 261 | 0 | 0.364 | 1 | 1 | cs | TRUE
11 | LV_3340-19_0_6_line_11 |  | 7 | 9 | 0.074663 | 0.125 | 0.08 | 261 | 0 | 0.364 | 1 | 1 | cs | TRUE
12 | LV_3340-19_0_6_line_12 |  | 9 | 10 | 0.0064827 | 0.125 | 0.08 | 261 | 0 | 0.364 | 1 | 1 | cs | TRUE
13 | LV_3340-19_0_6_line_13 |  | 11 | 19 | 0.024427 | 0.125 | 0.08 | 261 | 0 | 0.364 | 1 | 3 | cs | TRUE
14 | LV_3340-19_0_6_line_14 |  | 12 | 20 | 0.03191 | 0.125 | 0.08 | 261 | 0 | 0.364 | 1 | 1 | cs | TRUE
15 | LV_3340-19_0_6_line_15 |  | 13 | 26 | 0.019082 | 0.125 | 0.08 | 261 | 0 | 0.364 | 1 | 3 | cs | TRUE
16 | LV_3340-19_0_6_line_16 |  | 14 | 15 | 0.0053887 | 0.125 | 0.08 | 261 | 0 | 0.364 | 1 | 1 | cs | TRUE
17 | LV_3340-19_0_6_line_17 |  | 15 | 176 | 0.013987 | 0.125 | 0.08 | 261 | 0 | 0.364 | 1 | 1 | cs | TRUE
18 | LV_3340-19_0_6_line_18 |  | 15 | 173 | 0.0026647 | 0.125 | 0.08 | 261 | 0 | 0.364 | 1 | 1 | cs | TRUE
19 | LV_3340-19_0_6_line_19 |  | 16 | 17 | 0.064911 | 0.125 | 0.08 | 261 | 0 | 0.364 | 1 | 1 | cs | TRUE
20 | LV_3340-19_0_6_line_20 |  | 16 | 18 | 0.034524 | 0.125 | 0.08 | 261 | 0 | 0.364 | 1 | 1 | cs | TRUE
21 | LV_3340-19_0_6_line_21 |  | 17 | 145 | 0.018163 | 0.125 | 0.08 | 261 | 0 | 0.364 | 1 | 1 | cs | TRUE
22 | LV_3340-19_0_6_line_22 |  | 17 | 146 | 0.0048752 | 0.125 | 0.08 | 261 | 0 | 0.364 | 1 | 1 | cs | TRUE
23 | LV_3340-19_0_6_line_23 |  | 18 | 105 | 0.082393 | 0.125 | 0.08 | 261 | 0 | 0.364 | 1 | 1 | cs | TRUE
24 | LV_3340-19_0_6_line_24 |  | 19 | 70 | 0.020991 | 0.125 | 0.08 | 261 | 0 | 0.364 | 1 | 3 | cs | TRUE
25 | LV_3340-19_0_6_line_25 |  | 20 | 67 | 0.022905 | 0.125 | 0.08 | 261 | 0 | 0.364 | 1 | 1 | cs | TRUE
26 | LV_3340-19_0_6_line_26 |  | 21 | 22 | 0.03602 | 0.125 | 0.08 | 261 | 0 | 0.364 | 1 | 2 | cs | TRUE
27 | LV_3340-19_0_6_line_27 |  | 21 | 23 | 0.013934 | 0.125 | 0.08 | 261 | 0 | 0.364 | 1 | 3 | cs | TRUE
28 | LV_3340-19_0_6_line_28 |  | 21 | 24 | 0.008122 | 0.125 | 0.08 | 261 | 0 | 0.364 | 1 | 1 | cs | TRUE
29 | LV_3340-19_0_6_line_29 |  | 22 | 25 | 0.090136 | 0.125 | 0.08 | 261 | 0 | 0.364 | 1 | 1 | cs | TRUE
30 | LV_3340-19_0_6_line_30 |  | 23 | 27 | 0.026081 | 0.125 | 0.08 | 261 | 0 | 0.364 | 1 | 3 | cs | TRUE
31 | LV_3340-19_0_6_line_31 |  | 24 | 63 | 0.022219 | 0.125 | 0.08 | 261 | 0 | 0.364 | 1 | 1 | cs | TRUE
32 | LV_3340-19_0_6_line_32 |  | 24 | 57 | 0.018765 | 0.125 | 0.08 | 261 | 0 | 0.364 | 1 | 1 | cs | TRUE
33 | LV_3340-19_0_6_line_33 |  | 25 | 71 | 0.024494 | 0.125 | 0.08 | 261 | 0 | 0.364 | 1 | 1 | cs | TRUE
34 | LV_3340-19_0_6_line_34 |  | 26 | 27 | 0.019301 | 0.125 | 0.08 | 261 | 0 | 0.364 | 1 | 3 | cs | TRUE
35 | LV_3340-19_0_6_line_35 |  | 26 | 28 | 0.027346 | 0.125 | 0.08 | 261 | 0 | 0.364 | 1 | 1 | cs | TRUE
36 | LV_3340-19_0_6_line_36 |  | 28 | 33 | 0.085574 | 0.125 | 0.08 | 261 | 0 | 0.364 | 1 | 1 | cs | TRUE
37 | LV_3340-19_0_6_line_37 |  | 28 | 34 | 0.10286 | 0.125 | 0.08 | 261 | 0 | 0.364 | 1 | 1 | cs | TRUE
38 | LV_3340-19_0_6_line_38 |  | 29 | 30 | 0.021261 | 0.125 | 0.08 | 261 | 0 | 0.364 | 1 | 1 | cs | TRUE
39 | LV_3340-19_0_6_line_39 |  | 29 | 31 | 0.089351 | 0.125 | 0.08 | 261 | 0 | 0.364 | 1 | 1 | cs | TRUE
40 | LV_3340-19_0_6_line_40 |  | 30 | 72 | 0.01675 | 0.125 | 0.08 | 261 | 0 | 0.364 | 1 | 1 | cs | TRUE
41 | LV_3340-19_0_6_line_41 |  | 31 | 32 | 0.048816 | 0.125 | 0.08 | 261 | 0 | 0.364 | 1 | 1 | cs | TRUE
42 | LV_3340-19_0_6_line_42 |  | 33 | 49 | 0.033453 | 0.125 | 0.08 | 261 | 0 | 0.364 | 1 | 1 | cs | TRUE
43 | LV_3340-19_0_6_line_43 |  | 34 | 47 | 0.022106 | 0.125 | 0.08 | 261 | 0 | 0.364 | 1 | 1 | cs | TRUE
44 | LV_3340-19_0_6_line_44 |  | 35 | 36 | 0.0082099 | 0.125 | 0.08 | 261 | 0 | 0.364 | 1 | 1 | cs | TRUE
45 | LV_3340-19_0_6_line_45 |  | 35 | 37 | 0.0074888 | 0.125 | 0.08 | 261 | 0 | 0.364 | 1 | 1 | cs | TRUE
46 | LV_3340-19_0_6_line_46 |  | 36 | 38 | 0.0056238 | 0.125 | 0.08 | 261 | 0 | 0.364 | 1 | 1 | cs | TRUE
47 | LV_3340-19_0_6_line_47 |  | 37 | 39 | 0.01219 | 0.125 | 0.08 | 261 | 0 | 0.364 | 1 | 1 | cs | TRUE
48 | LV_3340-19_0_6_line_48 |  | 38 | 40 | 0.0070477 | 0.125 | 0.08 | 261 | 0 | 0.364 | 1 | 1 | cs | TRUE
49 | LV_3340-19_0_6_line_49 |  | 39 | 41 | 0.032498 | 0.125 | 0.08 | 261 | 0 | 0.364 | 1 | 1 | cs | TRUE
50 | LV_3340-19_0_6_line_50 |  | 39 | 42 | 0.020497 | 0.125 | 0.08 | 261 | 0 | 0.364 | 1 | 1 | cs | TRUE
51 | LV_3340-19_0_6_line_51 |  | 40 | 43 | 0.016574 | 0.125 | 0.08 | 261 | 0 | 0.364 | 1 | 1 | cs | TRUE
52 | LV_3340-19_0_6_line_52 |  | 43 | 50 | 0.011077 | 0.125 | 0.08 | 261 | 0 | 0.364 | 1 | 1 | cs | TRUE
53 | LV_3340-19_0_6_line_53 |  | 44 | 45 | 0.049026 | 0.125 | 0.08 | 261 | 0 | 0.364 | 1 | 1 | cs | TRUE
54 | LV_3340-19_0_6_line_54 |  | 44 | 46 | 0.087527 | 0.125 | 0.08 | 261 | 0 | 0.364 | 1 | 1 | cs | TRUE
55 | LV_3340-19_0_6_line_55 |  | 45 | 47 | 0.074422 | 0.125 | 0.08 | 261 | 0 | 0.364 | 1 | 1 | cs | TRUE
56 | LV_3340-19_0_6_line_56 |  | 46 | 48 | 0.018546 | 0.125 | 0.08 | 261 | 0 | 0.364 | 1 | 1 | cs | TRUE
57 | LV_3340-19_0_6_line_57 |  | 50 | 51 | 0.030314 | 0.125 | 0.08 | 261 | 0 | 0.364 | 1 | 1 | cs | TRUE
58 | LV_3340-19_0_6_line_58 |  | 51 | 52 | 0.014138 | 0.125 | 0.08 | 261 | 0 | 0.364 | 1 | 1 | cs | TRUE
59 | LV_3340-19_0_6_line_59 |  | 52 | 53 | 0.011894 | 0.125 | 0.08 | 261 | 0 | 0.364 | 1 | 3 | cs | TRUE
60 | LV_3340-19_0_6_line_60 |  | 52 | 54 | 0.013914 | 0.125 | 0.08 | 261 | 0 | 0.364 | 1 | 3 | cs | TRUE
61 | LV_3340-19_0_6_line_61 |  | 53 | 78 | 0.025254 | 0.125 | 0.08 | 261 | 0 | 0.364 | 1 | 3 | cs | TRUE
62 | LV_3340-19_0_6_line_62 |  | 54 | 83 | 0.0099187 | 0.125 | 0.08 | 261 | 0 | 0.364 | 1 | 3 | cs | TRUE
63 | LV_3340-19_0_6_line_63 |  | 55 | 56 | 0.048392 | 0.125 | 0.08 | 261 | 0 | 0.364 | 1 | 1 | cs | TRUE
64 | LV_3340-19_0_6_line_64 |  | 55 | 57 | 0.037519 | 0.125 | 0.08 | 261 | 0 | 0.364 | 1 | 1 | cs | TRUE
65 | LV_3340-19_0_6_line_65 |  | 56 | 58 | 0.0086689 | 0.125 | 0.08 | 261 | 0 | 0.364 | 1 | 1 | cs | TRUE
66 | LV_3340-19_0_6_line_66 |  | 56 | 59 | 0.01197 | 0.125 | 0.08 | 261 | 0 | 0.364 | 1 | 1 | cs | TRUE
67 | LV_3340-19_0_6_line_67 |  | 57 | 60 | 0.014206 | 0.125 | 0.08 | 261 | 0 | 0.364 | 1 | 1 | cs | TRUE
68 | LV_3340-19_0_6_line_68 |  | 58 | 61 | 0.009836 | 0.125 | 0.08 | 261 | 0 | 0.364 | 1 | 1 | cs | TRUE
69 | LV_3340-19_0_6_line_69 |  | 59 | 62 | 0.023508 | 0.125 | 0.08 | 261 | 0 | 0.364 | 1 | 1 | cs | TRUE
70 | LV_3340-19_0_6_line_70 |  | 60 | 64 | 0.02571 | 0.125 | 0.08 | 261 | 0 | 0.364 | 1 | 1 | cs | TRUE
71 | LV_3340-19_0_6_line_71 |  | 61 | 65 | 0.026048 | 0.125 | 0.08 | 261 | 0 | 0.364 | 1 | 1 | cs | TRUE
72 | LV_3340-19_0_6_line_72 |  | 63 | 66 | 0.037527 | 0.125 | 0.08 | 261 | 0 | 0.364 | 1 | 1 | cs | TRUE
73 | LV_3340-19_0_6_line_73 |  | 66 | 73 | 0.027087 | 0.125 | 0.08 | 261 | 0 | 0.364 | 1 | 1 | cs | TRUE
74 | LV_3340-19_0_6_line_74 |  | 68 | 69 | 0.028026 | 0.125 | 0.08 | 261 | 0 | 0.364 | 1 | 1 | cs | TRUE
75 | LV_3340-19_0_6_line_75 |  | 69 | 82 | 0.0036371 | 0.125 | 0.08 | 261 | 0 | 0.364 | 1 | 1 | cs | TRUE
76 | LV_3340-19_0_6_line_76 |  | 70 | 75 | 0.020078 | 0.125 | 0.08 | 261 | 0 | 0.364 | 1 | 3 | cs | TRUE
77 | LV_3340-19_0_6_line_77 |  | 70 | 76 | 0.035483 | 0.125 | 0.08 | 261 | 0 | 0.364 | 1 | 3 | cs | TRUE
78 | LV_3340-19_0_6_line_78 |  | 71 | 74 | 0.034931 | 0.125 | 0.08 | 261 | 0 | 0.364 | 1 | 1 | cs | TRUE
79 | LV_3340-19_0_6_line_79 |  | 72 | 74 | 0.0027098 | 0.125 | 0.08 | 261 | 0 | 0.364 | 1 | 1 | cs | TRUE
80 | LV_3340-19_0_6_line_80 |  | 75 | 77 | 0.011568 | 0.125 | 0.08 | 261 | 0 | 0.364 | 1 | 1 | cs | TRUE
81 | LV_3340-19_0_6_line_81 |  | 75 | 78 | 0.0026842 | 0.125 | 0.08 | 261 | 0 | 0.364 | 1 | 3 | cs | TRUE
82 | LV_3340-19_0_6_line_82 |  | 76 | 79 | 0.031159 | 0.125 | 0.08 | 261 | 0 | 0.364 | 1 | 3 | cs | TRUE
83 | LV_3340-19_0_6_line_83 |  | 77 | 80 | 0.0081477 | 0.125 | 0.08 | 261 | 0 | 0.364 | 1 | 1 | cs | TRUE
84 | LV_3340-19_0_6_line_84 |  | 79 | 81 | 0.0076724 | 0.125 | 0.08 | 261 | 0 | 0.364 | 1 | 3 | cs | TRUE
85 | LV_3340-19_0_6_line_85 |  | 80 | 187 | 0.015966 | 0.125 | 0.08 | 261 | 0 | 0.364 | 1 | 1 | cs | TRUE
86 | LV_3340-19_0_6_line_86 |  | 81 | 119 | 0.014584 | 0.125 | 0.08 | 261 | 0 | 0.364 | 1 | 3 | cs | TRUE
87 | LV_3340-19_0_6_line_87 |  | 82 | 188 | 0.015521 | 0.125 | 0.08 | 261 | 0 | 0.364 | 1 | 3 | cs | TRUE
88 | LV_3340-19_0_6_line_88 |  | 82 | 123 | 0.018948 | 0.125 | 0.08 | 261 | 0 | 0.364 | 1 | 3 | cs | TRUE
89 | LV_3340-19_0_6_line_89 |  | 83 | 84 | 0.019795 | 0.125 | 0.08 | 261 | 0 | 0.364 | 1 | 2 | cs | TRUE
90 | LV_3340-19_0_6_line_90 |  | 83 | 85 | 0.023003 | 0.125 | 0.08 | 261 | 0 | 0.364 | 1 | 1 | cs | TRUE
91 | LV_3340-19_0_6_line_91 |  | 84 | 86 | 0.032914 | 0.125 | 0.08 | 261 | 0 | 0.364 | 1 | 1 | cs | TRUE
92 | LV_3340-19_0_6_line_92 |  | 85 | 87 | 0.014366 | 0.125 | 0.08 | 261 | 0 | 0.364 | 1 | 1 | cs | TRUE
93 | LV_3340-19_0_6_line_93 |  | 86 | 88 | 0.066757 | 0.125 | 0.08 | 261 | 0 | 0.364 | 1 | 1 | cs | TRUE
94 | LV_3340-19_0_6_line_94 |  | 87 | 89 | 0.024139 | 0.125 | 0.08 | 261 | 0 | 0.364 | 1 | 1 | cs | TRUE
95 | LV_3340-19_0_6_line_95 |  | 88 | 90 | 0.006784 | 0.125 | 0.08 | 261 | 0 | 0.364 | 1 | 1 | cs | TRUE
96 | LV_3340-19_0_6_line_96 |  | 89 | 106 | 0.003681 | 0.125 | 0.08 | 261 | 0 | 0.364 | 1 | 1 | cs | TRUE
97 | LV_3340-19_0_6_line_97 |  | 90 | 91 | 0.024343 | 0.125 | 0.08 | 261 | 0 | 0.364 | 1 | 1 | cs | TRUE
98 | LV_3340-19_0_6_line_98 |  | 90 | 92 | 0.029438 | 0.125 | 0.08 | 261 | 0 | 0.364 | 1 | 1 | cs | TRUE
99 | LV_3340-19_0_6_line_99 |  | 91 | 93 | 0.028223 | 0.125 | 0.08 | 261 | 0 | 0.364 | 1 | 1 | cs | TRUE
100 | LV_3340-19_0_6_line_100 |  | 92 | 94 | 0.035439 | 0.125 | 0.08 | 261 | 0 | 0.364 | 1 | 1 | cs | TRUE
101 | LV_3340-19_0_6_line_101 |  | 94 | 102 | 0.03535 | 0.125 | 0.08 | 261 | 0 | 0.364 | 1 | 1 | cs | TRUE
102 | LV_3340-19_0_6_line_102 |  | 95 | 96 | 0.047376 | 0.125 | 0.08 | 261 | 0 | 0.364 | 1 | 1 | cs | TRUE
103 | LV_3340-19_0_6_line_103 |  | 95 | 97 | 0.0049472 | 0.125 | 0.08 | 261 | 0 | 0.364 | 1 | 1 | cs | TRUE
104 | LV_3340-19_0_6_line_104 |  | 97 | 98 | 0.024979 | 0.125 | 0.08 | 261 | 0 | 0.364 | 1 | 1 | cs | TRUE
105 | LV_3340-19_0_6_line_105 |  | 97 | 99 | 0.033932 | 0.125 | 0.08 | 261 | 0 | 0.364 | 1 | 1 | cs | TRUE
106 | LV_3340-19_0_6_line_106 |  | 98 | 100 | 0.028477 | 0.125 | 0.08 | 261 | 0 | 0.364 | 1 | 1 | cs | TRUE
107 | LV_3340-19_0_6_line_107 |  | 99 | 101 | 0.02552 | 0.125 | 0.08 | 261 | 0 | 0.364 | 1 | 1 | cs | TRUE
108 | LV_3340-19_0_6_line_108 |  | 99 | 102 | 0.0033424 | 0.125 | 0.08 | 261 | 0 | 0.364 | 1 | 1 | cs | TRUE
109 | LV_3340-19_0_6_line_109 |  | 103 | 104 | 0.091308 | 0.125 | 0.08 | 261 | 0 | 0.364 | 1 | 1 | cs | TRUE
110 | LV_3340-19_0_6_line_110 |  | 103 | 105 | 0.073784 | 0.125 | 0.08 | 261 | 0 | 0.364 | 1 | 1 | cs | TRUE
111 | LV_3340-19_0_6_line_111 |  | 106 | 107 | 0.03094 | 0.125 | 0.08 | 261 | 0 | 0.364 | 1 | 1 | cs | TRUE
112 | LV_3340-19_0_6_line_112 |  | 107 | 108 | 0.024881 | 0.125 | 0.08 | 261 | 0 | 0.364 | 1 | 1 | cs | TRUE
113 | LV_3340-19_0_6_line_113 |  | 108 | 109 | 0.002668 | 0.125 | 0.08 | 261 | 0 | 0.364 | 1 | 1 | cs | TRUE
114 | LV_3340-19_0_6_line_114 |  | 109 | 110 | 0.016346 | 0.125 | 0.08 | 261 | 0 | 0.364 | 1 | 1 | cs | TRUE
115 | LV_3340-19_0_6_line_115 |  | 110 | 111 | 0.0084712 | 0.125 | 0.08 | 261 | 0 | 0.364 | 1 | 1 | cs | TRUE
116 | LV_3340-19_0_6_line_116 |  | 111 | 112 | 0.0024388 | 0.125 | 0.08 | 261 | 0 | 0.364 | 1 | 1 | cs | TRUE
117 | LV_3340-19_0_6_line_117 |  | 112 | 113 | 0.019491 | 0.125 | 0.08 | 261 | 0 | 0.364 | 1 | 1 | cs | TRUE
118 | LV_3340-19_0_6_line_118 |  | 113 | 114 | 6.4911e-05 | 0.125 | 0.08 | 261 | 0 | 0.364 | 1 | 1 | cs | TRUE
119 | LV_3340-19_0_6_line_119 |  | 114 | 115 | 0.0043689 | 0.125 | 0.08 | 261 | 0 | 0.364 | 1 | 1 | cs | TRUE
120 | LV_3340-19_0_6_line_120 |  | 115 | 116 | 0.018838 | 0.125 | 0.08 | 261 | 0 | 0.364 | 1 | 1 | cs | TRUE
121 | LV_3340-19_0_6_line_121 |  | 116 | 117 | 0.002839 | 0.125 | 0.08 | 261 | 0 | 0.364 | 1 | 1 | cs | TRUE
122 | LV_3340-19_0_6_line_122 |  | 117 | 118 | 0.0043431 | 0.125 | 0.08 | 261 | 0 | 0.364 | 1 | 1 | cs | TRUE
123 | LV_3340-19_0_6_line_123 |  | 118 | 124 | 0.024647 | 0.125 | 0.08 | 261 | 0 | 0.364 | 1 | 1 | cs | TRUE
124 | LV_3340-19_0_6_line_124 |  | 119 | 123 | 0.0069989 | 0.125 | 0.08 | 261 | 0 | 0.364 | 1 | 3 | cs | TRUE
125 | LV_3340-19_0_6_line_125 |  | 120 | 121 | 0.022304 | 0.125 | 0.08 | 261 | 0 | 0.364 | 1 | 3 | cs | TRUE
126 | LV_3340-19_0_6_line_126 |  | 120 | 122 | 0.0025929 | 0.125 | 0.08 | 261 | 0 | 0.364 | 1 | 3 | cs | TRUE
127 | LV_3340-19_0_6_line_127 |  | 121 | 126 | 0.018379 | 0.125 | 0.08 | 261 | 0 | 0.364 | 1 | 3 | cs | TRUE
128 | LV_3340-19_0_6_line_128 |  | 122 | 127 | 0.0040713 | 0.125 | 0.08 | 261 | 0 | 0.364 | 1 | 3 | cs | TRUE
129 | LV_3340-19_0_6_line_129 |  | 124 | 125 | 0.033936 | 0.125 | 0.08 | 261 | 0 | 0.364 | 1 | 1 | cs | TRUE
130 | LV_3340-19_0_6_line_130 |  | 126 | 131 | 0.013063 | 0.125 | 0.08 | 261 | 0 | 0.364 | 1 | 3 | cs | TRUE
131 | LV_3340-19_0_6_line_131 |  | 126 | 132 | 0.014439 | 0.125 | 0.08 | 261 | 0 | 0.364 | 1 | 1 | cs | TRUE
132 | LV_3340-19_0_6_line_132 |  | 127 | 128 | 0.019141 | 0.125 | 0.08 | 261 | 0 | 0.364 | 1 | 2 | cs | TRUE
133 | LV_3340-19_0_6_line_133 |  | 127 | 129 | 0.021184 | 0.125 | 0.08 | 261 | 0 | 0.364 | 1 | 1 | cs | TRUE
134 | LV_3340-19_0_6_line_134 |  | 128 | 130 | 0.021918 | 0.125 | 0.08 | 261 | 0 | 0.364 | 1 | 1 | cs | TRUE
135 | LV_3340-19_0_6_line_135 |  | 130 | 133 | 0.013269 | 0.125 | 0.08 | 261 | 0 | 0.364 | 1 | 1 | cs | TRUE
136 | LV_3340-19_0_6_line_136 |  | 130 | 134 | 0.044766 | 0.125 | 0.08 | 261 | 0 | 0.364 | 1 | 1 | cs | TRUE
137 | LV_3340-19_0_6_line_137 |  | 131 | 188 | 0.00012805 | 0.125 | 0.08 | 261 | 0 | 0.364 | 1 | 3 | cs | TRUE
138 | LV_3340-19_0_6_line_138 |  | 133 | 135 | 0.01329 | 0.125 | 0.08 | 261 | 0 | 0.364 | 1 | 1 | cs | TRUE
139 | LV_3340-19_0_6_line_139 |  | 134 | 136 | 0.013716 | 0.125 | 0.08 | 261 | 0 | 0.364 | 1 | 1 | cs | TRUE
140 | LV_3340-19_0_6_line_140 |  | 135 | 137 | 0.013328 | 0.125 | 0.08 | 261 | 0 | 0.364 | 1 | 1 | cs | TRUE
141 | LV_3340-19_0_6_line_141 |  | 136 | 138 | 0.008413 | 0.125 | 0.08 | 261 | 0 | 0.364 | 1 | 1 | cs | TRUE
142 | LV_3340-19_0_6_line_142 |  | 137 | 167 | 0.015341 | 0.125 | 0.08 | 261 | 0 | 0.364 | 1 | 1 | cs | TRUE
143 | LV_3340-19_0_6_line_143 |  | 137 | 168 | 0.0092215 | 0.125 | 0.08 | 261 | 0 | 0.364 | 1 | 1 | cs | TRUE
144 | LV_3340-19_0_6_line_144 |  | 138 | 159 | 0.015667 | 0.125 | 0.08 | 261 | 0 | 0.364 | 1 | 1 | cs | TRUE
145 | LV_3340-19_0_6_line_145 |  | 138 | 158 | 0.042017 | 0.125 | 0.08 | 261 | 0 | 0.364 | 1 | 1 | cs | TRUE
146 | LV_3340-19_0_6_line_146 |  | 139 | 140 | 0.009321 | 0.125 | 0.08 | 261 | 0 | 0.364 | 1 | 1 | cs | TRUE
147 | LV_3340-19_0_6_line_147 |  | 139 | 141 | 0.0014574 | 0.125 | 0.08 | 261 | 0 | 0.364 | 1 | 1 | cs | TRUE
148 | LV_3340-19_0_6_line_148 |  | 140 | 142 | 0.013503 | 0.125 | 0.08 | 261 | 0 | 0.364 | 1 | 1 | cs | TRUE
149 | LV_3340-19_0_6_line_149 |  | 142 | 143 | 0.01199 | 0.125 | 0.08 | 261 | 0 | 0.364 | 1 | 1 | cs | TRUE
150 | LV_3340-19_0_6_line_150 |  | 143 | 144 | 0.011037 | 0.125 | 0.08 | 261 | 0 | 0.364 | 1 | 1 | cs | TRUE
151 | LV_3340-19_0_6_line_151 |  | 144 | 158 | 0.0055864 | 0.125 | 0.08 | 261 | 0 | 0.364 | 1 | 1 | cs | TRUE
152 | LV_3340-19_0_6_line_152 |  | 145 | 147 | 0.0078347 | 0.125 | 0.08 | 261 | 0 | 0.364 | 1 | 1 | cs | TRUE
153 | LV_3340-19_0_6_line_153 |  | 146 | 148 | 0.0063105 | 0.125 | 0.08 | 261 | 0 | 0.364 | 1 | 1 | cs | TRUE
154 | LV_3340-19_0_6_line_154 |  | 147 | 152 | 0.011751 | 0.125 | 0.08 | 261 | 0 | 0.364 | 1 | 1 | cs | TRUE
155 | LV_3340-19_0_6_line_155 |  | 148 | 149 | 0.018233 | 0.125 | 0.08 | 261 | 0 | 0.364 | 1 | 1 | cs | TRUE
156 | LV_3340-19_0_6_line_156 |  | 149 | 150 | 0.0055906 | 0.125 | 0.08 | 261 | 0 | 0.364 | 1 | 1 | cs | TRUE
157 | LV_3340-19_0_6_line_157 |  | 150 | 151 | 0.005422 | 0.125 | 0.08 | 261 | 0 | 0.364 | 1 | 1 | cs | TRUE
158 | LV_3340-19_0_6_line_158 |  | 151 | 161 | 0.00014254 | 0.125 | 0.08 | 261 | 0 | 0.364 | 1 | 1 | cs | TRUE
159 | LV_3340-19_0_6_line_159 |  | 152 | 186 | 0.010744 | 0.125 | 0.08 | 261 | 0 | 0.364 | 1 | 1 | cs | TRUE
160 | LV_3340-19_0_6_line_160 |  | 153 | 154 | 0.021912 | 0.125 | 0.08 | 261 | 0 | 0.364 | 1 | 1 | cs | TRUE
161 | LV_3340-19_0_6_line_161 |  | 154 | 155 | 0.0053532 | 0.125 | 0.08 | 261 | 0 | 0.364 | 1 | 1 | cs | TRUE
162 | LV_3340-19_0_6_line_162 |  | 155 | 156 | 0.018377 | 0.125 | 0.08 | 261 | 0 | 0.364 | 1 | 1 | cs | TRUE
163 | LV_3340-19_0_6_line_163 |  | 156 | 157 | 0.0038338 | 0.125 | 0.08 | 261 | 0 | 0.364 | 1 | 1 | cs | TRUE
164 | LV_3340-19_0_6_line_164 |  | 157 | 158 | 0.016187 | 0.125 | 0.08 | 261 | 0 | 0.364 | 1 | 1 | cs | TRUE
165 | LV_3340-19_0_6_line_165 |  | 159 | 160 | 0.015484 | 0.125 | 0.08 | 261 | 0 | 0.364 | 1 | 1 | cs | TRUE
166 | LV_3340-19_0_6_line_166 |  | 160 | 161 | 0.003271 | 0.125 | 0.08 | 261 | 0 | 0.364 | 1 | 1 | cs | TRUE
167 | LV_3340-19_0_6_line_167 |  | 161 | 162 | 0.0062966 | 0.125 | 0.08 | 261 | 0 | 0.364 | 1 | 1 | cs | TRUE
168 | LV_3340-19_0_6_line_168 |  | 162 | 166 | 0.0079402 | 0.125 | 0.08 | 261 | 0 | 0.364 | 1 | 1 | cs | TRUE
169 | LV_3340-19_0_6_line_169 |  | 163 | 164 | 0.013099 | 0.125 | 0.08 | 261 | 0 | 0.364 | 1 | 1 | cs | TRUE
170 | LV_3340-19_0_6_line_170 |  | 163 | 165 | 0.0049513 | 0.125 | 0.08 | 261 | 0 | 0.364 | 1 | 1 | cs | TRUE
171 | LV_3340-19_0_6_line_171 |  | 164 | 166 | 0.017097 | 0.125 | 0.08 | 261 | 0 | 0.364 | 1 | 1 | cs | TRUE
172 | LV_3340-19_0_6_line_172 |  | 164 | 171 | 0.0095281 | 0.125 | 0.08 | 261 | 0 | 0.364 | 1 | 1 | cs | TRUE
173 | LV_3340-19_0_6_line_173 |  | 167 | 169 | 0.0095186 | 0.125 | 0.08 | 261 | 0 | 0.364 | 1 | 1 | cs | TRUE
174 | LV_3340-19_0_6_line_174 |  | 169 | 170 | 0.0031138 | 0.125 | 0.08 | 261 | 0 | 0.364 | 1 | 1 | cs | TRUE
175 | LV_3340-19_0_6_line_175 |  | 171 | 180 | 0.0014217 | 0.125 | 0.08 | 261 | 0 | 0.364 | 1 | 1 | cs | TRUE
176 | LV_3340-19_0_6_line_176 |  | 172 | 173 | 0.0079539 | 0.125 | 0.08 | 261 | 0 | 0.364 | 1 | 1 | cs | TRUE
177 | LV_3340-19_0_6_line_177 |  | 172 | 174 | 0.00092959 | 0.125 | 0.08 | 261 | 0 | 0.364 | 1 | 1 | cs | TRUE
178 | LV_3340-19_0_6_line_178 |  | 174 | 175 | 0.0033494 | 0.125 | 0.08 | 261 | 0 | 0.364 | 1 | 1 | cs | TRUE
179 | LV_3340-19_0_6_line_179 |  | 175 | 177 | 0.00809 | 0.125 | 0.08 | 261 | 0 | 0.364 | 1 | 1 | cs | TRUE
180 | LV_3340-19_0_6_line_180 |  | 176 | 178 | 0.0079046 | 0.125 | 0.08 | 261 | 0 | 0.364 | 1 | 1 | cs | TRUE
181 | LV_3340-19_0_6_line_181 |  | 178 | 179 | 0.013679 | 0.125 | 0.08 | 261 | 0 | 0.364 | 1 | 1 | cs | TRUE
182 | LV_3340-19_0_6_line_182 |  | 179 | 181 | 0.0019387 | 0.125 | 0.08 | 261 | 0 | 0.364 | 1 | 1 | cs | TRUE
183 | LV_3340-19_0_6_line_183 |  | 180 | 181 | 0.017773 | 0.125 | 0.08 | 261 | 0 | 0.364 | 1 | 1 | cs | TRUE
184 | LV_3340-19_0_6_line_184 |  | 181 | 182 | 0.013112 | 0.125 | 0.08 | 261 | 0 | 0.364 | 1 | 1 | cs | TRUE
185 | LV_3340-19_0_6_line_185 |  | 182 | 183 | 0.018289 | 0.125 | 0.08 | 261 | 0 | 0.364 | 1 | 1 | cs | TRUE
186 | LV_3340-19_0_6_line_186 |  | 183 | 184 | 0.0079457 | 0.125 | 0.08 | 261 | 0 | 0.364 | 1 | 1 | cs | TRUE
187 | LV_3340-19_0_6_line_187 |  | 185 | 186 | 0.0078835 | 0.125 | 0.08 | 261 | 0 | 0.364 | 1 | 1 | cs | TRUE
188 | LV_3340-19_0_6_line_188 |  | 187 | 189 | 0.0082741 | 0.125 | 0.08 | 261 | 0 | 0.364 | 1 | 1 | cs | TRUE
189 | LV_3340-19_0_6_line_189 |  | 189 | 190 | 0.016409 | 0.125 | 0.08 | 261 | 0 | 0.364 | 1 | 1 | cs | TRUE
190 | LV_3340-19_0_6_line_190 |  | 190 | 191 | 0.0082053 | 0.125 | 0.08 | 261 | 0 | 0.364 | 1 | 1 | cs | TRUE
191 | LV_3340-19_0_6_line_191 |  | 191 | 192 | 0.0066636 | 0.125 | 0.08 | 261 | 0 | 0.364 | 1 | 1 | cs | TRUE

## trafo
| name | std_type | hv_bus | lv_bus | sn_mva | vn_hv_kv | vn_lv_kv | vk_percent | vkr_percent | pfe_kw | i0_percent | shift_degree | tap_side | tap_neutral | tap_min | tap_max | tap_step_percent | tap_step_degree | tap_pos | tap_phase_shifter | parallel | df | in_service
0 | LV_3340-19_0_6_trafo_183 | 0.63 MVA 20/0.4 kV | 193 | 188 | 0.63 | 20 | 0.4 | 6 | 1.206 | 1.65 | 0.2619 | 150 | hv | 0 | -2 | 2 | 2.5 | 0 | 0 | FALSE | 1 | 1 | TRUE

## line_geodata
| x0 | y0 | x1 | y1 | x2 | y2 | x3 | y3 | x4 | y4 | x5 | y5 | x6 | y6 | x7 | y7
0 | 2704115.6808 | 1232859.1716 | 2704113.9973 | 1232841.9182
1 | 2704051.7872 | 1232885.1168 | 2704050.6785 | 1232881.3946 | 2704115.6808 | 1232859.1716
2 | 2704115.6808 | 1232859.1716 | 2704126.4284 | 1232857.7921 | 2704135.2507 | 1232855.645 | 2704134.9371 | 1232854.0939 | 2704163.1827 | 1232845.5601 | 2704161.364 | 1232837.4221 | 2704184.1214 | 1232831.7834 | 2704186.0188 | 1232828.9589
3 | 2703964.7077 | 1232908.7888 | 2704050.6785 | 1232881.3946 | 2704051.7872 | 1232885.1168
4 | 2704186.0188 | 1232828.9589 | 2704185.6695 | 1232825.6255
5 | 2703964.7077 | 1232908.7888 | 2703964.4275 | 1232913.9767
6 | 2703964.7077 | 1232908.7888 | 2703965.3516 | 1232897.9341
7 | 2703964.4275 | 1232913.9767 | 2703966.6692 | 1232919.5979 | 2703967.9674 | 1232925.9031 | 2703969.0548 | 1232927.8125
8 | 2703964.4275 | 1232913.9767 | 2703920.8422 | 1232927.756
9 | 2703967.404 | 1232863.3351 | 2703965.3516 | 1232897.9341
10 | 2704213.4763 | 1232820.0335 | 2704228.2765 | 1232815.5785 | 2704231.583 | 1232810.5661 | 2704231.716 | 1232802.9849 | 2704230.9975 | 1232785.2367
11 | 2704184.9938 | 1232819.1781 | 2704183.501 | 1232806.7092 | 2704181.9243 | 1232794.7058 | 2704214.824 | 1232787.6772 | 2704230.9975 | 1232785.2367
12 | 2704184.9938 | 1232819.1781 | 2704185.6695 | 1232825.6255
13 | 2703969.0548 | 1232927.8125 | 2703967.6082 | 1232938.2061 | 2703965.6748 | 1232952.004
14 | 2703890.4164 | 1232937.3751 | 2703920.8422 | 1232927.756
15 | 2703967.404 | 1232863.3351 | 2703967.8007 | 1232856.6814 | 2703974.7746 | 1232853.7012 | 2703973.158 | 1232849.1473
16 | 2704138.3153 | 1232903.735 | 2704138.0108 | 1232898.3549
17 | 2704138.3153 | 1232903.735 | 2704151.6664 | 1232899.5661
18 | 2704138.3153 | 1232903.735 | 2704138.4135 | 1232906.3978
19 | 2704307.55 | 1232920.4592 | 2704303.4095 | 1232918.1959 | 2704296.1488 | 1232916.3672 | 2704278.9607 | 1232917.522 | 2704243.3787 | 1232919.922
20 | 2704307.55 | 1232920.4592 | 2704299.735 | 1232930.3629 | 2704294.6058 | 1232938.2566 | 2704290.4885 | 1232946.7463 | 2704289.5913 | 1232949.6707
21 | 2704243.3787 | 1232919.922 | 2704242.4409 | 1232901.783
22 | 2704243.3787 | 1232919.922 | 2704238.5144 | 1232920.2482
23 | 2704271.3985 | 1233029.9297 | 2704280.0288 | 1232997.3009 | 2704286.6811 | 1232959.1555 | 2704289.5913 | 1232949.6707
24 | 2703962.762 | 1232972.7919 | 2703965.6748 | 1232952.004
25 | 2703868.5771 | 1232944.2795 | 2703890.4164 | 1232937.3751
26 | 2704026.9837 | 1232824.2591 | 2704033.134 | 1232821.1755 | 2704045.3702 | 1232814.796 | 2704058.8232 | 1232807.2591
27 | 2704026.9837 | 1232824.2591 | 2704020.9937 | 1232827.2677 | 2704014.5108 | 1232830.4705
28 | 2704023.5533 | 1232816.8935 | 2704026.9837 | 1232824.2591
29 | 2704058.8232 | 1232807.2591 | 2704065.7449 | 1232803.3774 | 2704084.9439 | 1232791.638 | 2704102.4688 | 1232781.2259 | 2704126.9256 | 1232766.3542 | 2704136.0749 | 1232760.8294
30 | 2704014.5108 | 1232830.4705 | 2704006.2349 | 1232834.5593 | 2703990.8268 | 1232841.3796
31 | 2704023.5533 | 1232816.8935 | 2704043.4476 | 1232806.9981
32 | 2704015.627 | 1232799.8753 | 2704023.5533 | 1232816.8935
33 | 2704157.2496 | 1232748.5248 | 2704146.4667 | 1232754.5543 | 2704136.0749 | 1232760.8294
34 | 2703973.158 | 1232849.1473 | 2703980.4992 | 1232845.951 | 2703990.8268 | 1232841.3796
35 | 2703947.6214 | 1232859.1193 | 2703973.158 | 1232849.1473
36 | 2703947.6214 | 1232859.1193 | 2703922.9394 | 1232799.9098 | 2703914.7066 | 1232780.1287
37 | 2703947.6214 | 1232859.1193 | 2703944.2062 | 1232860.405 | 2703923.2714 | 1232867.9335 | 2703896.4657 | 1232876.438 | 2703874.5543 | 1232882.6598 | 2703859.4139 | 1232886.676 | 2703849.2873 | 1232889.0366
38 | 2704225.3269 | 1232715.6515 | 2704208.0251 | 1232723.2539 | 2704205.8678 | 1232724.2163
39 | 2704225.3269 | 1232715.6515 | 2704243.408 | 1232708.0962 | 2704266.0779 | 1232698.4198 | 2704288.3215 | 1232688.8695 | 2704290.5535 | 1232693.7345 | 2704282.4203 | 1232697.1611 | 2704281.6896 | 1232703.8422
40 | 2704205.8678 | 1232724.2163 | 2704190.5708 | 1232731.04
41 | 2704281.6896 | 1232703.8422 | 2704256.1999 | 1232714.5254 | 2704236.6294 | 1232722.6193
42 | 2703901.6958 | 1232749.3115 | 2703903.84 | 1232754.0192 | 2703914.7066 | 1232780.1287
43 | 2703849.2873 | 1232889.0366 | 2703835.4082 | 1232892.272 | 2703827.7104 | 1232893.8365
44 | 2703833.3014 | 1233015.026 | 2703839.7966 | 1233014.2182 | 2703841.4606 | 1233014.1701
45 | 2703833.3014 | 1233015.026 | 2703825.8699 | 1233015.9504
46 | 2703841.4606 | 1233014.1701 | 2703847.082 | 1233014.0075
47 | 2703813.7729 | 1233017.455 | 2703825.8699 | 1233015.9504
48 | 2703854.1267 | 1233013.8038 | 2703847.082 | 1233014.0075
49 | 2703813.7729 | 1233017.455 | 2703806.241 | 1233049.0679
50 | 2703813.7729 | 1233017.455 | 2703813.2482 | 1233007.1825 | 2703808.0631 | 1232998.3853
51 | 2703854.1267 | 1233013.8038 | 2703862.322 | 1233013.5668 | 2703870.6973 | 1233013.4931
52 | 2703881.7738 | 1233013.3956 | 2703870.6973 | 1233013.4931
53 | 2703719.8013 | 1232928.5921 | 2703718.4955 | 1232922.7094 | 2703755.7398 | 1232913.5636 | 2703754.8502 | 1232909.0001
54 | 2703719.8013 | 1232928.5921 | 2703724.425 | 1232927.4831 | 2703734.2276 | 1232924.6965 | 2703750.8819 | 1232921.14 | 2703772.1948 | 1232916.6531 | 2703790.9385 | 1232912.7107 | 2703805.2665 | 1232909.8148
55 | 2703754.8502 | 1232909.0001 | 2703787.8145 | 1232902.1037 | 2703813.0415 | 1232896.8181 | 2703827.7104 | 1232893.8365
56 | 2703805.2665 | 1232909.8148 | 2703817.6746 | 1232907.3069 | 2703823.4228 | 1232906.0356
57 | 2703912.0431 | 1233014.3141 | 2703899.1239 | 1233013.243 | 2703881.7738 | 1233013.3956
58 | 2703925.2245 | 1233018.6033 | 2703923.3861 | 1233017.6371 | 2703921.1124 | 1233016.0072 | 2703916.123 | 1233014.6523 | 2703912.0431 | 1233014.3141
59 | 2703925.2245 | 1233018.6033 | 2703926.4489 | 1233015.7114 | 2703927.6325 | 1233011.6846 | 2703929.8293 | 1233007.6931
60 | 2703925.2245 | 1233018.6033 | 2703925.8888 | 1233021.7506 | 2703924.0502 | 1233032.2885
61 | 2703947.5532 | 1232989.7508 | 2703930.2449 | 1233006.9379 | 2703929.8293 | 1233007.6931
62 | 2703922.3454 | 1233042.0595 | 2703924.0502 | 1233032.2885
63 | 2703978.7482 | 1232722.7388 | 2703986.6924 | 1232745.2391 | 2703989.5238 | 1232749.1916 | 2703996.9683 | 1232759.563 | 2703999.8669 | 1232765.8267
64 | 2704015.627 | 1232799.8753 | 2704012.8321 | 1232793.8441 | 2703999.8669 | 1232765.8267
65 | 2703978.7482 | 1232722.7388 | 2703981.2496 | 1232716.9893 | 2703983.5861 | 1232716.4459
66 | 2703978.7482 | 1232722.7388 | 2703966.8167 | 1232721.7781
67 | 2704015.627 | 1232799.8753 | 2704002.7711 | 1232805.9192
68 | 2703993.2054 | 1232714.4065 | 2703989.4317 | 1232715.0866 | 2703983.5861 | 1232716.4459
69 | 2703945.01 | 1232715.7991 | 2703950.8652 | 1232720.4939 | 2703966.8167 | 1232721.7781
70 | 2703979.5044 | 1232816.8574 | 2704002.7711 | 1232805.9192
71 | 2704017.9269 | 1232707.8908 | 2704014.9657 | 1232710.4854 | 2703993.2054 | 1232714.4065
72 | 2704043.4476 | 1232806.9981 | 2704052.7061 | 1232802.3928 | 2704076.0619 | 1232788.4778
73 | 2704076.0619 | 1232788.4778 | 2704099.3323 | 1232774.6136
74 | 2704036.2319 | 1232932.4934 | 2704035.7595 | 1232915.1367 | 2704025.1122 | 1232915.7182
75 | 2704036.3308 | 1232936.1291 | 2704036.2319 | 1232932.4934
76 | 2703949.4578 | 1232987.8594 | 2703962.762 | 1232972.7919
77 | 2703962.762 | 1232972.7919 | 2703998.241 | 1232973.3315
78 | 2704188.1092 | 1232732.1714 | 2704169.4111 | 1232741.7244 | 2704157.2496 | 1232748.5248
79 | 2704188.1092 | 1232732.1714 | 2704188.6222 | 1232731.9092 | 2704190.5708 | 1232731.04
80 | 2703949.4578 | 1232987.8594 | 2703937.9534 | 1232986.6443
81 | 2703949.4578 | 1232987.8594 | 2703947.5532 | 1232989.7508
82 | 2703998.241 | 1232973.3315 | 2704011.1851 | 1232973.5284 | 2704017.2715 | 1232976.6817 | 2704028.6301 | 1232976.6683
83 | 2703929.8508 | 1232985.7884 | 2703937.9534 | 1232986.6443
84 | 2704036.3025 | 1232976.6592 | 2704028.6301 | 1232976.6683
85 | 2703929.8508 | 1232985.7884 | 2703913.9729 | 1232984.1113
86 | 2704036.3025 | 1232976.6592 | 2704036.3127 | 1232962.0756
87 | 2704036.3308 | 1232936.1291 | 2704051.8517 | 1232936.0344
88 | 2704036.3308 | 1232936.1291 | 2704036.3176 | 1232955.0767
89 | 2703922.3454 | 1233042.0595 | 2703918.9186 | 1233054.8315 | 2703915.9791 | 1233060.7082
90 | 2703922.3454 | 1233042.0595 | 2703945.2059 | 1233044.6109
91 | 2703893.915 | 1233083.7803 | 2703909.4018 | 1233073.3235 | 2703914.3202 | 1233064.0247 | 2703915.9791 | 1233060.7082
92 | 2703945.2059 | 1233044.6109 | 2703959.4837 | 1233046.2044
93 | 2703847.1199 | 1233130.7116 | 2703878.3887 | 1233094.2639 | 2703893.915 | 1233083.7803
94 | 2703959.4837 | 1233046.2044 | 2703983.4736 | 1233048.8818
95 | 2703847.1199 | 1233130.7116 | 2703844.2859 | 1233136.8779
96 | 2703987.1319 | 1233049.2901 | 2703983.4736 | 1233048.8818
97 | 2703829.7684 | 1233155.9831 | 2703833.6047 | 1233153.1257 | 2703837.2275 | 1233148.1853 | 2703839.8587 | 1233145.3847 | 2703844.2859 | 1233136.8779
98 | 2703844.2859 | 1233136.8779 | 2703873.5943 | 1233139.6394
99 | 2703829.7684 | 1233155.9831 | 2703832.7272 | 1233160.0045 | 2703851.5948 | 1233162.3581 | 2703855.7336 | 1233163.1654
100 | 2703873.5943 | 1233139.6394 | 2703890.3653 | 1233141.2196 | 2703908.8714 | 1233143.0268
101 | 2703908.8714 | 1233143.0268 | 2703944.0542 | 1233146.4624
102 | 2703950.2562 | 1233181.5726 | 2703996.8116 | 1233190.3513
103 | 2703945.3947 | 1233180.6558 | 2703950.2562 | 1233181.5726
104 | 2703945.3947 | 1233180.6558 | 2703920.8774 | 1233175.8732
105 | 2703947.3808 | 1233146.7873 | 2703945.3947 | 1233180.6558
106 | 2703920.8774 | 1233175.8732 | 2703892.9272 | 1233170.4209
107 | 2703947.3808 | 1233146.7873 | 2703952.8825 | 1233146.9948 | 2703964.5372 | 1233144.8081 | 2703972.656 | 1233145.5938
108 | 2703947.3808 | 1233146.7873 | 2703944.0542 | 1233146.4624
109 | 2704244.7928 | 1233097.8143 | 2704239.3831 | 1233094.9506 | 2704153.9869 | 1233091.8513
110 | 2704244.7928 | 1233097.8143 | 2704255.878 | 1233080.1954 | 2704262.9612 | 1233065.8088 | 2704267.4944 | 1233052.1669 | 2704271.3985 | 1233029.9297
111 | 2703987.1319 | 1233049.2901 | 2704003.405 | 1233051.1063 | 2704017.9297 | 1233052.2076
112 | 2704017.9297 | 1233052.2076 | 2704042.7397 | 1233054.0889
113 | 2704045.4 | 1233054.2906 | 2704042.7397 | 1233054.0889
114 | 2704061.699 | 1233055.5266 | 2704045.4 | 1233054.2906
115 | 2704061.699 | 1233055.5266 | 2704070.1459 | 1233056.1671
116 | 2704070.1459 | 1233056.1671 | 2704072.5778 | 1233056.3515
117 | 2704092.0132 | 1233057.8252 | 2704072.5778 | 1233056.3515
118 | 2704092.0779 | 1233057.8301 | 2704092.0779 | 1233057.8301 | 2704092.0132 | 1233057.8252
119 | 2704092.0779 | 1233057.8301 | 2704096.4468 | 1233057.8386
120 | 2704115.2848 | 1233057.8749 | 2704096.4468 | 1233057.8386
121 | 2704115.2848 | 1233057.8749 | 2704118.1238 | 1233057.8804
122 | 2704122.4669 | 1233057.8888 | 2704118.1238 | 1233057.8804
123 | 2704122.4669 | 1233057.8888 | 2704147.1133 | 1233057.9364
124 | 2704036.3127 | 1232962.0756 | 2704036.3176 | 1232955.0767
125 | 2704064.8375 | 1232976.6364 | 2704064.9501 | 1232954.3324
126 | 2704064.8375 | 1232976.6364 | 2704067.4304 | 1232976.6343
127 | 2704065.0428 | 1232935.9538 | 2704064.9501 | 1232954.3324
128 | 2704071.5017 | 1232976.6309 | 2704067.4304 | 1232976.6343
129 | 2704181.0442 | 1233057.8541 | 2704179.033 | 1233057.998 | 2704147.1133 | 1233057.9364
130 | 2704065.0428 | 1232935.9538 | 2704051.9798 | 1232936.0336
131 | 2704063.9547 | 1232921.5573 | 2704065.0428 | 1232935.9538
132 | 2704071.5017 | 1232976.6309 | 2704084.8074 | 1232976.6194 | 2704090.3199 | 1232974.7053
133 | 2704071.5017 | 1232976.6309 | 2704070.9802 | 1232955.4529
134 | 2704111.0252 | 1232967.5161 | 2704090.3199 | 1232974.7053
135 | 2704111.0252 | 1232967.5161 | 2704110.8292 | 1232954.2488
136 | 2704111.0252 | 1232967.5161 | 2704147.701 | 1232954.5377 | 2704152.9434 | 1232951.9162
137 | 2704051.8517 | 1232936.0344 | 2704051.9798 | 1232936.0336
138 | 2704110.8292 | 1232954.2488 | 2704110.6329 | 1232940.9599
139 | 2704165.2117 | 1232945.7823 | 2704163.9205 | 1232946.4269 | 2704152.9434 | 1232951.9162
140 | 2704103.019 | 1232935.2071 | 2704110.5472 | 1232935.1611 | 2704110.6329 | 1232940.9599
141 | 2704172.7596 | 1232942.0229 | 2704165.2117 | 1232945.7823
142 | 2704103.019 | 1232935.2071 | 2704103.1757 | 1232919.8673
143 | 2704103.019 | 1232935.2071 | 2704093.7992 | 1232935.3884
144 | 2704172.7596 | 1232942.0229 | 2704186.8059 | 1232935.0831
145 | 2704172.7596 | 1232942.0229 | 2704178.7358 | 1232967.002 | 2704179.0325 | 1232983.3306
146 | 2704136.9321 | 1232984.4912 | 2704127.6147 | 1232984.7481
147 | 2704126.1578 | 1232984.7883 | 2704127.6147 | 1232984.7481
148 | 2704136.9321 | 1232984.4912 | 2704150.4296 | 1232984.1191
149 | 2704150.4296 | 1232984.1191 | 2704162.4152 | 1232983.7887
150 | 2704173.4482 | 1232983.4846 | 2704162.4152 | 1232983.7887
151 | 2704179.0325 | 1232983.3306 | 2704173.4482 | 1232983.4846
152 | 2704242.0364 | 1232893.9587 | 2704242.4409 | 1232901.783
153 | 2704232.218 | 1232920.6705 | 2704238.5144 | 1232920.2482
154 | 2704239.6116 | 1232882.668 | 2704241.6882 | 1232887.2233 | 2704242.0364 | 1232893.9587
155 | 2704232.218 | 1232920.6705 | 2704229.5797 | 1232920.8474 | 2704214.2555 | 1232923.7063
156 | 2704214.2555 | 1232923.7063 | 2704208.7597 | 1232924.7316
157 | 2704203.7572 | 1232926.7118 | 2704207.189 | 1232925.0246 | 2704208.7597 | 1232924.7316
158 | 2704203.7572 | 1232926.7118 | 2704203.6293 | 1232926.7747
159 | 2704234.7256 | 1232873.8869 | 2704235.4898 | 1232873.6265 | 2704239.6116 | 1232882.668
160 | 2704243.3093 | 1232972.6858 | 2704222.2204 | 1232978.6343
161 | 2704222.2204 | 1232978.6343 | 2704217.0682 | 1232980.0875
162 | 2704217.0682 | 1232980.0875 | 2704207.9879 | 1232982.6488 | 2704199.0481 | 1232982.8593
163 | 2704199.0481 | 1232982.8593 | 2704195.2154 | 1232982.9495
164 | 2704179.0325 | 1232983.3306 | 2704195.2154 | 1232982.9495
165 | 2704200.6883 | 1232928.2242 | 2704186.8059 | 1232935.0831
166 | 2704203.6293 | 1232926.7747 | 2704200.6883 | 1232928.2242
167 | 2704203.6293 | 1232926.7747 | 2704199.1938 | 1232922.7606 | 2704198.8796 | 1232922.7726
168 | 2704190.9452 | 1232923.0757 | 2704198.8796 | 1232922.7726
169 | 2704173.8605 | 1232923.7284 | 2704168.7373 | 1232923.9499 | 2704168.7203 | 1232924.917 | 2704161.6826 | 1232925.0604
170 | 2704161.6826 | 1232925.0604 | 2704156.7357 | 1232925.2691
171 | 2704173.8605 | 1232923.7284 | 2704190.9452 | 1232923.0757
172 | 2704173.8605 | 1232923.7284 | 2704173.4647 | 1232914.2085
173 | 2704103.2729 | 1232910.3491 | 2704103.1757 | 1232919.8673
174 | 2704103.3047 | 1232907.2355 | 2704103.2729 | 1232910.3491
175 | 2704173.4057 | 1232912.7881 | 2704173.4647 | 1232914.2085
176 | 2704138.7068 | 1232914.3463 | 2704138.4135 | 1232906.3978
177 | 2704138.7411 | 1232915.2753 | 2704138.7068 | 1232914.3463
178 | 2704138.8646 | 1232918.6225 | 2704138.7411 | 1232915.2753
179 | 2704138.8646 | 1232918.6225 | 2704137.3736 | 1232921.1649 | 2704137.5485 | 1232926.3052
180 | 2704151.6664 | 1232899.5661 | 2704159.2117 | 1232897.2101
181 | 2704159.2117 | 1232897.2101 | 2704172.2691 | 1232893.133
182 | 2704172.6674 | 1232895.0303 | 2704172.2691 | 1232893.133
183 | 2704172.6674 | 1232895.0303 | 2704173.4057 | 1232912.7881
184 | 2704172.6674 | 1232895.0303 | 2704185.0792 | 1232890.8016
185 | 2704185.0792 | 1232890.8016 | 2704202.3906 | 1232884.9035
186 | 2704202.3906 | 1232884.9035 | 2704209.9117 | 1232882.3411
187 | 2704227.2634 | 1232876.4293 | 2704234.7256 | 1232873.8869
188 | 2703905.7445 | 1232983.2422 | 2703913.9729 | 1232984.1113
189 | 2703905.7445 | 1232983.2422 | 2703889.4267 | 1232981.5186
190 | 2703881.2668 | 1232980.6567 | 2703889.4267 | 1232981.5186
191 | 2703874.64 | 1232979.9567 | 2703881.2668 | 1232980.6567

## bus_geodata
| x | y | coords
0 | 2704113.9973 | 1232841.9182
1 | 2704115.6808 | 1232859.1716
2 | 2704051.7872 | 1232885.1168
3 | 2704186.0188 | 1232828.9589
4 | 2703964.7077 | 1232908.7888
5 | 2703964.4275 | 1232913.9767
6 | 2703965.3516 | 1232897.9341
7 | 2704230.9975 | 1232785.2367
8 | 2704213.4763 | 1232820.0335
9 | 2704184.9938 | 1232819.1781
10 | 2704185.6695 | 1232825.6255
11 | 2703969.0548 | 1232927.8125
12 | 2703920.8422 | 1232927.756
13 | 2703967.404 | 1232863.3351
14 | 2704138.0108 | 1232898.3549
15 | 2704138.3153 | 1232903.735
16 | 2704307.55 | 1232920.4592
17 | 2704243.3787 | 1232919.922
18 | 2704289.5913 | 1232949.6707
19 | 2703965.6748 | 1232952.004
20 | 2703890.4164 | 1232937.3751
21 | 2704026.9837 | 1232824.2591
22 | 2704058.8232 | 1232807.2591
23 | 2704014.5108 | 1232830.4705
24 | 2704023.5533 | 1232816.8935
25 | 2704136.0749 | 1232760.8294
26 | 2703973.158 | 1232849.1473
27 | 2703990.8268 | 1232841.3796
28 | 2703947.6214 | 1232859.1193
29 | 2704225.3269 | 1232715.6515
30 | 2704205.8678 | 1232724.2163
31 | 2704281.6896 | 1232703.8422
32 | 2704236.6294 | 1232722.6193
33 | 2703914.7066 | 1232780.1287
34 | 2703849.2873 | 1232889.0366
35 | 2703833.3014 | 1233015.026
36 | 2703841.4606 | 1233014.1701
37 | 2703825.8699 | 1233015.9504
38 | 2703847.082 | 1233014.0075
39 | 2703813.7729 | 1233017.455
40 | 2703854.1267 | 1233013.8038
41 | 2703806.241 | 1233049.0679
42 | 2703808.0631 | 1232998.3853
43 | 2703870.6973 | 1233013.4931
44 | 2703719.8013 | 1232928.5921
45 | 2703754.8502 | 1232909.0001
46 | 2703805.2665 | 1232909.8148
47 | 2703827.7104 | 1232893.8365
48 | 2703823.4228 | 1232906.0356
49 | 2703901.6959 | 1232749.3115
50 | 2703881.7738 | 1233013.3956
51 | 2703912.0431 | 1233014.3141
52 | 2703925.2245 | 1233018.6033
53 | 2703929.8293 | 1233007.6931
54 | 2703924.0502 | 1233032.2885
55 | 2703999.8669 | 1232765.8267
56 | 2703978.7482 | 1232722.7388
57 | 2704015.627 | 1232799.8753
58 | 2703983.5861 | 1232716.4459
59 | 2703966.8167 | 1232721.7781
60 | 2704002.7711 | 1232805.9192
61 | 2703993.2054 | 1232714.4065
62 | 2703945.01 | 1232715.7991
63 | 2704043.4476 | 1232806.9981
64 | 2703979.5044 | 1232816.8574
65 | 2704017.9269 | 1232707.8908
66 | 2704076.0619 | 1232788.4778
67 | 2703868.5771 | 1232944.2795
68 | 2704025.1122 | 1232915.7182
69 | 2704036.2319 | 1232932.4934
70 | 2703962.762 | 1232972.7919
71 | 2704157.2496 | 1232748.5248
72 | 2704190.5708 | 1232731.04
73 | 2704099.3323 | 1232774.6136
74 | 2704188.1092 | 1232732.1714
75 | 2703949.4578 | 1232987.8594
76 | 2703998.241 | 1232973.3315
77 | 2703937.9534 | 1232986.6443
78 | 2703947.5532 | 1232989.7508
79 | 2704028.6301 | 1232976.6683
80 | 2703929.8508 | 1232985.7884
81 | 2704036.3025 | 1232976.6592
82 | 2704036.3308 | 1232936.1291
83 | 2703922.3454 | 1233042.0595
84 | 2703915.9791 | 1233060.7082
85 | 2703945.2059 | 1233044.6109
86 | 2703893.915 | 1233083.7803
87 | 2703959.4837 | 1233046.2044
88 | 2703847.1199 | 1233130.7116
89 | 2703983.4736 | 1233048.8818
90 | 2703844.2859 | 1233136.8779
91 | 2703829.7684 | 1233155.9831
92 | 2703873.5943 | 1233139.6394
93 | 2703855.7336 | 1233163.1654
94 | 2703908.8714 | 1233143.0268
95 | 2703950.2562 | 1233181.5726
96 | 2703996.8116 | 1233190.3513
97 | 2703945.3947 | 1233180.6558
98 | 2703920.8774 | 1233175.8732
99 | 2703947.3808 | 1233146.7873
100 | 2703892.9272 | 1233170.4209
101 | 2703972.656 | 1233145.5938
102 | 2703944.0542 | 1233146.4624
103 | 2704244.7928 | 1233097.8143
104 | 2704153.9869 | 1233091.8513
105 | 2704271.3985 | 1233029.9297
106 | 2703987.1319 | 1233049.2901
107 | 2704017.9297 | 1233052.2076
108 | 2704042.7397 | 1233054.0889
109 | 2704045.4 | 1233054.2906
110 | 2704061.699 | 1233055.5266
111 | 2704070.1459 | 1233056.1671
112 | 2704072.5778 | 1233056.3515
113 | 2704092.0132 | 1233057.8252
114 | 2704092.0779 | 1233057.8301
115 | 2704096.4468 | 1233057.8386
116 | 2704115.2848 | 1233057.8749
117 | 2704118.1238 | 1233057.8804
118 | 2704122.4669 | 1233057.8888
119 | 2704036.3127 | 1232962.0756
120 | 2704064.8375 | 1232976.6364
121 | 2704064.9501 | 1232954.3324
122 | 2704067.4304 | 1232976.6343
123 | 2704036.3176 | 1232955.0767
124 | 2704147.1133 | 1233057.9364
125 | 2704181.0442 | 1233057.8541
126 | 2704065.0428 | 1232935.9538
127 | 2704071.5017 | 1232976.6309
128 | 2704090.3199 | 1232974.7053
129 | 2704070.9802 | 1232955.4529
130 | 2704111.0252 | 1232967.5161
131 | 2704051.9798 | 1232936.0336
132 | 2704063.9547 | 1232921.5573
133 | 2704110.8292 | 1232954.2488
134 | 2704152.9434 | 1232951.9162
135 | 2704110.6329 | 1232940.9599
136 | 2704165.2117 | 1232945.7823
137 | 2704103.019 | 1232935.2071
138 | 2704172.7596 | 1232942.0229
139 | 2704127.6147 | 1232984.7481
140 | 2704136.9321 | 1232984.4912
141 | 2704126.1578 | 1232984.7883
142 | 2704150.4296 | 1232984.1191
143 | 2704162.4152 | 1232983.7887
144 | 2704173.4482 | 1232983.4846
145 | 2704242.4409 | 1232901.783
146 | 2704238.5144 | 1232920.2482
147 | 2704242.0364 | 1232893.9587
148 | 2704232.218 | 1232920.6705
149 | 2704214.2555 | 1232923.7063
150 | 2704208.7597 | 1232924.7316
151 | 2704203.7572 | 1232926.7118
152 | 2704239.6116 | 1232882.668
153 | 2704243.3093 | 1232972.6858
154 | 2704222.2204 | 1232978.6343
155 | 2704217.0682 | 1232980.0875
156 | 2704199.0481 | 1232982.8593
157 | 2704195.2154 | 1232982.9495
158 | 2704179.0325 | 1232983.3306
159 | 2704186.8059 | 1232935.0831
160 | 2704200.6883 | 1232928.2242
161 | 2704203.6293 | 1232926.7747
162 | 2704198.8796 | 1232922.7726
163 | 2704161.6826 | 1232925.0604
164 | 2704173.8605 | 1232923.7284
165 | 2704156.7357 | 1232925.2691
166 | 2704190.9452 | 1232923.0757
167 | 2704103.1757 | 1232919.8673
168 | 2704093.7992 | 1232935.3884
169 | 2704103.2729 | 1232910.3491
170 | 2704103.3047 | 1232907.2355
171 | 2704173.4647 | 1232914.2085
172 | 2704138.7068 | 1232914.3463
173 | 2704138.4135 | 1232906.3978
174 | 2704138.7411 | 1232915.2753
175 | 2704138.8646 | 1232918.6225
176 | 2704151.6664 | 1232899.5661
177 | 2704137.5485 | 1232926.3052
178 | 2704159.2117 | 1232897.2101
179 | 2704172.2691 | 1232893.133
180 | 2704173.4057 | 1232912.7881
181 | 2704172.6674 | 1232895.0303
182 | 2704185.0792 | 1232890.8016
183 | 2704202.3906 | 1232884.9035
184 | 2704209.9117 | 1232882.3411
185 | 2704227.2634 | 1232876.4293
186 | 2704234.7256 | 1232873.8869
187 | 2703913.9729 | 1232984.1113
188 | 2704051.8517 | 1232936.0344
189 | 2703905.7445 | 1232983.2422
190 | 2703889.4267 | 1232981.5186
191 | 2703881.2668 | 1232980.6567
192 | 2703874.64 | 1232979.9567
193 | 2704065.0428 | 1232935.9538

## line_std_types
| c_nf_per_km | r_ohm_per_km | x_ohm_per_km | max_i_ka | type | q_mm2 | alpha | voltage_rating
NAYY 4x50 SE | 210 | 0.642 | 0.083 | 0.142 | cs | 50 | 0.00403 | LV
NAYY 4x120 SE | 264 | 0.225 | 0.08 | 0.242 | cs | 120 | 0.00403 | LV
NAYY 4x150 SE | 261 | 0.208 | 0.08 | 0.27 | cs | 150 | 0.00403 | LV
NA2XS2Y 1x95 RM/25 12/20 kV | 216 | 0.313 | 0.132 | 0.252 | cs | 95 | 0.00403 | MV
NA2XS2Y 1x185 RM/25 12/20 kV | 273 | 0.161 | 0.117 | 0.362 | cs | 185 | 0.00403 | MV
NA2XS2Y 1x240 RM/25 12/20 kV | 304 | 0.122 | 0.112 | 0.421 | cs | 240 | 0.00403 | MV
NA2XS2Y 1x95 RM/25 6/10 kV | 315 | 0.313 | 0.123 | 0.249 | cs | 95 | 0.00403 | MV
NA2XS2Y 1x185 RM/25 6/10 kV | 406 | 0.161 | 0.11 | 0.358 | cs | 185 | 0.00403 | MV
NA2XS2Y 1x240 RM/25 6/10 kV | 456 | 0.122 | 0.105 | 0.416 | cs | 240 | 0.00403 | MV
NA2XS2Y 1x150 RM/25 12/20 kV | 250 | 0.206 | 0.116 | 0.319 | cs | 150 | 0.00403 | MV
NA2XS2Y 1x120 RM/25 12/20 kV | 230 | 0.253 | 0.119 | 0.283 | cs | 120 | 0.00403 | MV
NA2XS2Y 1x70 RM/25 12/20 kV | 190 | 0.443 | 0.132 | 0.22 | cs | 70 | 0.00403 | MV
NA2XS2Y 1x150 RM/25 6/10 kV | 360 | 0.206 | 0.11 | 0.315 | cs | 150 | 0.00403 | MV
NA2XS2Y 1x120 RM/25 6/10 kV | 340 | 0.253 | 0.113 | 0.28 | cs | 120 | 0.00403 | MV
NA2XS2Y 1x70 RM/25 6/10 kV | 280 | 0.443 | 0.123 | 0.217 | cs | 70 | 0.00403 | MV
N2XS(FL)2Y 1x120 RM/35 64/110 kV | 112 | 0.153 | 0.166 | 0.366 | cs | 120 | 0.00393 | HV
N2XS(FL)2Y 1x185 RM/35 64/110 kV | 125 | 0.099 | 0.156 | 0.457 | cs | 185 | 0.00393 | HV
N2XS(FL)2Y 1x240 RM/35 64/110 kV | 135 | 0.075 | 0.149 | 0.526 | cs | 240 | 0.00393 | HV
N2XS(FL)2Y 1x300 RM/35 64/110 kV | 144 | 0.06 | 0.144 | 0.588 | cs | 300 | 0.00393 | HV
15-AL1/3-ST1A 0.4 | 11 | 1.8769 | 0.35 | 0.105 | ol | 16 | 0.00403 | LV
24-AL1/4-ST1A 0.4 | 11.25 | 1.2012 | 0.335 | 0.14 | ol | 24 | 0.00403 | LV
48-AL1/8-ST1A 0.4 | 12.2 | 0.5939 | 0.3 | 0.21 | ol | 48 | 0.00403 | LV
94-AL1/15-ST1A 0.4 | 13.2 | 0.306 | 0.29 | 0.35 | ol | 94 | 0.00403 | LV
34-AL1/6-ST1A 10.0 | 9.7 | 0.8342 | 0.36 | 0.17 | ol | 34 | 0.00403 | MV
48-AL1/8-ST1A 10.0 | 10.1 | 0.5939 | 0.35 | 0.21 | ol | 48 | 0.00403 | MV
70-AL1/11-ST1A 10.0 | 10.4 | 0.4132 | 0.339 | 0.29 | ol | 70 | 0.00403 | MV
94-AL1/15-ST1A 10.0 | 10.75 | 0.306 | 0.33 | 0.35 | ol | 94 | 0.00403 | MV
122-AL1/20-ST1A 10.0 | 11.1 | 0.2376 | 0.323 | 0.41 | ol | 122 | 0.00403 | MV
149-AL1/24-ST1A 10.0 | 11.25 | 0.194 | 0.315 | 0.47 | ol | 149 | 0.00403 | MV
34-AL1/6-ST1A 20.0 | 9.15 | 0.8342 | 0.382 | 0.17 | ol | 34 | 0.00403 | MV
48-AL1/8-ST1A 20.0 | 9.5 | 0.5939 | 0.372 | 0.21 | ol | 48 | 0.00403 | MV
70-AL1/11-ST1A 20.0 | 9.7 | 0.4132 | 0.36 | 0.29 | ol | 70 | 0.00403 | MV
94-AL1/15-ST1A 20.0 | 10 | 0.306 | 0.35 | 0.35 | ol | 94 | 0.00403 | MV
122-AL1/20-ST1A 20.0 | 10.3 | 0.2376 | 0.344 | 0.41 | ol | 122 | 0.00403 | MV
149-AL1/24-ST1A 20.0 | 10.5 | 0.194 | 0.337 | 0.47 | ol | 149 | 0.00403 | MV
184-AL1/30-ST1A 20.0 | 10.75 | 0.1571 | 0.33 | 0.535 | ol | 184 | 0.00403 | MV
243-AL1/39-ST1A 20.0 | 11 | 0.1188 | 0.32 | 0.645 | ol | 243 | 0.00403 | MV
48-AL1/8-ST1A 110.0 | 8 | 0.5939 | 0.46 | 0.21 | ol | 48 | 0.00403 | HV
70-AL1/11-ST1A 110.0 | 8.4 | 0.4132 | 0.45 | 0.29 | ol | 70 | 0.00403 | HV
94-AL1/15-ST1A 110.0 | 8.65 | 0.306 | 0.44 | 0.35 | ol | 94 | 0.00403 | HV
122-AL1/20-ST1A 110.0 | 8.5 | 0.2376 | 0.43 | 0.41 | ol | 122 | 0.00403 | HV
149-AL1/24-ST1A 110.0 | 8.75 | 0.194 | 0.41 | 0.47 | ol | 149 | 0.00403 | HV
184-AL1/30-ST1A 110.0 | 8.8 | 0.1571 | 0.4 | 0.535 | ol | 184 | 0.00403 | HV
243-AL1/39-ST1A 110.0 | 9 | 0.1188 | 0.39 | 0.645 | ol | 243 | 0.00403 | HV
305-AL1/39-ST1A 110.0 | 9.2 | 0.0949 | 0.38 | 0.74 | ol | 305 | 0.00403 | HV
490-AL1/64-ST1A 110.0 | 9.75 | 0.059 | 0.37 | 0.96 | ol | 490 | 0.00403 | HV
679-AL1/86-ST1A 110.0 | 9.95 | 0.042 | 0.36 | 1.15 | ol | 679 | 0.00403 | HV
490-AL1/64-ST1A 220.0 | 10 | 0.059 | 0.285 | 0.96 | ol | 490 | 0.00403 | HV
679-AL1/86-ST1A 220.0 | 11.7 | 0.042 | 0.275 | 1.15 | ol | 679 | 0.00403 | HV
490-AL1/64-ST1A 380.0 | 11 | 0.059 | 0.253 | 0.96 | ol | 490 | 0.00403 | HV
679-AL1/86-ST1A 380.0 | 14.6 | 0.042 | 0.25 | 1.15 | ol | 679 | 0.00403 | HV

## trafo_std_types
| i0_percent | pfe_kw | vkr_percent | sn_mva | vn_lv_kv | vn_hv_kv | vk_percent | shift_degree | vector_group | tap_side | tap_neutral | tap_min | tap_max | tap_step_degree | tap_step_percent | tap_phase_shifter
160 MVA 380/110 kV | 0.06 | 60 | 0.25 | 160 | 110 | 380 | 12.2 | 0 | Yy0 | hv | 0 | -9 | 9 | 0 | 1.5 | FALSE
100 MVA 220/110 kV | 0.06 | 55 | 0.26 | 100 | 110 | 220 | 12 | 0 | Yy0 | hv | 0 | -9 | 9 | 0 | 1.5 | FALSE
63 MVA 110/20 kV | 0.04 | 22 | 0.32 | 63 | 20 | 110 | 18 | 150 | YNd5 | hv | 0 | -9 | 9 | 0 | 1.5 | FALSE
40 MVA 110/20 kV | 0.05 | 18 | 0.34 | 40 | 20 | 110 | 16.2 | 150 | YNd5 | hv | 0 | -9 | 9 | 0 | 1.5 | FALSE
25 MVA 110/20 kV | 0.07 | 14 | 0.41 | 25 | 20 | 110 | 12 | 150 | YNd5 | hv | 0 | -9 | 9 | 0 | 1.5 | FALSE
63 MVA 110/10 kV | 0.04 | 22 | 0.32 | 63 | 10 | 110 | 18 | 150 | YNd5 | hv | 0 | -9 | 9 | 0 | 1.5 | FALSE
40 MVA 110/10 kV | 0.05 | 18 | 0.34 | 40 | 10 | 110 | 16.2 | 150 | YNd5 | hv | 0 | -9 | 9 | 0 | 1.5 | FALSE
25 MVA 110/10 kV | 0.07 | 14 | 0.41 | 25 | 10 | 110 | 12 | 150 | YNd5 | hv | 0 | -9 | 9 | 0 | 1.5 | FALSE
0.25 MVA 20/0.4 kV | 0.32 | 0.8 | 1.44 | 0.25 | 0.4 | 20 | 6 | 150 | Yzn5 | hv | 0 | -2 | 2 | 0 | 2.5 | FALSE
0.4 MVA 20/0.4 kV | 0.3375 | 1.35 | 1.425 | 0.4 | 0.4 | 20 | 6 | 150 | Dyn5 | hv | 0 | -2 | 2 | 0 | 2.5 | FALSE
0.63 MVA 20/0.4 kV | 0.2619 | 1.65 | 1.206 | 0.63 | 0.4 | 20 | 6 | 150 | Dyn5 | hv | 0 | -2 | 2 | 0 | 2.5 | FALSE
0.25 MVA 10/0.4 kV | 0.24 | 0.6 | 1.2 | 0.25 | 0.4 | 10 | 4 | 150 | Dyn5 | hv | 0 | -2 | 2 | 0 | 2.5 | FALSE
0.4 MVA 10/0.4 kV | 0.2375 | 0.95 | 1.325 | 0.4 | 0.4 | 10 | 4 | 150 | Dyn5 | hv | 0 | -2 | 2 | 0 | 2.5 | FALSE
0.63 MVA 10/0.4 kV | 0.1873 | 1.18 | 1.0794 | 0.63 | 0.4 | 10 | 4 | 150 | Dyn5 | hv | 0 | -2 | 2 | 0 | 2.5 | FALSE

## trafo3w_std_types
| sn_hv_mva | sn_mv_mva | sn_lv_mva | vn_hv_kv | vn_mv_kv | vn_lv_kv | vk_hv_percent | vk_mv_percent | vk_lv_percent | vkr_hv_percent | vkr_mv_percent | vkr_lv_percent | pfe_kw | i0_percent | shift_mv_degree | shift_lv_degree | vector_group | tap_side | tap_neutral | tap_min | tap_max | tap_step_percent
63/25/38 MVA 110/20/10 kV | 63 | 25 | 38 | 110 | 20 | 10 | 10.4 | 10.4 | 10.4 | 0.28 | 0.32 | 0.35 | 35 | 0.89 | 0 | 0 | YN0yn0yn0 | hv | 0 | -10 | 10 | 1.2
63/25/38 MVA 110/10/10 kV | 63 | 25 | 38 | 110 | 10 | 10 | 10.4 | 10.4 | 10.4 | 0.28 | 0.32 | 0.35 | 35 | 0.89 | 0 | 0 | YN0yn0yn0 | hv | 0 | -10 | 10 | 1.2

## fuse_std_types
| fuse_type | i_rated_a | t_avg | t_min | t_total | x_avg | x_min | x_total
HV 100A | HV 100A | 100 | 0 | [10.0, 3.64, 0.854, 0.281, 0.1, 0.0531, 0.022, 0.01] | [10.0, 4.267, 1.21, 0.403, 0.1, 0.058, 0.022, 0.01] | 0 | [300.0, 350.0, 450.0, 550.0, 700.0, 850.0, 1200.0, 1752.0] | [600.0, 700.0, 900.0, 1150.0, 1665.0, 2000.0, 3000.0, 4313.0]
HV 10A | HV 10A | 10 | 0 | [10.0, 1675.0, 0.344, 0.156, 0.1, 0.0417, 0.0171, 0.01] | [10.0, 1.3, 0.3, 0.155, 0.1, 0.0555, 0.023, 0.01] | 0 | [30.0, 32.0, 35.0, 37.0, 39.0, 50.0, 70.0, 88.0] | [60.0, 70.0, 80.0, 87.0, 94.0, 110.0, 150.0, 216.0]
HV 125A | HV 125A | 125 | 0 | [10.0, 1.82, 0.344, 0.1, 0.0467, 0.0269, 0.01] | [10.0, 2.478, 0.426, 0.1, 0.0427, 0.0211, 0.01] | 0 | [375.0, 500.0, 700.0, 925.0, 1200.0, 1500.0, 2341.0] | [750.0, 1000.0, 1500.0, 2200.0, 3000.0, 4000.0, 5765.0]
HV 160A | HV 160A | 160 | 0 | [10.0, 4.15, 1.03, 0.198, 0.1, 0.051, 0.0172, 0.01] | [10.0, 2.3, 0.734, 0.274, 0.1, 0.046, 0.0177, 0.01] | 0 | [480.0, 550.0, 700.0, 1000.0, 1260.0, 1600.0, 2500.0, 3227.0] | [960.0, 1300.0, 1700.0, 2200.0, 2996.0, 4000.0, 6000.0, 7946.0]
HV 16A | HV 16A | 16 | 0 | [10.0, 0.352, 0.164, 0.1, 0.0649, 0.0342, 0.01] | [10.0, 2.34, 0.722, 0.181, 0.1, 0.055, 0.0296, 0.01] | 0 | [48.0, 60.0, 65.0, 71.0, 80.0, 100.0, 162.0] | [96.0, 110.0, 125.0, 150.0, 168.0, 200.0, 250.0, 398.0]
HV 200A | HV 200A | 200 | 0 | [10.0, 4.267, 1.21, 0.403, 0.1, 0.058, 0.022, 0.01] | [10.0, 3.73, 1.654, 0.328, 0.1, 0.0531, 0.019, 0.01] | 0 | [600.0, 700.0, 900.0, 1150.0, 1665.0, 2000.0, 3000.0, 4313.0] | [1200.0, 1500.0, 1800.0, 2700.0, 3960.0, 5000.0, 7500.0, 10620.0]
HV 20A | HV 20A | 20 | 0 | [10.0, 1.3, 0.3, 0.155, 0.1, 0.0555, 0.023, 0.01] | [10.0, 1.3, 0.161, 0.1, 0.0611, 0.0399, 0.0141, 0.01] | 0 | [60.0, 70.0, 80.0, 87.0, 94.0, 110.0, 150.0, 216.0] | [120.0, 150.0, 200.0, 223.0, 260.0, 300.0, 450.0, 532.0]
HV 25A | HV 25A | 25 | 0 | [10.0, 2.512, 0.833, 0.299, 0.1, 0.0372, 0.0223, 0.01] | [10.0, 3.125, 0.597, 0.198, 0.1, 0.0378, 0.022, 0.01] | 0 | [75.0, 82.0, 90.0, 100.0, 124.0, 170.0, 200.0, 289.0] | [150.0, 170.0, 210.0, 250.0, 294.0, 400.0, 500.0, 711.0]
HV 31.5A | HV 31.5A | 31.5 | 0 | [10.0, 2.34, 0.722, 0.181, 0.1, 0.055, 0.0296, 0.01] | [10.0, 2.84, 0.368, 0.164, 0.1, 0.0621, 0.0378, 0.0195, 0.01] | 0 | [95.0, 110.0, 125.0, 150.0, 165.0, 200.0, 250.0, 390.0] | [189.0, 220.0, 300.0, 350.0, 393.0, 450.0, 530.0, 700.0, 960.0]
HV 40A | HV 40A | 40 | 0 | [10.0, 1.3, 0.161, 0.1, 0.0611, 0.0399, 0.0141, 0.01] | [10.0, 2.05, 0.369, 0.198, 0.1, 0.051, 0.0298, 0.01] | 0 | [120.0, 150.0, 200.0, 223.0, 260.0, 300.0, 450.0, 532.0] | [240.0, 300.0, 400.0, 450.0, 530.0, 650.0, 800.0, 1311.0]
HV 50A | HV 50A | 50 | 0 | [10.0, 3.215, 0.597, 0.198, 0.1, 0.0378, 0.022, 0.01] | [10.0, 3.64, 0.854, 0.281, 0.1, 0.0531, 0.022, 0.01] | 0 | [150.0, 170.0, 210.0, 250.0, 294.0, 400.0, 500.0, 711.0] | [300.0, 350.0, 450.0, 550.0, 700.0, 850.0, 1200.0, 1752.0]
HV 6.3A | HV 6.3A | 6.3 | 0 | [10.0, 1.39, 0.344, 0.168, 0.1, 0.056, 0.0263, 0.01] | [10.0, 1.711, 0.516, 0.198, 0.1, 0.0634, 0.0303, 0.01] | 0 | [19.0, 19.5, 20.4, 20.8, 22.0, 25.0, 32.0, 48.0] | [38.0, 40.0, 43.0, 48.0, 53.0, 60.0, 75.0, 118.0]
HV 63A | HV 63A | 63 | 0 | [10.0, 2.84, 0.368, 0.164, 0.1, 0.0621, 0.0378, 0.0195, 0.01] | [10.0, 1.82, 0.344, 0.1, 0.0467, 0.0269, 0.01] | 0 | [189.0, 220.0, 300.0, 350.0, 393.0, 450.0, 530.0, 700.0, 961.0] | [378.0, 500.0, 700.0, 934.0, 1200.0, 1500.0, 2366.0]
HV 80A | HV 80A | 80 | 0 | [10.0, 2.05, 0.369, 0.198, 0.1, 0.051, 0.0298, 0.01] | [10.0, 4.15, 1.03, 0.198, 0.1, 0.051, 0.0172, 0.01] | 0 | [240.0, 300.0, 400.0, 450.0, 530.0, 650.0, 800.0, 1311.0] | [480.0, 550.0, 700.0, 1000.0, 1260.0, 1600.0, 2500.0, 3227.0]
Siemens NH-1-100 | Siemens NH-1-100 | 100 | [5400.0, 2000.0, 400.0, 20.0, 1.0, 0.2, 0.012, 0.004] | 0 | 0 | [150.0, 190.0, 250.0, 430.0, 900.0, 1250.0, 2700.0, 3600.0] | 0 | 0
Siemens NH-1-125 | Siemens NH-1-125 | 125 | [4800.0, 120.0, 7.0, 0.1, 0.004] | 0 | 0 | [180.0, 400.0, 740.0, 2000.0, 4250.0] | 0 | 0
Siemens NH-1-16 | Siemens NH-1-16 | 16 | [4000.0, 400.0, 2.0, 0.1, 0.04, 0.01] | 0 | 0 | [26.0, 35.0, 75.0, 150.0, 200.0, 300.0] | 0 | 0
Siemens NH-1-160 | Siemens NH-1-160 | 160 | [4800.0, 120.0, 7.0, 0.1, 0.004] | 0 | 0 | [210.0, 500.0, 900.0, 2300.0, 5000.0] | 0 | 0
Siemens NH-1-25 | Siemens NH-1-25 | 25 | [4000.0, 1000.0, 10.0, 0.2, 0.02, 0.01] | 0 | 0 | [40.0, 50.0, 100.0, 210.0, 400.0, 500.0] | 0 | 0
Siemens NH-1-50 | Siemens NH-1-50 | 50 | [4000.0, 40.0, 4.0, 1.0, 0.02, 0.01] | 0 | 0 | [86.0, 200.0, 300.0, 400.0, 1000.0, 1280.0] | 0 | 0
Siemens NH-1-63 | Siemens NH-1-63 | 63 | [4000.0, 100.0, 10.0, 2.0, 0.04, 0.01] | 0 | 0 | [100.0, 200.0, 300.0, 400.0, 1000.0, 1500.0] | 0 | 0
Siemens NH-1-80 | Siemens NH-1-80 | 80 | [4800.0, 120.0, 7.0, 0.1, 0.01] | 0 | 0 | [150.58, 250.0, 450.0, 1150.0, 2470.0] | 0 | 0
Siemens NH-2-1000 | Siemens NH-2-1000 | 1000 | [4800.0, 120.0, 7.0, 0.1, 0.004] | 0 | 0 | [1900.0, 3500.0, 8400.0, 24000.0, 52000.0] | 0 | 0
Siemens NH-2-200 | Siemens NH-2-200 | 200 | [4800.0, 120.0, 7.0, 0.1, 0.004] | 0 | 0 | [280.0, 650.0, 1200.0, 3000.0, 7000.0] | 0 | 0
Siemens NH-2-224 | Siemens NH-2-224 | 224 | [4800.0, 120.0, 7.0, 0.2, 0.04, 0.004] | 0 | 0 | [400.0, 750.0, 1453.0, 3025.0, 4315.0, 7600.0] | 0 | 0
Siemens NH-2-250 | Siemens NH-2-250 | 250 | [4800.0, 120.0, 7.0, 0.1, 0.004] | 0 | 0 | [450.0, 800.0, 1650.0, 4000.0, 8500.0] | 0 | 0
Siemens NH-2-315 | Siemens NH-2-315 | 315 | [4800.0, 120.0, 7.0, 0.1, 0.004] | 0 | 0 | [550.0, 920.0, 1900.0, 5000.0, 11000.0] | 0 | 0
Siemens NH-2-355 | Siemens NH-2-355 | 355 | [4800.0, 120.0, 6.0, 0.1, 0.004] | 0 | 0 | [650.0, 1116.27, 2350.0, 5840.0, 12790.0] | 0 | 0
Siemens NH-2-400 | Siemens NH-2-400 | 400 | [4800.0, 120.0, 7.0, 0.1, 0.004] | 0 | 0 | [720.0, 1350.0, 2800.0, 6500.0, 15000.0] | 0 | 0
Siemens NH-2-425 | Siemens NH-2-425 | 425 | [4800.0, 120.0, 7.0, 0.1, 0.004] | 0 | 0 | [850.0, 1500.0, 3050.0, 7500.0, 16500.0] | 0 | 0
Siemens NH-2-630 | Siemens NH-2-630 | 630 | [4800.0, 120.0, 7.0, 0.1, 0.004] | 0 | 0 | [1200.0, 2000.0, 4800.0, 12000.0, 26000.0] | 0 | 0

## dtypes
| element | column | dtype
0 | bus | name | object
1 | bus | vn_kv | float64
2 | bus | type | object
3 | bus | zone | object
4 | bus | in_service | bool
5 | load | name | object
6 | load | bus | uint32
7 | load | p_mw | float64
8 | load | q_mvar | float64
9 | load | const_z_percent | float64
10 | load | const_i_percent | float64
11 | load | sn_mva | float64
12 | load | scaling | float64
13 | load | in_service | bool
14 | load | type | object
15 | ext_grid | name | object
16 | ext_grid | bus | uint32
17 | ext_grid | vm_pu | float64
18 | ext_grid | va_degree | float64
19 | ext_grid | slack_weight | float64
20 | ext_grid | in_service | bool
21 | line | name | object
22 | line | std_type | object
23 | line | from_bus | uint32
24 | line | to_bus | uint32
25 | line | length_km | float64
26 | line | r_ohm_per_km | float64
27 | line | x_ohm_per_km | float64
28 | line | c_nf_per_km | float64
29 | line | g_us_per_km | float64
30 | line | max_i_ka | float64
31 | line | df | float64
32 | line | parallel | uint32
33 | line | type | object
34 | line | in_service | bool
35 | trafo | name | object
36 | trafo | std_type | object
37 | trafo | hv_bus | uint32
38 | trafo | lv_bus | uint32
39 | trafo | sn_mva | float64
40 | trafo | vn_hv_kv | float64
41 | trafo | vn_lv_kv | float64
42 | trafo | vk_percent | float64
43 | trafo | vkr_percent | float64
44 | trafo | pfe_kw | float64
45 | trafo | i0_percent | float64
46 | trafo | shift_degree | float64
47 | trafo | tap_side | object
48 | trafo | tap_neutral | int32
49 | trafo | tap_min | int32
50 | trafo | tap_max | int32
51 | trafo | tap_step_percent | float64
52 | trafo | tap_step_degree | float64
53 | trafo | tap_pos | int32
54 | trafo | tap_phase_shifter | bool
55 | trafo | parallel | uint32
56 | trafo | df | float64
57 | trafo | in_service | bool
58 | line_geodata | coords | object
59 | bus_geodata | x | float64
60 | bus_geodata | y | float64
61 | bus_geodata | coords | object

## parameters
| version | format_version | converged | OPF_converged | name | f_hz | sn_mva
0 | 2.14.6 | 2.14.0 | FALSE | FALSE |  | 50 | 1