## bus
| name | vn_kv | type | zone | in_service
0 | bus_LV_3340-58_0_5_node_0 | 0.4 | n |  | TRUE
1 | bus_LV_3340-58_0_5_node_204 | 0.4 | n |  | TRUE
2 | bus_LV_3340-58_0_5_node_203 | 0.4 | n |  | TRUE
3 | bus_LV_3340-58_0_5_node_1 | 0.4 | n |  | TRUE
4 | bus_LV_3340-58_0_5_node_2 | 0.4 | n |  | TRUE
5 | bus_LV_3340-58_0_5_node_3 | 0.4 | n |  | TRUE
6 | bus_LV_3340-58_0_5_node_4 | 0.4 | n |  | TRUE
7 | bus_LV_3340-58_0_5_node_89 | 0.4 | n |  | TRUE
8 | bus_LV_3340-58_0_5_node_10 | 0.4 | n |  | TRUE
9 | bus_LV_3340-58_0_5_node_109 | 0.4 | n |  | TRUE
10 | bus_LV_3340-58_0_5_node_198 | 0.4 | n |  | TRUE
11 | bus_LV_3340-58_0_5_node_21 | 0.4 | n |  | TRUE
12 | bus_LV_3340-58_0_5_node_47 | 0.4 | n |  | TRUE
13 | bus_LV_3340-58_0_5_node_46 | 0.4 | n |  | TRUE
14 | bus_LV_3340-58_0_5_node_7 | 0.4 | n |  | TRUE
15 | bus_LV_3340-58_0_5_node_107 | 0.4 | n |  | TRUE
16 | bus_LV_3340-58_0_5_node_5 | 0.4 | n |  | TRUE
17 | bus_LV_3340-58_0_5_node_6 | 0.4 | n |  | TRUE
18 | bus_LV_3340-58_0_5_node_121 | 0.4 | n |  | TRUE
19 | bus_LV_3340-58_0_5_node_8 | 0.4 | n |  | TRUE
20 | bus_LV_3340-58_0_5_node_115 | 0.4 | n |  | TRUE
21 | bus_LV_3340-58_0_5_node_11 | 0.4 | n |  | TRUE
22 | bus_LV_3340-58_0_5_node_113 | 0.4 | n |  | TRUE
23 | bus_LV_3340-58_0_5_node_111 | 0.4 | n |  | TRUE
24 | bus_LV_3340-58_0_5_node_9 | 0.4 | n |  | TRUE
25 | bus_LV_3340-58_0_5_node_75 | 0.4 | n |  | TRUE
26 | bus_LV_3340-58_0_5_node_12 | 0.4 | n |  | TRUE
27 | bus_LV_3340-58_0_5_node_98 | 0.4 | n |  | TRUE
28 | bus_LV_3340-58_0_5_node_73 | 0.4 | n |  | TRUE
29 | bus_LV_3340-58_0_5_node_110 | 0.4 | n |  | TRUE
30 | bus_LV_3340-58_0_5_node_112 | 0.4 | n |  | TRUE
31 | bus_LV_3340-58_0_5_node_114 | 0.4 | n |  | TRUE
32 | bus_LV_3340-58_0_5_node_119 | 0.4 | n |  | TRUE
33 | bus_LV_3340-58_0_5_node_118 | 0.4 | n |  | TRUE
34 | bus_LV_3340-58_0_5_node_13 | 0.4 | n |  | TRUE
35 | bus_LV_3340-58_0_5_node_15 | 0.4 | n |  | TRUE
36 | bus_LV_3340-58_0_5_node_16 | 0.4 | n |  | TRUE
37 | bus_LV_3340-58_0_5_node_200 | 0.4 | n |  | TRUE
38 | bus_LV_3340-58_0_5_node_30 | 0.4 | n |  | TRUE
39 | bus_LV_3340-58_0_5_node_29 | 0.4 | n |  | TRUE
40 | bus_LV_3340-58_0_5_node_202 | 0.4 | n |  | TRUE
41 | bus_LV_3340-58_0_5_node_27 | 0.4 | n |  | TRUE
42 | bus_LV_3340-58_0_5_node_25 | 0.4 | n |  | TRUE
43 | bus_LV_3340-58_0_5_node_26 | 0.4 | n |  | TRUE
44 | bus_LV_3340-58_0_5_node_31 | 0.4 | n |  | TRUE
45 | bus_LV_3340-58_0_5_node_17 | 0.4 | n |  | TRUE
46 | bus_LV_3340-58_0_5_node_18 | 0.4 | n |  | TRUE
47 | bus_LV_3340-58_0_5_node_19 | 0.4 | n |  | TRUE
48 | bus_LV_3340-58_0_5_node_20 | 0.4 | n |  | TRUE
49 | bus_LV_3340-58_0_5_node_22 | 0.4 | n |  | TRUE
50 | bus_LV_3340-58_0_5_node_23 | 0.4 | n |  | TRUE
51 | bus_LV_3340-58_0_5_node_40 | 0.4 | n |  | TRUE
52 | bus_LV_3340-58_0_5_node_199 | 0.4 | n |  | TRUE
53 | bus_LV_3340-58_0_5_node_45 | 0.4 | n |  | TRUE
54 | bus_LV_3340-58_0_5_node_24 | 0.4 | n |  | TRUE
55 | bus_LV_3340-58_0_5_node_146 | 0.4 | n |  | TRUE
56 | bus_LV_3340-58_0_5_node_39 | 0.4 | n |  | TRUE
57 | bus_LV_3340-58_0_5_node_55 | 0.4 | n |  | TRUE
58 | bus_LV_3340-58_0_5_node_44 | 0.4 | n |  | TRUE
59 | bus_LV_3340-58_0_5_node_201 | 0.4 | n |  | TRUE
60 | bus_LV_3340-58_0_5_node_28 | 0.4 | n |  | TRUE
61 | bus_LV_3340-58_0_5_node_32 | 0.4 | n |  | TRUE
62 | bus_LV_3340-58_0_5_node_33 | 0.4 | n |  | TRUE
63 | bus_LV_3340-58_0_5_node_34 | 0.4 | n |  | TRUE
64 | bus_LV_3340-58_0_5_node_35 | 0.4 | n |  | TRUE
65 | bus_LV_3340-58_0_5_node_38 | 0.4 | n |  | TRUE
66 | bus_LV_3340-58_0_5_node_36 | 0.4 | n |  | TRUE
67 | bus_LV_3340-58_0_5_node_37 | 0.4 | n |  | TRUE
68 | bus_LV_3340-58_0_5_node_134 | 0.4 | n |  | TRUE
69 | bus_LV_3340-58_0_5_node_133 | 0.4 | n |  | TRUE
70 | bus_LV_3340-58_0_5_node_147 | 0.4 | n |  | TRUE
71 | bus_LV_3340-58_0_5_node_139 | 0.4 | n |  | TRUE
72 | bus_LV_3340-58_0_5_node_136 | 0.4 | n |  | TRUE
73 | bus_LV_3340-58_0_5_node_137 | 0.4 | n |  | TRUE
74 | bus_LV_3340-58_0_5_node_142 | 0.4 | n |  | TRUE
75 | bus_LV_3340-58_0_5_node_141 | 0.4 | n |  | TRUE
76 | bus_LV_3340-58_0_5_node_42 | 0.4 | n |  | TRUE
77 | bus_LV_3340-58_0_5_node_43 | 0.4 | n |  | TRUE
78 | bus_LV_3340-58_0_5_node_56 | 0.4 | n |  | TRUE
79 | bus_LV_3340-58_0_5_node_48 | 0.4 | n |  | TRUE
80 | bus_LV_3340-58_0_5_node_49 | 0.4 | n |  | TRUE
81 | bus_LV_3340-58_0_5_node_94 | 0.4 | n |  | TRUE
82 | bus_LV_3340-58_0_5_node_90 | 0.4 | n |  | TRUE
83 | bus_LV_3340-58_0_5_node_92 | 0.4 | n |  | TRUE
84 | bus_LV_3340-58_0_5_node_91 | 0.4 | n |  | TRUE
85 | bus_LV_3340-58_0_5_node_50 | 0.4 | n |  | TRUE
86 | bus_LV_3340-58_0_5_node_51 | 0.4 | n |  | TRUE
87 | bus_LV_3340-58_0_5_node_52 | 0.4 | n |  | TRUE
88 | bus_LV_3340-58_0_5_node_53 | 0.4 | n |  | TRUE
89 | bus_LV_3340-58_0_5_node_54 | 0.4 | n |  | TRUE
90 | bus_LV_3340-58_0_5_node_62 | 0.4 | n |  | TRUE
91 | bus_LV_3340-58_0_5_node_81 | 0.4 | n |  | TRUE
92 | bus_LV_3340-58_0_5_node_60 | 0.4 | n |  | TRUE
93 | bus_LV_3340-58_0_5_node_82 | 0.4 | n |  | TRUE
94 | bus_LV_3340-58_0_5_node_93 | 0.4 | n |  | TRUE
95 | bus_LV_3340-58_0_5_node_57 | 0.4 | n |  | TRUE
96 | bus_LV_3340-58_0_5_node_61 | 0.4 | n |  | TRUE
97 | bus_LV_3340-58_0_5_node_58 | 0.4 | n |  | TRUE
98 | bus_LV_3340-58_0_5_node_162 | 0.4 | n |  | TRUE
99 | bus_LV_3340-58_0_5_node_59 | 0.4 | n |  | TRUE
100 | bus_LV_3340-58_0_5_node_152 | 0.4 | n |  | TRUE
101 | bus_LV_3340-58_0_5_node_154 | 0.4 | n |  | TRUE
102 | bus_LV_3340-58_0_5_node_150 | 0.4 | n |  | TRUE
103 | bus_LV_3340-58_0_5_node_63 | 0.4 | n |  | TRUE
104 | bus_LV_3340-58_0_5_node_64 | 0.4 | n |  | TRUE
105 | bus_LV_3340-58_0_5_node_126 | 0.4 | n |  | TRUE
106 | bus_LV_3340-58_0_5_node_127 | 0.4 | n |  | TRUE
107 | bus_LV_3340-58_0_5_node_102 | 0.4 | n |  | TRUE
108 | bus_LV_3340-58_0_5_node_103 | 0.4 | n |  | TRUE
109 | bus_LV_3340-58_0_5_node_101 | 0.4 | n |  | TRUE
110 | bus_LV_3340-58_0_5_node_95 | 0.4 | n |  | TRUE
111 | bus_LV_3340-58_0_5_node_66 | 0.4 | n |  | TRUE
112 | bus_LV_3340-58_0_5_node_88 | 0.4 | n |  | TRUE
113 | bus_LV_3340-58_0_5_node_85 | 0.4 | n |  | TRUE
114 | bus_LV_3340-58_0_5_node_80 | 0.4 | n |  | TRUE
115 | bus_LV_3340-58_0_5_node_105 | 0.4 | n |  | TRUE
116 | bus_LV_3340-58_0_5_node_96 | 0.4 | n |  | TRUE
117 | bus_LV_3340-58_0_5_node_78 | 0.4 | n |  | TRUE
118 | bus_LV_3340-58_0_5_node_67 | 0.4 | n |  | TRUE
119 | bus_LV_3340-58_0_5_node_68 | 0.4 | n |  | TRUE
120 | bus_LV_3340-58_0_5_node_69 | 0.4 | n |  | TRUE
121 | bus_LV_3340-58_0_5_node_70 | 0.4 | n |  | TRUE
122 | bus_LV_3340-58_0_5_node_71 | 0.4 | n |  | TRUE
123 | bus_LV_3340-58_0_5_node_116 | 0.4 | n |  | TRUE
124 | bus_LV_3340-58_0_5_node_79 | 0.4 | n |  | TRUE
125 | bus_LV_3340-58_0_5_node_97 | 0.4 | n |  | TRUE
126 | bus_LV_3340-58_0_5_node_123 | 0.4 | n |  | TRUE
127 | bus_LV_3340-58_0_5_node_77 | 0.4 | n |  | TRUE
128 | bus_LV_3340-58_0_5_node_72 | 0.4 | n |  | TRUE
129 | bus_LV_3340-58_0_5_node_74 | 0.4 | n |  | TRUE
130 | bus_LV_3340-58_0_5_node_76 | 0.4 | n |  | TRUE
131 | bus_LV_3340-58_0_5_node_197 | 0.4 | n |  | TRUE
132 | bus_LV_3340-58_0_5_node_196 | 0.4 | n |  | TRUE
133 | bus_LV_3340-58_0_5_node_99 | 0.4 | n |  | TRUE
134 | bus_LV_3340-58_0_5_node_100 | 0.4 | n |  | TRUE
135 | bus_LV_3340-58_0_5_node_87 | 0.4 | n |  | TRUE
136 | bus_LV_3340-58_0_5_node_104 | 0.4 | n |  | TRUE
137 | bus_LV_3340-58_0_5_node_120 | 0.4 | n |  | TRUE
138 | bus_LV_3340-58_0_5_node_83 | 0.4 | n |  | TRUE
139 | bus_LV_3340-58_0_5_node_84 | 0.4 | n |  | TRUE
140 | bus_LV_3340-58_0_5_node_86 | 0.4 | n |  | TRUE
141 | bus_LV_3340-58_0_5_node_106 | 0.4 | n |  | TRUE
142 | bus_LV_3340-58_0_5_node_108 | 0.4 | n |  | TRUE
143 | bus_LV_3340-58_0_5_node_122 | 0.4 | n |  | TRUE
144 | bus_LV_3340-58_0_5_node_124 | 0.4 | n |  | TRUE
145 | bus_LV_3340-58_0_5_node_125 | 0.4 | n |  | TRUE
146 | bus_LV_3340-58_0_5_node_193 | 0.4 | n |  | TRUE
147 | bus_LV_3340-58_0_5_node_194 | 0.4 | n |  | TRUE
148 | bus_LV_3340-58_0_5_node_128 | 0.4 | n |  | TRUE
149 | bus_LV_3340-58_0_5_node_129 | 0.4 | n |  | TRUE
150 | bus_LV_3340-58_0_5_node_130 | 0.4 | n |  | TRUE
151 | bus_LV_3340-58_0_5_node_190 | 0.4 | n |  | TRUE
152 | bus_LV_3340-58_0_5_node_131 | 0.4 | n |  | TRUE
153 | bus_LV_3340-58_0_5_node_189 | 0.4 | n |  | TRUE
154 | bus_LV_3340-58_0_5_node_132 | 0.4 | n |  | TRUE
155 | bus_LV_3340-58_0_5_node_135 | 0.4 | n |  | TRUE
156 | bus_LV_3340-58_0_5_node_138 | 0.4 | n |  | TRUE
157 | bus_LV_3340-58_0_5_node_140 | 0.4 | n |  | TRUE
158 | bus_LV_3340-58_0_5_node_191 | 0.4 | n |  | TRUE
159 | bus_LV_3340-58_0_5_node_192 | 0.4 | n |  | TRUE
160 | bus_LV_3340-58_0_5_node_143 | 0.4 | n |  | TRUE
161 | bus_LV_3340-58_0_5_node_144 | 0.4 | n |  | TRUE
162 | bus_LV_3340-58_0_5_node_145 | 0.4 | n |  | TRUE
163 | bus_LV_3340-58_0_5_node_149 | 0.4 | n |  | TRUE
164 | bus_LV_3340-58_0_5_node_148 | 0.4 | n |  | TRUE
165 | bus_LV_3340-58_0_5_node_151 | 0.4 | n |  | TRUE
166 | bus_LV_3340-58_0_5_node_153 | 0.4 | n |  | TRUE
167 | bus_LV_3340-58_0_5_node_158 | 0.4 | n |  | TRUE
168 | bus_LV_3340-58_0_5_node_155 | 0.4 | n |  | TRUE
169 | bus_LV_3340-58_0_5_node_175 | 0.4 | n |  | TRUE
170 | bus_LV_3340-58_0_5_node_168 | 0.4 | n |  | TRUE
171 | bus_LV_3340-58_0_5_node_179 | 0.4 | n |  | TRUE
172 | bus_LV_3340-58_0_5_node_156 | 0.4 | n |  | TRUE
173 | bus_LV_3340-58_0_5_node_176 | 0.4 | n |  | TRUE
174 | bus_LV_3340-58_0_5_node_157 | 0.4 | n |  | TRUE
175 | bus_LV_3340-58_0_5_node_159 | 0.4 | n |  | TRUE
176 | bus_LV_3340-58_0_5_node_160 | 0.4 | n |  | TRUE
177 | bus_LV_3340-58_0_5_node_170 | 0.4 | n |  | TRUE
178 | bus_LV_3340-58_0_5_node_166 | 0.4 | n |  | TRUE
179 | bus_LV_3340-58_0_5_node_178 | 0.4 | n |  | TRUE
180 | bus_LV_3340-58_0_5_node_161 | 0.4 | n |  | TRUE
181 | bus_LV_3340-58_0_5_node_165 | 0.4 | n |  | TRUE
182 | bus_LV_3340-58_0_5_node_174 | 0.4 | n |  | TRUE
183 | bus_LV_3340-58_0_5_node_172 | 0.4 | n |  | TRUE
184 | bus_LV_3340-58_0_5_node_185 | 0.4 | n |  | TRUE
185 | bus_LV_3340-58_0_5_node_186 | 0.4 | n |  | TRUE
186 | bus_LV_3340-58_0_5_node_167 | 0.4 | n |  | TRUE
187 | bus_LV_3340-58_0_5_node_169 | 0.4 | n |  | TRUE
188 | bus_LV_3340-58_0_5_node_171 | 0.4 | n |  | TRUE
189 | bus_LV_3340-58_0_5_node_173 | 0.4 | n |  | TRUE
190 | bus_LV_3340-58_0_5_node_177 | 0.4 | n |  | TRUE
191 | bus_LV_3340-58_0_5_node_187 | 0.4 | n |  | TRUE
192 | bus_LV_3340-58_0_5_node_188 | 0.4 | n |  | TRUE
193 | bus_LV_3340-58_0_5_node_180 | 0.4 | n |  | TRUE
194 | bus_LV_3340-58_0_5_node_181 | 0.4 | n |  | TRUE
195 | bus_LV_3340-58_0_5_node_182 | 0.4 | n |  | TRUE
196 | bus_LV_3340-58_0_5_node_183 | 0.4 | n |  | TRUE
197 | bus_LV_3340-58_0_5_node_184 | 0.4 | n |  | TRUE
198 | bus_LV_3340-58_0_5_node_195 | 0.4 | n |  | TRUE
199 | bus_MV_585_0_node_100 | 20 | n |  | TRUE

## load
| name | bus | p_mw | q_mvar | const_z_percent | const_i_percent | sn_mva | scaling | in_service | type
0 | LV_3340-58_0_5_load_0 | 0 | 0.0052439 | 0.0013142 | 0 | 0 |  | 1 | TRUE | wye
1 | LV_3340-58_0_5_load_204 | 1 | 0.010522 | 0.002637 | 0 | 0 |  | 1 | TRUE | wye
2 | LV_3340-58_0_5_load_3 | 5 | 0.0027605 | 0.00069184 | 0 | 0 |  | 1 | TRUE | wye
3 | LV_3340-58_0_5_load_4 | 6 | 0.0018664 | 0.00046776 | 0 | 0 |  | 1 | TRUE | wye
4 | LV_3340-58_0_5_load_10 | 8 | 0.0022102 | 0.00055394 | 0 | 0 |  | 1 | TRUE | wye
5 | LV_3340-58_0_5_load_109 | 9 | 0.003087 | 0.00077367 | 0 | 0 |  | 1 | TRUE | wye
6 | LV_3340-58_0_5_load_198 | 10 | 0.010144 | 0.0025424 | 0 | 0 |  | 1 | TRUE | wye
7 | LV_3340-58_0_5_load_47 | 12 | 0.0067696 | 0.0016966 | 0 | 0 |  | 1 | TRUE | wye
8 | LV_3340-58_0_5_load_46 | 13 | 0.0096585 | 0.0024206 | 0 | 0 |  | 1 | TRUE | wye
9 | LV_3340-58_0_5_load_107 | 15 | 0.0022002 | 0.00055143 | 0 | 0 |  | 1 | TRUE | wye
10 | LV_3340-58_0_5_load_5 | 16 | 0.0018946 | 0.00047484 | 0 | 0 |  | 1 | TRUE | wye
11 | LV_3340-58_0_5_load_6 | 17 | 0.0055668 | 0.0013952 | 0 | 0 |  | 1 | TRUE | wye
12 | LV_3340-58_0_5_load_121 | 18 | 0.0018552 | 0.00046495 | 0 | 0 |  | 1 | TRUE | wye
13 | LV_3340-58_0_5_load_8 | 19 | 0.0027937 | 0.00070016 | 0 | 0 |  | 1 | TRUE | wye
14 | LV_3340-58_0_5_load_115 | 20 | 0.0019233 | 0.00048202 | 0 | 0 |  | 1 | TRUE | wye
15 | LV_3340-58_0_5_load_11 | 21 | 0.0018439 | 0.00046212 | 0 | 0 |  | 1 | TRUE | wye
16 | LV_3340-58_0_5_load_113 | 22 | 0.0033626 | 0.00084274 | 0 | 0 |  | 1 | TRUE | wye
17 | LV_3340-58_0_5_load_111 | 23 | 0.0025187 | 0.00063125 | 0 | 0 |  | 1 | TRUE | wye
18 | LV_3340-58_0_5_load_9 | 24 | 0.0040092 | 0.0010048 | 0 | 0 |  | 1 | TRUE | wye
19 | LV_3340-58_0_5_load_12 | 26 | 0.0055621 | 0.001394 | 0 | 0 |  | 1 | TRUE | wye
20 | LV_3340-58_0_5_load_98 | 27 | 0.0013122 | 0.00032887 | 0 | 0 |  | 1 | TRUE | wye
21 | LV_3340-58_0_5_load_73 | 28 | 0.0013705 | 0.00034349 | 0 | 0 |  | 1 | TRUE | wye
22 | LV_3340-58_0_5_load_110 | 29 | 0.0028239 | 0.00070774 | 0 | 0 |  | 1 | TRUE | wye
23 | LV_3340-58_0_5_load_112 | 30 | 0.0021606 | 0.0005415 | 0 | 0 |  | 1 | TRUE | wye
24 | LV_3340-58_0_5_load_114 | 31 | 0.0018998 | 0.00047613 | 0 | 0 |  | 1 | TRUE | wye
25 | LV_3340-58_0_5_load_119 | 32 | 0.0016987 | 0.00042573 | 0 | 0 |  | 1 | TRUE | wye
26 | LV_3340-58_0_5_load_118 | 33 | 0.003248 | 0.00081403 | 0 | 0 |  | 1 | TRUE | wye
27 | LV_3340-58_0_5_load_13 | 34 | 0.010882 | 0.0027273 | 0 | 0 |  | 1 | TRUE | wye
28 | LV_3340-58_0_5_load_200 | 37 | 0.010683 | 0.0026773 | 0 | 0 |  | 1 | TRUE | wye
29 | LV_3340-58_0_5_load_202 | 40 | 0.010779 | 0.0027015 | 0 | 0 |  | 1 | TRUE | wye
30 | LV_3340-58_0_5_load_26 | 43 | 0.0013393 | 0.00033566 | 0 | 0 |  | 1 | TRUE | wye
31 | LV_3340-58_0_5_load_31 | 44 | 0.0054825 | 0.0013741 | 0 | 0 |  | 1 | TRUE | wye
32 | LV_3340-58_0_5_load_17 | 45 | 0.0057307 | 0.0014362 | 0 | 0 |  | 1 | TRUE | wye
33 | LV_3340-58_0_5_load_18 | 46 | 0.0066808 | 0.0016744 | 0 | 0 |  | 1 | TRUE | wye
34 | LV_3340-58_0_5_load_22 | 49 | 0.0012836 | 0.00032169 | 0 | 0 |  | 1 | TRUE | wye
35 | LV_3340-58_0_5_load_199 | 52 | 0.019557 | 0.0049015 | 0 | 0 |  | 1 | TRUE | wye
36 | LV_3340-58_0_5_load_24 | 54 | 0.0056914 | 0.0014264 | 0 | 0 |  | 1 | TRUE | wye
37 | LV_3340-58_0_5_load_146 | 55 | 0.0078419 | 0.0019654 | 0 | 0 |  | 1 | TRUE | wye
38 | LV_3340-58_0_5_load_39 | 56 | 0.010692 | 0.0026797 | 0 | 0 |  | 1 | TRUE | wye
39 | LV_3340-58_0_5_load_55 | 57 | 0.0013739 | 0.00034432 | 0 | 0 |  | 1 | TRUE | wye
40 | LV_3340-58_0_5_load_44 | 58 | 0.0020347 | 0.00050993 | 0 | 0 |  | 1 | TRUE | wye
41 | LV_3340-58_0_5_load_201 | 59 | 0.019513 | 0.0048904 | 0 | 0 |  | 1 | TRUE | wye
42 | LV_3340-58_0_5_load_32 | 61 | 0.011418 | 0.0028617 | 0 | 0 |  | 1 | TRUE | wye
43 | LV_3340-58_0_5_load_35 | 64 | 0.0054126 | 0.0013565 | 0 | 0 |  | 1 | TRUE | wye
44 | LV_3340-58_0_5_load_38 | 65 | 0.0033303 | 0.00083466 | 0 | 0 |  | 1 | TRUE | wye
45 | LV_3340-58_0_5_load_36 | 66 | 0.0027866 | 0.0006984 | 0 | 0 |  | 1 | TRUE | wye
46 | LV_3340-58_0_5_load_37 | 67 | 0.0026709 | 0.00066939 | 0 | 0 |  | 1 | TRUE | wye
47 | LV_3340-58_0_5_load_134 | 68 | 0.0033082 | 0.0008291 | 0 | 0 |  | 1 | TRUE | wye
48 | LV_3340-58_0_5_load_133 | 69 | 0.0098255 | 0.0024625 | 0 | 0 |  | 1 | TRUE | wye
49 | LV_3340-58_0_5_load_147 | 70 | 0.0067789 | 0.0016989 | 0 | 0 |  | 1 | TRUE | wye
50 | LV_3340-58_0_5_load_136 | 72 | 0.0032536 | 0.00081543 | 0 | 0 |  | 1 | TRUE | wye
51 | LV_3340-58_0_5_load_137 | 73 | 0.0065351 | 0.0016379 | 0 | 0 |  | 1 | TRUE | wye
52 | LV_3340-58_0_5_load_142 | 74 | 0.0085516 | 0.0021432 | 0 | 0 |  | 1 | TRUE | wye
53 | LV_3340-58_0_5_load_141 | 75 | 0.0059196 | 0.0014836 | 0 | 0 |  | 1 | TRUE | wye
54 | LV_3340-58_0_5_load_42 | 76 | 0.0035164 | 0.00088129 | 0 | 0 |  | 1 | TRUE | wye
55 | LV_3340-58_0_5_load_43 | 77 | 0.0020275 | 0.00050815 | 0 | 0 |  | 1 | TRUE | wye
56 | LV_3340-58_0_5_load_56 | 78 | 0.0061364 | 0.0015379 | 0 | 0 |  | 1 | TRUE | wye
57 | LV_3340-58_0_5_load_48 | 79 | 0.0038474 | 0.00096426 | 0 | 0 |  | 1 | TRUE | wye
58 | LV_3340-58_0_5_load_49 | 80 | 0.0024201 | 0.00060654 | 0 | 0 |  | 1 | TRUE | wye
59 | LV_3340-58_0_5_load_94 | 81 | 0.0026918 | 0.00067464 | 0 | 0 |  | 1 | TRUE | wye
60 | LV_3340-58_0_5_load_90 | 82 | 0.004221 | 0.0010579 | 0 | 0 |  | 1 | TRUE | wye
61 | LV_3340-58_0_5_load_92 | 83 | 0.0064427 | 0.0016147 | 0 | 0 |  | 1 | TRUE | wye
62 | LV_3340-58_0_5_load_91 | 84 | 0.0035583 | 0.00089178 | 0 | 0 |  | 1 | TRUE | wye
63 | LV_3340-58_0_5_load_50 | 85 | 0.0013713 | 0.00034369 | 0 | 0 |  | 1 | TRUE | wye
64 | LV_3340-58_0_5_load_51 | 86 | 0.00052993 | 0.00013281 | 0 | 0 |  | 1 | TRUE | wye
65 | LV_3340-58_0_5_load_52 | 87 | 0.0013657 | 0.00034229 | 0 | 0 |  | 1 | TRUE | wye
66 | LV_3340-58_0_5_load_53 | 88 | 0.0014556 | 0.00036481 | 0 | 0 |  | 1 | TRUE | wye
67 | LV_3340-58_0_5_load_54 | 89 | 0.0015669 | 0.0003927 | 0 | 0 |  | 1 | TRUE | wye
68 | LV_3340-58_0_5_load_62 | 90 | 0.0028721 | 0.00071982 | 0 | 0 |  | 1 | TRUE | wye
69 | LV_3340-58_0_5_load_81 | 91 | 0.0014989 | 0.00037565 | 0 | 0 |  | 1 | TRUE | wye
70 | LV_3340-58_0_5_load_82 | 93 | 0.0054841 | 0.0013745 | 0 | 0 |  | 1 | TRUE | wye
71 | LV_3340-58_0_5_load_93 | 94 | 0.0023427 | 0.00058713 | 0 | 0 |  | 1 | TRUE | wye
72 | LV_3340-58_0_5_load_61 | 96 | 0.0032007 | 0.00080218 | 0 | 0 |  | 1 | TRUE | wye
73 | LV_3340-58_0_5_load_58 | 97 | 0.00059129 | 0.00014819 | 0 | 0 |  | 1 | TRUE | wye
74 | LV_3340-58_0_5_load_162 | 98 | 0.0013752 | 0.00034467 | 0 | 0 |  | 1 | TRUE | wye
75 | LV_3340-58_0_5_load_59 | 99 | 0.0028919 | 0.00072479 | 0 | 0 |  | 1 | TRUE | wye
76 | LV_3340-58_0_5_load_154 | 101 | 0.0018382 | 0.00046069 | 0 | 0 |  | 1 | TRUE | wye
77 | LV_3340-58_0_5_load_150 | 102 | 0.0016031 | 0.00040179 | 0 | 0 |  | 1 | TRUE | wye
78 | LV_3340-58_0_5_load_63 | 103 | 0.00084888 | 0.00021275 | 0 | 0 |  | 1 | TRUE | wye
79 | LV_3340-58_0_5_load_126 | 105 | 0.0025768 | 0.00064581 | 0 | 0 |  | 1 | TRUE | wye
80 | LV_3340-58_0_5_load_102 | 107 | 0.0024891 | 0.00062382 | 0 | 0 |  | 1 | TRUE | wye
81 | LV_3340-58_0_5_load_103 | 108 | 0.0021297 | 0.00053376 | 0 | 0 |  | 1 | TRUE | wye
82 | LV_3340-58_0_5_load_101 | 109 | 0.0029637 | 0.00074278 | 0 | 0 |  | 1 | TRUE | wye
83 | LV_3340-58_0_5_load_95 | 110 | 0.0034214 | 0.00085748 | 0 | 0 |  | 1 | TRUE | wye
84 | LV_3340-58_0_5_load_88 | 112 | 0.0020683 | 0.00051836 | 0 | 0 |  | 1 | TRUE | wye
85 | LV_3340-58_0_5_load_96 | 116 | 0.0031543 | 0.00079054 | 0 | 0 |  | 1 | TRUE | wye
86 | LV_3340-58_0_5_load_78 | 117 | 0.0036402 | 0.00091232 | 0 | 0 |  | 1 | TRUE | wye
87 | LV_3340-58_0_5_load_67 | 118 | 0.0017225 | 0.00043169 | 0 | 0 |  | 1 | TRUE | wye
88 | LV_3340-58_0_5_load_68 | 119 | 0.0046288 | 0.0011601 | 0 | 0 |  | 1 | TRUE | wye
89 | LV_3340-58_0_5_load_69 | 120 | 0.0015027 | 0.0003766 | 0 | 0 |  | 1 | TRUE | wye
90 | LV_3340-58_0_5_load_70 | 121 | 0.0032895 | 0.00082444 | 0 | 0 |  | 1 | TRUE | wye
91 | LV_3340-58_0_5_load_116 | 123 | 0.0013234 | 0.00033168 | 0 | 0 |  | 1 | TRUE | wye
92 | LV_3340-58_0_5_load_79 | 124 | 0.0049427 | 0.0012388 | 0 | 0 |  | 1 | TRUE | wye
93 | LV_3340-58_0_5_load_97 | 125 | 0.0013431 | 0.00033662 | 0 | 0 |  | 1 | TRUE | wye
94 | LV_3340-58_0_5_load_123 | 126 | 0.001414 | 0.00035439 | 0 | 0 |  | 1 | TRUE | wye
95 | LV_3340-58_0_5_load_77 | 127 | 0.0027733 | 0.00069506 | 0 | 0 |  | 1 | TRUE | wye
96 | LV_3340-58_0_5_load_72 | 128 | 0.0021742 | 0.00054491 | 0 | 0 |  | 1 | TRUE | wye
97 | LV_3340-58_0_5_load_197 | 131 | 0.0014142 | 0.00035443 | 0 | 0 |  | 1 | TRUE | wye
98 | LV_3340-58_0_5_load_196 | 132 | 0.0012943 | 0.00032438 | 0 | 0 |  | 1 | TRUE | wye
99 | LV_3340-58_0_5_load_99 | 133 | 0.0026333 | 0.00065996 | 0 | 0 |  | 1 | TRUE | wye
100 | LV_3340-58_0_5_load_100 | 134 | 0.0043427 | 0.0010884 | 0 | 0 |  | 1 | TRUE | wye
101 | LV_3340-58_0_5_load_87 | 135 | 0.004975 | 0.0012468 | 0 | 0 |  | 1 | TRUE | wye
102 | LV_3340-58_0_5_load_104 | 136 | 0.0060408 | 0.001514 | 0 | 0 |  | 1 | TRUE | wye
103 | LV_3340-58_0_5_load_120 | 137 | 0.0045806 | 0.001148 | 0 | 0 |  | 1 | TRUE | wye
104 | LV_3340-58_0_5_load_83 | 138 | 0.0020023 | 0.00050182 | 0 | 0 |  | 1 | TRUE | wye
105 | LV_3340-58_0_5_load_84 | 139 | 0.0015461 | 0.00038749 | 0 | 0 |  | 1 | TRUE | wye
106 | LV_3340-58_0_5_load_86 | 140 | 0.002575 | 0.00064536 | 0 | 0 |  | 1 | TRUE | wye
107 | LV_3340-58_0_5_load_106 | 141 | 0.0023245 | 0.00058258 | 0 | 0 |  | 1 | TRUE | wye
108 | LV_3340-58_0_5_load_108 | 142 | 0.0034783 | 0.00087174 | 0 | 0 |  | 1 | TRUE | wye
109 | LV_3340-58_0_5_load_122 | 143 | 0.0034797 | 0.0008721 | 0 | 0 |  | 1 | TRUE | wye
110 | LV_3340-58_0_5_load_124 | 144 | 0.0017501 | 0.00043861 | 0 | 0 |  | 1 | TRUE | wye
111 | LV_3340-58_0_5_load_193 | 146 | 0.0013104 | 0.00032842 | 0 | 0 |  | 1 | TRUE | wye
112 | LV_3340-58_0_5_load_194 | 147 | 0.0013294 | 0.00033318 | 0 | 0 |  | 1 | TRUE | wye
113 | LV_3340-58_0_5_load_128 | 148 | 0.00073503 | 0.00018422 | 0 | 0 |  | 1 | TRUE | wye
114 | LV_3340-58_0_5_load_129 | 149 | 0.00055788 | 0.00013982 | 0 | 0 |  | 1 | TRUE | wye
115 | LV_3340-58_0_5_load_130 | 150 | 0.0022616 | 0.00056681 | 0 | 0 |  | 1 | TRUE | wye
116 | LV_3340-58_0_5_load_190 | 151 | 0.0035688 | 0.00089443 | 0 | 0 |  | 1 | TRUE | wye
117 | LV_3340-58_0_5_load_131 | 152 | 0.00071412 | 0.00017897 | 0 | 0 |  | 1 | TRUE | wye
118 | LV_3340-58_0_5_load_132 | 154 | 0.0065817 | 0.0016495 | 0 | 0 |  | 1 | TRUE | wye
119 | LV_3340-58_0_5_load_140 | 157 | 0.0018983 | 0.00047575 | 0 | 0 |  | 1 | TRUE | wye
120 | LV_3340-58_0_5_load_191 | 158 | 0.0017422 | 0.00043664 | 0 | 0 |  | 1 | TRUE | wye
121 | LV_3340-58_0_5_load_192 | 159 | 0.0018222 | 0.00045669 | 0 | 0 |  | 1 | TRUE | wye
122 | LV_3340-58_0_5_load_143 | 160 | 0.0028959 | 0.00072577 | 0 | 0 |  | 1 | TRUE | wye
123 | LV_3340-58_0_5_load_144 | 161 | 0.002091 | 0.00052407 | 0 | 0 |  | 1 | TRUE | wye
124 | LV_3340-58_0_5_load_145 | 162 | 0.0022097 | 0.0005538 | 0 | 0 |  | 1 | TRUE | wye
125 | LV_3340-58_0_5_load_149 | 163 | 0.0024888 | 0.00062374 | 0 | 0 |  | 1 | TRUE | wye
126 | LV_3340-58_0_5_load_148 | 164 | 0.0024987 | 0.00062622 | 0 | 0 |  | 1 | TRUE | wye
127 | LV_3340-58_0_5_load_151 | 165 | 0.0012557 | 0.0003147 | 0 | 0 |  | 1 | TRUE | wye
128 | LV_3340-58_0_5_load_155 | 168 | 0.0013748 | 0.00034456 | 0 | 0 |  | 1 | TRUE | wye
129 | LV_3340-58_0_5_load_175 | 169 | 0.001653 | 0.00041428 | 0 | 0 |  | 1 | TRUE | wye
130 | LV_3340-58_0_5_load_179 | 171 | 0.0017671 | 0.00044288 | 0 | 0 |  | 1 | TRUE | wye
131 | LV_3340-58_0_5_load_156 | 172 | 0.0013535 | 0.00033923 | 0 | 0 |  | 1 | TRUE | wye
132 | LV_3340-58_0_5_load_176 | 173 | 0.00125 | 0.00031328 | 0 | 0 |  | 1 | TRUE | wye
133 | LV_3340-58_0_5_load_157 | 174 | 0.0014366 | 0.00036004 | 0 | 0 |  | 1 | TRUE | wye
134 | LV_3340-58_0_5_load_159 | 175 | 0.0014272 | 0.00035769 | 0 | 0 |  | 1 | TRUE | wye
135 | LV_3340-58_0_5_load_160 | 176 | 0.0014595 | 0.00036579 | 0 | 0 |  | 1 | TRUE | wye
136 | LV_3340-58_0_5_load_170 | 177 | 0.0018187 | 0.00045582 | 0 | 0 |  | 1 | TRUE | wye
137 | LV_3340-58_0_5_load_166 | 178 | 0.0013729 | 0.00034409 | 0 | 0 |  | 1 | TRUE | wye
138 | LV_3340-58_0_5_load_178 | 179 | 0.0015621 | 0.00039149 | 0 | 0 |  | 1 | TRUE | wye
139 | LV_3340-58_0_5_load_161 | 180 | 0.0014156 | 0.00035477 | 0 | 0 |  | 1 | TRUE | wye
140 | LV_3340-58_0_5_load_165 | 181 | 0.0033094 | 0.00082941 | 0 | 0 |  | 1 | TRUE | wye
141 | LV_3340-58_0_5_load_172 | 183 | 0.00096765 | 0.00024252 | 0 | 0 |  | 1 | TRUE | wye
142 | LV_3340-58_0_5_load_185 | 184 | 0.0014336 | 0.00035929 | 0 | 0 |  | 1 | TRUE | wye
143 | LV_3340-58_0_5_load_186 | 185 | 0.0014762 | 0.00036996 | 0 | 0 |  | 1 | TRUE | wye
144 | LV_3340-58_0_5_load_167 | 186 | 0.0015744 | 0.00039459 | 0 | 0 |  | 1 | TRUE | wye
145 | LV_3340-58_0_5_load_169 | 187 | 0.0014313 | 0.00035873 | 0 | 0 |  | 1 | TRUE | wye
146 | LV_3340-58_0_5_load_171 | 188 | 0.0033718 | 0.00084505 | 0 | 0 |  | 1 | TRUE | wye
147 | LV_3340-58_0_5_load_173 | 189 | 0.0010204 | 0.00025574 | 0 | 0 |  | 1 | TRUE | wye
148 | LV_3340-58_0_5_load_177 | 190 | 0.0024763 | 0.00062061 | 0 | 0 |  | 1 | TRUE | wye
149 | LV_3340-58_0_5_load_187 | 191 | 0.0020422 | 0.00051183 | 0 | 0 |  | 1 | TRUE | wye
150 | LV_3340-58_0_5_load_188 | 192 | 0.0015414 | 0.00038632 | 0 | 0 |  | 1 | TRUE | wye
151 | LV_3340-58_0_5_load_180 | 193 | 0.0010831 | 0.00027144 | 0 | 0 |  | 1 | TRUE | wye
152 | LV_3340-58_0_5_load_181 | 194 | 0.002165 | 0.00054259 | 0 | 0 |  | 1 | TRUE | wye
153 | LV_3340-58_0_5_load_182 | 195 | 0.0013832 | 0.00034666 | 0 | 0 |  | 1 | TRUE | wye
154 | LV_3340-58_0_5_load_183 | 196 | 0.0020674 | 0.00051815 | 0 | 0 |  | 1 | TRUE | wye
155 | LV_3340-58_0_5_load_184 | 197 | 0.0017838 | 0.00044707 | 0 | 0 |  | 1 | TRUE | wye
156 | LV_3340-58_0_5_load_195 | 198 | 0.0015803 | 0.00039607 | 0 | 0 |  | 1 | TRUE | wye

## ext_grid
| name | bus | vm_pu | va_degree | slack_weight | in_service
0 |  | 76 | 1 | 0 | 1 | TRUE

## line
| name | std_type | from_bus | to_bus | length_km | r_ohm_per_km | x_ohm_per_km | c_nf_per_km | g_us_per_km | max_i_ka | df | parallel | type | in_service
0 | LV_3340-58_0_5_line_0 |  | 0 | 1 | 0.072614 | 0.125 | 0.08 | 261 | 0 | 0.364 | 1 | 1 | cs | TRUE
1 | LV_3340-58_0_5_line_1 |  | 1 | 2 | 0.020656 | 0.125 | 0.08 | 261 | 0 | 0.364 | 1 | 1 | cs | TRUE
2 | LV_3340-58_0_5_line_2 |  | 2 | 38 | 0.046025 | 0.125 | 0.08 | 261 | 0 | 0.364 | 1 | 1 | cs | TRUE
3 | LV_3340-58_0_5_line_3 |  | 3 | 4 | 0.006526 | 0.125 | 0.08 | 261 | 0 | 0.364 | 1 | 4 | cs | TRUE
4 | LV_3340-58_0_5_line_4 |  | 3 | 5 | 0.033369 | 0.125 | 0.08 | 261 | 0 | 0.364 | 1 | 4 | cs | TRUE
5 | LV_3340-58_0_5_line_5 |  | 3 | 6 | 0.041803 | 0.125 | 0.08 | 261 | 0 | 0.364 | 1 | 1 | cs | TRUE
6 | LV_3340-58_0_5_line_6 |  | 4 | 7 | 0.008521 | 0.125 | 0.08 | 261 | 0 | 0.364 | 1 | 4 | cs | TRUE
7 | LV_3340-58_0_5_line_7 |  | 5 | 8 | 0.010843 | 0.125 | 0.08 | 261 | 0 | 0.364 | 1 | 4 | cs | TRUE
8 | LV_3340-58_0_5_line_8 |  | 6 | 9 | 0.048314 | 0.125 | 0.08 | 261 | 0 | 0.364 | 1 | 1 | cs | TRUE
9 | LV_3340-58_0_5_line_9 |  | 7 | 10 | 0.019665 | 0.125 | 0.08 | 261 | 0 | 0.364 | 1 | 1 | cs | TRUE
10 | LV_3340-58_0_5_line_10 |  | 7 | 11 | 0.014509 | 0.125 | 0.08 | 261 | 0 | 0.364 | 1 | 4 | cs | TRUE
11 | LV_3340-58_0_5_line_11 |  | 8 | 14 | 0.032405 | 0.125 | 0.08 | 261 | 0 | 0.364 | 1 | 4 | cs | TRUE
12 | LV_3340-58_0_5_line_12 |  | 9 | 15 | 0.013966 | 0.125 | 0.08 | 261 | 0 | 0.364 | 1 | 1 | cs | TRUE
13 | LV_3340-58_0_5_line_13 |  | 11 | 52 | 0.012536 | 0.125 | 0.08 | 261 | 0 | 0.364 | 1 | 1 | cs | TRUE
14 | LV_3340-58_0_5_line_14 |  | 11 | 47 | 0.037702 | 0.125 | 0.08 | 261 | 0 | 0.364 | 1 | 4 | cs | TRUE
15 | LV_3340-58_0_5_line_15 |  | 12 | 13 | 0.02065 | 0.125 | 0.08 | 261 | 0 | 0.364 | 1 | 1 | cs | TRUE
16 | LV_3340-58_0_5_line_16 |  | 13 | 79 | 0.043476 | 0.125 | 0.08 | 261 | 0 | 0.364 | 1 | 1 | cs | TRUE
17 | LV_3340-58_0_5_line_17 |  | 14 | 16 | 0.036297 | 0.125 | 0.08 | 261 | 0 | 0.364 | 1 | 4 | cs | TRUE
18 | LV_3340-58_0_5_line_18 |  | 15 | 141 | 0.042554 | 0.125 | 0.08 | 261 | 0 | 0.364 | 1 | 1 | cs | TRUE
19 | LV_3340-58_0_5_line_19 |  | 16 | 17 | 0.013021 | 0.125 | 0.08 | 261 | 0 | 0.364 | 1 | 1 | cs | TRUE
20 | LV_3340-58_0_5_line_20 |  | 16 | 18 | 0.015788 | 0.125 | 0.08 | 261 | 0 | 0.364 | 1 | 4 | cs | TRUE
21 | LV_3340-58_0_5_line_21 |  | 17 | 19 | 0.0167 | 0.125 | 0.08 | 261 | 0 | 0.364 | 1 | 1 | cs | TRUE
22 | LV_3340-58_0_5_line_22 |  | 18 | 20 | 0.0076738 | 0.125 | 0.08 | 261 | 0 | 0.364 | 1 | 4 | cs | TRUE
23 | LV_3340-58_0_5_line_23 |  | 19 | 21 | 0.026318 | 0.125 | 0.08 | 261 | 0 | 0.364 | 1 | 1 | cs | TRUE
24 | LV_3340-58_0_5_line_24 |  | 20 | 22 | 0.0028438 | 0.125 | 0.08 | 261 | 0 | 0.364 | 1 | 4 | cs | TRUE
25 | LV_3340-58_0_5_line_25 |  | 21 | 26 | 0.023713 | 0.125 | 0.08 | 261 | 0 | 0.364 | 1 | 1 | cs | TRUE
26 | LV_3340-58_0_5_line_26 |  | 22 | 23 | 0.015968 | 0.125 | 0.08 | 261 | 0 | 0.364 | 1 | 4 | cs | TRUE
27 | LV_3340-58_0_5_line_27 |  | 23 | 24 | 0.028097 | 0.125 | 0.08 | 261 | 0 | 0.364 | 1 | 4 | cs | TRUE
28 | LV_3340-58_0_5_line_28 |  | 23 | 29 | 0.02075 | 0.125 | 0.08 | 261 | 0 | 0.364 | 1 | 1 | cs | TRUE
29 | LV_3340-58_0_5_line_29 |  | 24 | 25 | 0.042465 | 0.125 | 0.08 | 261 | 0 | 0.364 | 1 | 4 | cs | TRUE
30 | LV_3340-58_0_5_line_30 |  | 25 | 27 | 0.02407 | 0.125 | 0.08 | 261 | 0 | 0.364 | 1 | 1 | cs | TRUE
31 | LV_3340-58_0_5_line_31 |  | 25 | 28 | 0.011109 | 0.125 | 0.08 | 261 | 0 | 0.364 | 1 | 4 | cs | TRUE
32 | LV_3340-58_0_5_line_32 |  | 27 | 125 | 0.0074735 | 0.125 | 0.08 | 261 | 0 | 0.364 | 1 | 1 | cs | TRUE
33 | LV_3340-58_0_5_line_33 |  | 28 | 128 | 0.007919 | 0.125 | 0.08 | 261 | 0 | 0.364 | 1 | 4 | cs | TRUE
34 | LV_3340-58_0_5_line_34 |  | 29 | 30 | 0.0076962 | 0.125 | 0.08 | 261 | 0 | 0.364 | 1 | 1 | cs | TRUE
35 | LV_3340-58_0_5_line_35 |  | 30 | 31 | 0.011958 | 0.125 | 0.08 | 261 | 0 | 0.364 | 1 | 1 | cs | TRUE
36 | LV_3340-58_0_5_line_36 |  | 31 | 32 | 0.00024081 | 0.125 | 0.08 | 261 | 0 | 0.364 | 1 | 1 | cs | TRUE
37 | LV_3340-58_0_5_line_37 |  | 32 | 33 | 0.001409 | 0.125 | 0.08 | 261 | 0 | 0.364 | 1 | 1 | cs | TRUE
38 | LV_3340-58_0_5_line_38 |  | 34 | 35 | 0.024617 | 0.125 | 0.08 | 261 | 0 | 0.364 | 1 | 1 | cs | TRUE
39 | LV_3340-58_0_5_line_39 |  | 35 | 36 | 0.027867 | 0.125 | 0.08 | 261 | 0 | 0.364 | 1 | 1 | cs | TRUE
40 | LV_3340-58_0_5_line_40 |  | 36 | 37 | 0.013857 | 0.125 | 0.08 | 261 | 0 | 0.364 | 1 | 1 | cs | TRUE
41 | LV_3340-58_0_5_line_41 |  | 36 | 38 | 0.011725 | 0.125 | 0.08 | 261 | 0 | 0.364 | 1 | 1 | cs | TRUE
42 | LV_3340-58_0_5_line_42 |  | 36 | 39 | 0.01324 | 0.125 | 0.08 | 261 | 0 | 0.364 | 1 | 1 | cs | TRUE
43 | LV_3340-58_0_5_line_43 |  | 38 | 40 | 0.037869 | 0.125 | 0.08 | 261 | 0 | 0.364 | 1 | 1 | cs | TRUE
44 | LV_3340-58_0_5_line_44 |  | 39 | 44 | 0.016569 | 0.125 | 0.08 | 261 | 0 | 0.364 | 1 | 1 | cs | TRUE
45 | LV_3340-58_0_5_line_45 |  | 41 | 42 | 0.002205 | 0.125 | 0.08 | 261 | 0 | 0.364 | 1 | 1 | cs | TRUE
46 | LV_3340-58_0_5_line_46 |  | 41 | 43 | 0.017097 | 0.125 | 0.08 | 261 | 0 | 0.364 | 1 | 1 | cs | TRUE
47 | LV_3340-58_0_5_line_47 |  | 42 | 59 | 0.028817 | 0.125 | 0.08 | 261 | 0 | 0.364 | 1 | 1 | cs | TRUE
48 | LV_3340-58_0_5_line_48 |  | 42 | 50 | 0.035226 | 0.125 | 0.08 | 261 | 0 | 0.364 | 1 | 1 | cs | TRUE
49 | LV_3340-58_0_5_line_49 |  | 44 | 60 | 0.011942 | 0.125 | 0.08 | 261 | 0 | 0.364 | 1 | 1 | cs | TRUE
50 | LV_3340-58_0_5_line_50 |  | 45 | 46 | 0.010574 | 0.125 | 0.08 | 261 | 0 | 0.364 | 1 | 4 | cs | TRUE
51 | LV_3340-58_0_5_line_51 |  | 45 | 47 | 0.028917 | 0.125 | 0.08 | 261 | 0 | 0.364 | 1 | 4 | cs | TRUE
52 | LV_3340-58_0_5_line_52 |  | 46 | 48 | 0.015298 | 0.125 | 0.08 | 261 | 0 | 0.364 | 1 | 4 | cs | TRUE
53 | LV_3340-58_0_5_line_53 |  | 47 | 49 | 0.023231 | 0.125 | 0.08 | 261 | 0 | 0.364 | 1 | 4 | cs | TRUE
54 | LV_3340-58_0_5_line_54 |  | 47 | 50 | 0.038136 | 0.125 | 0.08 | 261 | 0 | 0.364 | 1 | 1 | cs | TRUE
55 | LV_3340-58_0_5_line_55 |  | 48 | 51 | 0.009449 | 0.125 | 0.08 | 261 | 0 | 0.364 | 1 | 4 | cs | TRUE
56 | LV_3340-58_0_5_line_56 |  | 49 | 53 | 0.0061783 | 0.125 | 0.08 | 261 | 0 | 0.364 | 1 | 4 | cs | TRUE
57 | LV_3340-58_0_5_line_57 |  | 50 | 54 | 0.034389 | 0.125 | 0.08 | 261 | 0 | 0.364 | 1 | 1 | cs | TRUE
58 | LV_3340-58_0_5_line_58 |  | 51 | 55 | 0.013949 | 0.125 | 0.08 | 261 | 0 | 0.364 | 1 | 4 | cs | TRUE
59 | LV_3340-58_0_5_line_59 |  | 51 | 56 | 0.014775 | 0.125 | 0.08 | 261 | 0 | 0.364 | 1 | 1 | cs | TRUE
60 | LV_3340-58_0_5_line_60 |  | 53 | 57 | 0.027738 | 0.125 | 0.08 | 261 | 0 | 0.364 | 1 | 1 | cs | TRUE
61 | LV_3340-58_0_5_line_61 |  | 53 | 58 | 0.019321 | 0.125 | 0.08 | 261 | 0 | 0.364 | 1 | 4 | cs | TRUE
62 | LV_3340-58_0_5_line_62 |  | 55 | 70 | 0.015639 | 0.125 | 0.08 | 261 | 0 | 0.364 | 1 | 4 | cs | TRUE
63 | LV_3340-58_0_5_line_63 |  | 57 | 78 | 0.00056977 | 0.125 | 0.08 | 261 | 0 | 0.364 | 1 | 1 | cs | TRUE
64 | LV_3340-58_0_5_line_64 |  | 58 | 76 | 0.0088635 | 0.125 | 0.08 | 261 | 0 | 0.364 | 1 | 4 | cs | TRUE
65 | LV_3340-58_0_5_line_65 |  | 60 | 61 | 0.027946 | 0.125 | 0.08 | 261 | 0 | 0.364 | 1 | 1 | cs | TRUE
66 | LV_3340-58_0_5_line_66 |  | 61 | 62 | 0.029738 | 0.125 | 0.08 | 261 | 0 | 0.364 | 1 | 1 | cs | TRUE
67 | LV_3340-58_0_5_line_67 |  | 62 | 63 | 0.015152 | 0.125 | 0.08 | 261 | 0 | 0.364 | 1 | 1 | cs | TRUE
68 | LV_3340-58_0_5_line_68 |  | 62 | 64 | 0.014379 | 0.125 | 0.08 | 261 | 0 | 0.364 | 1 | 1 | cs | TRUE
69 | LV_3340-58_0_5_line_69 |  | 63 | 65 | 0.01662 | 0.125 | 0.08 | 261 | 0 | 0.364 | 1 | 1 | cs | TRUE
70 | LV_3340-58_0_5_line_70 |  | 64 | 66 | 0.013629 | 0.125 | 0.08 | 261 | 0 | 0.364 | 1 | 1 | cs | TRUE
71 | LV_3340-58_0_5_line_71 |  | 66 | 67 | 0.0054149 | 0.125 | 0.08 | 261 | 0 | 0.364 | 1 | 1 | cs | TRUE
72 | LV_3340-58_0_5_line_72 |  | 67 | 68 | 0.0057794 | 0.125 | 0.08 | 261 | 0 | 0.364 | 1 | 1 | cs | TRUE
73 | LV_3340-58_0_5_line_73 |  | 68 | 69 | 0.0083177 | 0.125 | 0.08 | 261 | 0 | 0.364 | 1 | 1 | cs | TRUE
74 | LV_3340-58_0_5_line_74 |  | 69 | 155 | 0.0090125 | 0.125 | 0.08 | 261 | 0 | 0.364 | 1 | 1 | cs | TRUE
75 | LV_3340-58_0_5_line_75 |  | 70 | 164 | 0.017975 | 0.125 | 0.08 | 261 | 0 | 0.364 | 1 | 4 | cs | TRUE
76 | LV_3340-58_0_5_line_76 |  | 71 | 72 | 0.022974 | 0.125 | 0.08 | 261 | 0 | 0.364 | 1 | 1 | cs | TRUE
77 | LV_3340-58_0_5_line_77 |  | 71 | 73 | 0.029466 | 0.125 | 0.08 | 261 | 0 | 0.364 | 1 | 1 | cs | TRUE
78 | LV_3340-58_0_5_line_78 |  | 72 | 155 | 0.012368 | 0.125 | 0.08 | 261 | 0 | 0.364 | 1 | 1 | cs | TRUE
79 | LV_3340-58_0_5_line_79 |  | 73 | 156 | 0.018822 | 0.125 | 0.08 | 261 | 0 | 0.364 | 1 | 2 | cs | TRUE
80 | LV_3340-58_0_5_line_80 |  | 74 | 75 | 0.0072819 | 0.125 | 0.08 | 261 | 0 | 0.364 | 1 | 1 | cs | TRUE
81 | LV_3340-58_0_5_line_81 |  | 75 | 160 | 0.017479 | 0.125 | 0.08 | 261 | 0 | 0.364 | 1 | 1 | cs | TRUE
82 | LV_3340-58_0_5_line_82 |  | 76 | 77 | 0.00048092 | 0.125 | 0.08 | 261 | 0 | 0.364 | 1 | 1 | cs | TRUE
83 | LV_3340-58_0_5_line_83 |  | 78 | 95 | 0.019649 | 0.125 | 0.08 | 261 | 0 | 0.364 | 1 | 1 | cs | TRUE
84 | LV_3340-58_0_5_line_84 |  | 79 | 80 | 0.016619 | 0.125 | 0.08 | 261 | 0 | 0.364 | 1 | 1 | cs | TRUE
85 | LV_3340-58_0_5_line_85 |  | 79 | 81 | 0.058927 | 0.125 | 0.08 | 261 | 0 | 0.364 | 1 | 1 | cs | TRUE
86 | LV_3340-58_0_5_line_86 |  | 80 | 82 | 0.010467 | 0.125 | 0.08 | 261 | 0 | 0.364 | 1 | 1 | cs | TRUE
87 | LV_3340-58_0_5_line_87 |  | 81 | 83 | 0.016425 | 0.125 | 0.08 | 261 | 0 | 0.364 | 1 | 1 | cs | TRUE
88 | LV_3340-58_0_5_line_88 |  | 82 | 84 | 0.0039997 | 0.125 | 0.08 | 261 | 0 | 0.364 | 1 | 1 | cs | TRUE
89 | LV_3340-58_0_5_line_89 |  | 83 | 94 | 0.031772 | 0.125 | 0.08 | 261 | 0 | 0.364 | 1 | 2 | cs | TRUE
90 | LV_3340-58_0_5_line_90 |  | 85 | 86 | 0.0089895 | 0.125 | 0.08 | 261 | 0 | 0.364 | 1 | 1 | cs | TRUE
91 | LV_3340-58_0_5_line_91 |  | 85 | 87 | 0.010153 | 0.125 | 0.08 | 261 | 0 | 0.364 | 1 | 1 | cs | TRUE
92 | LV_3340-58_0_5_line_92 |  | 86 | 88 | 0.015333 | 0.125 | 0.08 | 261 | 0 | 0.364 | 1 | 1 | cs | TRUE
93 | LV_3340-58_0_5_line_93 |  | 87 | 89 | 0.013204 | 0.125 | 0.08 | 261 | 0 | 0.364 | 1 | 1 | cs | TRUE
94 | LV_3340-58_0_5_line_94 |  | 88 | 90 | 0.031361 | 0.125 | 0.08 | 261 | 0 | 0.364 | 1 | 1 | cs | TRUE
95 | LV_3340-58_0_5_line_95 |  | 89 | 91 | 0.019656 | 0.125 | 0.08 | 261 | 0 | 0.364 | 1 | 1 | cs | TRUE
96 | LV_3340-58_0_5_line_96 |  | 90 | 92 | 0.032362 | 0.125 | 0.08 | 261 | 0 | 0.364 | 1 | 1 | cs | TRUE
97 | LV_3340-58_0_5_line_97 |  | 91 | 93 | 0.020644 | 0.125 | 0.08 | 261 | 0 | 0.364 | 1 | 1 | cs | TRUE
98 | LV_3340-58_0_5_line_98 |  | 92 | 100 | 0.00643 | 0.125 | 0.08 | 261 | 0 | 0.364 | 1 | 1 | cs | TRUE
99 | LV_3340-58_0_5_line_99 |  | 92 | 99 | 0.040843 | 0.125 | 0.08 | 261 | 0 | 0.364 | 1 | 1 | cs | TRUE
100 | LV_3340-58_0_5_line_100 |  | 94 | 110 | 0.012227 | 0.125 | 0.08 | 261 | 0 | 0.364 | 1 | 4 | cs | TRUE
101 | LV_3340-58_0_5_line_101 |  | 95 | 96 | 0.041197 | 0.125 | 0.08 | 261 | 0 | 0.364 | 1 | 1 | cs | TRUE
102 | LV_3340-58_0_5_line_102 |  | 95 | 97 | 0.0060233 | 0.125 | 0.08 | 261 | 0 | 0.364 | 1 | 1 | cs | TRUE
103 | LV_3340-58_0_5_line_103 |  | 96 | 98 | 0.00066564 | 0.125 | 0.08 | 261 | 0 | 0.364 | 1 | 1 | cs | TRUE
104 | LV_3340-58_0_5_line_104 |  | 97 | 99 | 0.011284 | 0.125 | 0.08 | 261 | 0 | 0.364 | 1 | 1 | cs | TRUE
105 | LV_3340-58_0_5_line_105 |  | 100 | 101 | 0.024015 | 0.125 | 0.08 | 261 | 0 | 0.364 | 1 | 1 | cs | TRUE
106 | LV_3340-58_0_5_line_106 |  | 100 | 102 | 0.017865 | 0.125 | 0.08 | 261 | 0 | 0.364 | 1 | 1 | cs | TRUE
107 | LV_3340-58_0_5_line_107 |  | 101 | 169 | 8.0482e-05 | 0.125 | 0.08 | 261 | 0 | 0.364 | 1 | 1 | cs | TRUE
108 | LV_3340-58_0_5_line_108 |  | 102 | 165 | 0.0057553 | 0.125 | 0.08 | 261 | 0 | 0.364 | 1 | 1 | cs | TRUE
109 | LV_3340-58_0_5_line_109 |  | 103 | 104 | 0.057808 | 0.125 | 0.08 | 261 | 0 | 0.364 | 1 | 1 | cs | TRUE
110 | LV_3340-58_0_5_line_110 |  | 104 | 105 | 0.037504 | 0.125 | 0.08 | 261 | 0 | 0.364 | 1 | 1 | cs | TRUE
111 | LV_3340-58_0_5_line_111 |  | 105 | 106 | 0.03185 | 0.125 | 0.08 | 261 | 0 | 0.364 | 1 | 1 | cs | TRUE
112 | LV_3340-58_0_5_line_112 |  | 106 | 148 | 0.012098 | 0.125 | 0.08 | 261 | 0 | 0.364 | 1 | 1 | cs | TRUE
113 | LV_3340-58_0_5_line_113 |  | 106 | 149 | 0.031976 | 0.125 | 0.08 | 261 | 0 | 0.364 | 1 | 1 | cs | TRUE
114 | LV_3340-58_0_5_line_114 |  | 107 | 108 | 0.032486 | 0.125 | 0.08 | 261 | 0 | 0.364 | 1 | 4 | cs | TRUE
115 | LV_3340-58_0_5_line_115 |  | 107 | 109 | 0.0077243 | 0.125 | 0.08 | 261 | 0 | 0.364 | 1 | 4 | cs | TRUE
116 | LV_3340-58_0_5_line_116 |  | 108 | 110 | 0.018089 | 0.125 | 0.08 | 261 | 0 | 0.364 | 1 | 4 | cs | TRUE
117 | LV_3340-58_0_5_line_117 |  | 109 | 111 | 0.012811 | 0.125 | 0.08 | 261 | 0 | 0.364 | 1 | 4 | cs | TRUE
118 | LV_3340-58_0_5_line_118 |  | 111 | 112 | 0.013718 | 0.125 | 0.08 | 261 | 0 | 0.364 | 1 | 4 | cs | TRUE
119 | LV_3340-58_0_5_line_119 |  | 112 | 113 | 0.0091548 | 0.125 | 0.08 | 261 | 0 | 0.364 | 1 | 4 | cs | TRUE
120 | LV_3340-58_0_5_line_120 |  | 113 | 135 | 0.018863 | 0.125 | 0.08 | 261 | 0 | 0.364 | 1 | 1 | cs | TRUE
121 | LV_3340-58_0_5_line_121 |  | 113 | 138 | 0.021699 | 0.125 | 0.08 | 261 | 0 | 0.364 | 1 | 4 | cs | TRUE
122 | LV_3340-58_0_5_line_122 |  | 114 | 115 | 0.078413 | 0.125 | 0.08 | 261 | 0 | 0.364 | 1 | 1 | cs | TRUE
123 | LV_3340-58_0_5_line_123 |  | 114 | 116 | 0.018388 | 0.125 | 0.08 | 261 | 0 | 0.364 | 1 | 4 | cs | TRUE
124 | LV_3340-58_0_5_line_124 |  | 114 | 117 | 0.023721 | 0.125 | 0.08 | 261 | 0 | 0.364 | 1 | 4 | cs | TRUE
125 | LV_3340-58_0_5_line_125 |  | 115 | 137 | 0.046493 | 0.125 | 0.08 | 261 | 0 | 0.364 | 1 | 1 | cs | TRUE
126 | LV_3340-58_0_5_line_126 |  | 116 | 140 | 0.0032903 | 0.125 | 0.08 | 261 | 0 | 0.364 | 1 | 4 | cs | TRUE
127 | LV_3340-58_0_5_line_127 |  | 117 | 127 | 0.024541 | 0.125 | 0.08 | 261 | 0 | 0.364 | 1 | 4 | cs | TRUE
128 | LV_3340-58_0_5_line_128 |  | 118 | 119 | 0.026984 | 0.125 | 0.08 | 261 | 0 | 0.364 | 1 | 1 | cs | TRUE
129 | LV_3340-58_0_5_line_129 |  | 118 | 120 | 0.019641 | 0.125 | 0.08 | 261 | 0 | 0.364 | 1 | 1 | cs | TRUE
130 | LV_3340-58_0_5_line_130 |  | 119 | 121 | 0.027882 | 0.125 | 0.08 | 261 | 0 | 0.364 | 1 | 1 | cs | TRUE
131 | LV_3340-58_0_5_line_131 |  | 120 | 122 | 0.01789 | 0.125 | 0.08 | 261 | 0 | 0.364 | 1 | 1 | cs | TRUE
132 | LV_3340-58_0_5_line_132 |  | 122 | 123 | 0.02322 | 0.125 | 0.08 | 261 | 0 | 0.364 | 1 | 4 | cs | TRUE
133 | LV_3340-58_0_5_line_133 |  | 122 | 124 | 0.013814 | 0.125 | 0.08 | 261 | 0 | 0.364 | 1 | 4 | cs | TRUE
134 | LV_3340-58_0_5_line_134 |  | 123 | 126 | 0.0080815 | 0.125 | 0.08 | 261 | 0 | 0.364 | 1 | 4 | cs | TRUE
135 | LV_3340-58_0_5_line_135 |  | 124 | 127 | 0.0041391 | 0.125 | 0.08 | 261 | 0 | 0.364 | 1 | 4 | cs | TRUE
136 | LV_3340-58_0_5_line_136 |  | 126 | 143 | 8.8079e-05 | 0.125 | 0.08 | 261 | 0 | 0.364 | 1 | 4 | cs | TRUE
137 | LV_3340-58_0_5_line_137 |  | 128 | 129 | 0.012989 | 0.125 | 0.08 | 261 | 0 | 0.364 | 1 | 4 | cs | TRUE
138 | LV_3340-58_0_5_line_138 |  | 129 | 130 | 0.021873 | 0.125 | 0.08 | 261 | 0 | 0.364 | 1 | 4 | cs | TRUE
139 | LV_3340-58_0_5_line_139 |  | 130 | 131 | 0.0087669 | 0.125 | 0.08 | 261 | 0 | 0.364 | 1 | 4 | cs | TRUE
140 | LV_3340-58_0_5_line_140 |  | 131 | 132 | 0.008006 | 0.125 | 0.08 | 261 | 0 | 0.364 | 1 | 4 | cs | TRUE
141 | LV_3340-58_0_5_line_141 |  | 132 | 198 | 0.010408 | 0.125 | 0.08 | 261 | 0 | 0.364 | 1 | 4 | cs | TRUE
142 | LV_3340-58_0_5_line_142 |  | 133 | 134 | 0.0019926 | 0.125 | 0.08 | 261 | 0 | 0.364 | 1 | 1 | cs | TRUE
143 | LV_3340-58_0_5_line_143 |  | 133 | 135 | 0.024747 | 0.125 | 0.08 | 261 | 0 | 0.364 | 1 | 1 | cs | TRUE
144 | LV_3340-58_0_5_line_144 |  | 134 | 136 | 0.0067489 | 0.125 | 0.08 | 261 | 0 | 0.364 | 1 | 1 | cs | TRUE
145 | LV_3340-58_0_5_line_145 |  | 138 | 139 | 0.0069965 | 0.125 | 0.08 | 261 | 0 | 0.364 | 1 | 4 | cs | TRUE
146 | LV_3340-58_0_5_line_146 |  | 139 | 140 | 0.019807 | 0.125 | 0.08 | 261 | 0 | 0.364 | 1 | 4 | cs | TRUE
147 | LV_3340-58_0_5_line_147 |  | 141 | 142 | 0.0044729 | 0.125 | 0.08 | 261 | 0 | 0.364 | 1 | 1 | cs | TRUE
148 | LV_3340-58_0_5_line_148 |  | 143 | 144 | 0.011653 | 0.125 | 0.08 | 261 | 0 | 0.364 | 1 | 4 | cs | TRUE
149 | LV_3340-58_0_5_line_149 |  | 144 | 145 | 0.0055427 | 0.125 | 0.08 | 261 | 0 | 0.364 | 1 | 4 | cs | TRUE
150 | LV_3340-58_0_5_line_150 |  | 145 | 146 | 0.0065653 | 0.125 | 0.08 | 261 | 0 | 0.364 | 1 | 4 | cs | TRUE
151 | LV_3340-58_0_5_line_151 |  | 146 | 147 | 0.0078684 | 0.125 | 0.08 | 261 | 0 | 0.364 | 1 | 4 | cs | TRUE
152 | LV_3340-58_0_5_line_152 |  | 147 | 198 | 0.012619 | 0.125 | 0.08 | 261 | 0 | 0.364 | 1 | 4 | cs | TRUE
153 | LV_3340-58_0_5_line_153 |  | 148 | 150 | 0.0090267 | 0.125 | 0.08 | 261 | 0 | 0.364 | 1 | 1 | cs | TRUE
154 | LV_3340-58_0_5_line_154 |  | 149 | 151 | 0.008233 | 0.125 | 0.08 | 261 | 0 | 0.364 | 1 | 1 | cs | TRUE
155 | LV_3340-58_0_5_line_155 |  | 150 | 152 | 0.0035919 | 0.125 | 0.08 | 261 | 0 | 0.364 | 1 | 1 | cs | TRUE
156 | LV_3340-58_0_5_line_156 |  | 151 | 153 | 0.024206 | 0.125 | 0.08 | 261 | 0 | 0.364 | 1 | 1 | cs | TRUE
157 | LV_3340-58_0_5_line_157 |  | 152 | 154 | 0.0094064 | 0.125 | 0.08 | 261 | 0 | 0.364 | 1 | 1 | cs | TRUE
158 | LV_3340-58_0_5_line_158 |  | 153 | 192 | 0.019936 | 0.125 | 0.08 | 261 | 0 | 0.364 | 1 | 1 | cs | TRUE
159 | LV_3340-58_0_5_line_159 |  | 156 | 157 | 0.020789 | 0.125 | 0.08 | 261 | 0 | 0.364 | 1 | 4 | cs | TRUE
160 | LV_3340-58_0_5_line_160 |  | 157 | 158 | 0.0056503 | 0.125 | 0.08 | 261 | 0 | 0.364 | 1 | 4 | cs | TRUE
161 | LV_3340-58_0_5_line_161 |  | 158 | 159 | 0.0028915 | 0.125 | 0.08 | 261 | 0 | 0.364 | 1 | 4 | cs | TRUE
162 | LV_3340-58_0_5_line_162 |  | 159 | 161 | 0.0055265 | 0.125 | 0.08 | 261 | 0 | 0.364 | 1 | 4 | cs | TRUE
163 | LV_3340-58_0_5_line_163 |  | 160 | 161 | 0.0064202 | 0.125 | 0.08 | 261 | 0 | 0.364 | 1 | 4 | cs | TRUE
164 | LV_3340-58_0_5_line_164 |  | 160 | 162 | 0.0051456 | 0.125 | 0.08 | 261 | 0 | 0.364 | 1 | 4 | cs | TRUE
165 | LV_3340-58_0_5_line_165 |  | 162 | 163 | 0.0038747 | 0.125 | 0.08 | 261 | 0 | 0.364 | 1 | 4 | cs | TRUE
166 | LV_3340-58_0_5_line_166 |  | 163 | 164 | 0.0041918 | 0.125 | 0.08 | 261 | 0 | 0.364 | 1 | 4 | cs | TRUE
167 | LV_3340-58_0_5_line_167 |  | 165 | 166 | 0.0055132 | 0.125 | 0.08 | 261 | 0 | 0.364 | 1 | 1 | cs | TRUE
168 | LV_3340-58_0_5_line_168 |  | 166 | 167 | 0.017054 | 0.125 | 0.08 | 261 | 0 | 0.364 | 1 | 1 | cs | TRUE
169 | LV_3340-58_0_5_line_169 |  | 166 | 168 | 0.01182 | 0.125 | 0.08 | 261 | 0 | 0.364 | 1 | 1 | cs | TRUE
170 | LV_3340-58_0_5_line_170 |  | 167 | 170 | 0.01257 | 0.125 | 0.08 | 261 | 0 | 0.364 | 1 | 1 | cs | TRUE
171 | LV_3340-58_0_5_line_171 |  | 167 | 171 | 0.011921 | 0.125 | 0.08 | 261 | 0 | 0.364 | 1 | 1 | cs | TRUE
172 | LV_3340-58_0_5_line_172 |  | 168 | 172 | 0.0014146 | 0.125 | 0.08 | 261 | 0 | 0.364 | 1 | 1 | cs | TRUE
173 | LV_3340-58_0_5_line_173 |  | 169 | 173 | 0.028128 | 0.125 | 0.08 | 261 | 0 | 0.364 | 1 | 1 | cs | TRUE
174 | LV_3340-58_0_5_line_174 |  | 170 | 177 | 0.026126 | 0.125 | 0.08 | 261 | 0 | 0.364 | 1 | 1 | cs | TRUE
175 | LV_3340-58_0_5_line_175 |  | 170 | 178 | 0.011424 | 0.125 | 0.08 | 261 | 0 | 0.364 | 1 | 1 | cs | TRUE
176 | LV_3340-58_0_5_line_176 |  | 171 | 179 | 0.0014619 | 0.125 | 0.08 | 261 | 0 | 0.364 | 1 | 1 | cs | TRUE
177 | LV_3340-58_0_5_line_177 |  | 172 | 174 | 0.0040404 | 0.125 | 0.08 | 261 | 0 | 0.364 | 1 | 1 | cs | TRUE
178 | LV_3340-58_0_5_line_178 |  | 173 | 190 | 0.00083008 | 0.125 | 0.08 | 261 | 0 | 0.364 | 1 | 1 | cs | TRUE
179 | LV_3340-58_0_5_line_179 |  | 174 | 175 | 0.0022508 | 0.125 | 0.08 | 261 | 0 | 0.364 | 1 | 1 | cs | TRUE
180 | LV_3340-58_0_5_line_180 |  | 175 | 176 | 0.0022034 | 0.125 | 0.08 | 261 | 0 | 0.364 | 1 | 1 | cs | TRUE
181 | LV_3340-58_0_5_line_181 |  | 176 | 180 | 0.0055068 | 0.125 | 0.08 | 261 | 0 | 0.364 | 1 | 1 | cs | TRUE
182 | LV_3340-58_0_5_line_182 |  | 177 | 182 | 0.0041005 | 0.125 | 0.08 | 261 | 0 | 0.364 | 1 | 1 | cs | TRUE
183 | LV_3340-58_0_5_line_183 |  | 178 | 186 | 0.0083606 | 0.125 | 0.08 | 261 | 0 | 0.364 | 1 | 1 | cs | TRUE
184 | LV_3340-58_0_5_line_184 |  | 179 | 193 | 0.0051983 | 0.125 | 0.08 | 261 | 0 | 0.364 | 1 | 1 | cs | TRUE
185 | LV_3340-58_0_5_line_185 |  | 180 | 181 | 0.0097733 | 0.125 | 0.08 | 261 | 0 | 0.364 | 1 | 1 | cs | TRUE
186 | LV_3340-58_0_5_line_186 |  | 182 | 183 | 0.011616 | 0.125 | 0.08 | 261 | 0 | 0.364 | 1 | 1 | cs | TRUE
187 | LV_3340-58_0_5_line_187 |  | 183 | 189 | 0.0082726 | 0.125 | 0.08 | 261 | 0 | 0.364 | 1 | 1 | cs | TRUE
188 | LV_3340-58_0_5_line_188 |  | 184 | 185 | 0.020553 | 0.125 | 0.08 | 261 | 0 | 0.364 | 1 | 1 | cs | TRUE
189 | LV_3340-58_0_5_line_189 |  | 185 | 197 | 0.0011944 | 0.125 | 0.08 | 261 | 0 | 0.364 | 1 | 1 | cs | TRUE
190 | LV_3340-58_0_5_line_190 |  | 186 | 187 | 0.0054504 | 0.125 | 0.08 | 261 | 0 | 0.364 | 1 | 1 | cs | TRUE
191 | LV_3340-58_0_5_line_191 |  | 187 | 188 | 0.0094311 | 0.125 | 0.08 | 261 | 0 | 0.364 | 1 | 1 | cs | TRUE
192 | LV_3340-58_0_5_line_192 |  | 190 | 191 | 0.0034658 | 0.125 | 0.08 | 261 | 0 | 0.364 | 1 | 1 | cs | TRUE
193 | LV_3340-58_0_5_line_193 |  | 191 | 192 | 0.00048045 | 0.125 | 0.08 | 261 | 0 | 0.364 | 1 | 1 | cs | TRUE
194 | LV_3340-58_0_5_line_194 |  | 193 | 194 | 0.010519 | 0.125 | 0.08 | 261 | 0 | 0.364 | 1 | 1 | cs | TRUE
195 | LV_3340-58_0_5_line_195 |  | 194 | 195 | 0.0020595 | 0.125 | 0.08 | 261 | 0 | 0.364 | 1 | 1 | cs | TRUE
196 | LV_3340-58_0_5_line_196 |  | 195 | 196 | 0.013997 | 0.125 | 0.08 | 261 | 0 | 0.364 | 1 | 1 | cs | TRUE
197 | LV_3340-58_0_5_line_197 |  | 196 | 197 | 0.0011799 | 0.125 | 0.08 | 261 | 0 | 0.364 | 1 | 1 | cs | TRUE

## trafo
| name | std_type | hv_bus | lv_bus | sn_mva | vn_hv_kv | vn_lv_kv | vk_percent | vkr_percent | pfe_kw | i0_percent | shift_degree | tap_side | tap_neutral | tap_min | tap_max | tap_step_percent | tap_step_degree | tap_pos | tap_phase_shifter | parallel | df | in_service
0 | LV_3340-58_0_5_trafo_42 | 0.63 MVA 20/0.4 kV | 199 | 76 | 0.63 | 20 | 0.4 | 6 | 1.206 | 1.65 | 0.2619 | 150 | hv | 0 | -2 | 2 | 2.5 | 0 | 0 | FALSE | 1 | 1 | TRUE

## line_geodata
| x0 | y0 | x1 | y1 | x2 | y2 | x3 | y3 | x4 | y4 | x5 | y5 | x6 | y6 | x7 | y7
0 | 2705046.851 | 1232558.2819 | 2705057.1853 | 1232630.1567
1 | 2705043.7071 | 1232540.3462 | 2705044.08 | 1232558.2329 | 2705046.851 | 1232558.2819
2 | 2705008.1003 | 1232547.4224 | 2705023.5297 | 1232538.2992 | 2705031.7788 | 1232533.4969 | 2705031.8721 | 1232540.2147 | 2705035.7931 | 1232540.3285 | 2705039.1935 | 1232540.3331 | 2705043.7071 | 1232540.3462
3 | 2704943.1422 | 1232658.9151 | 2704937.3963 | 1232655.7891
4 | 2704943.1422 | 1232658.9151 | 2704958.5974 | 1232669.7406 | 2704969.8408 | 1232678.8957
5 | 2704943.1422 | 1232658.9151 | 2704931.9471 | 1232696.3124 | 2704930.3001 | 1232698.535
6 | 2704937.3963 | 1232655.7891 | 2704930.145 | 1232651.2799
7 | 2704969.8408 | 1232678.8957 | 2704978.2489 | 1232685.7421
8 | 2704930.3001 | 1232698.535 | 2704927.7422 | 1232701.9869 | 2704914.1652 | 1232707.8851 | 2704909.3415 | 1232713.0038 | 2704908.5222 | 1232720.3727 | 2704910.7003 | 1232725.2593 | 2704917.6439 | 1232729.1737 | 2704919.0737 | 1232728.9551
9 | 2704924.865 | 1232670.2232 | 2704930.145 | 1232651.2799
10 | 2704930.145 | 1232651.2799 | 2704923.0192 | 1232646.9509 | 2704917.6516 | 1232643.8427
11 | 2705003.3775 | 1232706.2034 | 2704978.2489 | 1232685.7421
12 | 2704932.8792 | 1232726.8452 | 2704919.0737 | 1232728.9551
13 | 2704917.6516 | 1232643.8427 | 2704926.3094 | 1232634.7553
14 | 2704894.4366 | 1232617.8356 | 2704895.6869 | 1232628.0876 | 2704899.8247 | 1232633.5092 | 2704917.6516 | 1232643.8427
15 | 2704865.9791 | 1232707.7458 | 2704865.9791 | 1232707.7458 | 2704886.43 | 1232704.8872
16 | 2704865.9791 | 1232707.7458 | 2704862.5957 | 1232710.6439 | 2704860.7894 | 1232715.5824 | 2704866.245 | 1232748.9013
17 | 2705003.3775 | 1232706.2034 | 2705025.1341 | 1232721.6994 | 2705033.7494 | 1232725.9019
18 | 2704932.8792 | 1232726.8452 | 2704954.557 | 1232723.5321 | 2704964.0606 | 1232725.7238 | 2704969.9461 | 1232734.864
19 | 2705033.7494 | 1232725.9019 | 2705045.452 | 1232731.6104
20 | 2705033.7494 | 1232725.9019 | 2705032.3795 | 1232741.6301
21 | 2705045.452 | 1232731.6104 | 2705045.452 | 1232731.6104 | 2705057.1102 | 1232738.2881 | 2705059.5771 | 1232740.4263
22 | 2705029.9275 | 1232748.9017 | 2705032.3795 | 1232741.6301
23 | 2705059.5771 | 1232740.4263 | 2705067.4035 | 1232747.2101 | 2705077.5625 | 1232759.5203
24 | 2705029.9275 | 1232748.9017 | 2705029.0189 | 1232751.5965
25 | 2705077.5625 | 1232759.5203 | 2705085.991 | 1232769.7335 | 2705093.8531 | 1232776.6491
26 | 2705024.2605 | 1232766.7831 | 2705024.2574 | 1232765.7172 | 2705029.0189 | 1232751.5965
27 | 2704998.8441 | 1232778.7605 | 2705024.2605 | 1232766.7831
28 | 2705026.425 | 1232787.0102 | 2705024.308 | 1232782.9867 | 2705024.2605 | 1232766.7831
29 | 2704973.9751 | 1232804.0803 | 2705000.4671 | 1232792.0168 | 2704998.8441 | 1232778.7605
30 | 2704973.9751 | 1232804.0803 | 2704968.1628 | 1232797.0056 | 2704955.5658 | 1232789.0216
31 | 2704973.9751 | 1232804.0803 | 2704979.6584 | 1232813.6259
32 | 2704955.5658 | 1232789.0216 | 2704948.1435 | 1232789.894
33 | 2704979.6584 | 1232813.6259 | 2704983.7096 | 1232820.4301
34 | 2705030.0087 | 1232793.8211 | 2705026.425 | 1232787.0102
35 | 2705030.0087 | 1232793.8211 | 2705032.9244 | 1232799.3624 | 2705036.7914 | 1232803.5455
36 | 2705036.7914 | 1232803.5455 | 2705036.9549 | 1232803.7223
37 | 2705036.9549 | 1232803.7223 | 2705037.9114 | 1232804.757
38 | 2705022.3721 | 1232533.0971 | 2705021.5742 | 1232529.3913 | 2705022.6405 | 1232526.052 | 2705024.3029 | 1232523.2682 | 2705027.3794 | 1232520.1758 | 2705029.824 | 1232518.5511 | 2705033.2047 | 1232517.5322 | 2705036.4371 | 1232517.1891
39 | 2705022.3721 | 1232533.0971 | 2705021.6349 | 1232533.2397 | 2705014.5127 | 1232537.2725 | 2705012.1791 | 1232539.8999 | 2705006.7016 | 1232545.5741 | 2705000.1293 | 1232549.3498
40 | 2705000.1293 | 1232549.3498 | 2704999.7606 | 1232535.4995
41 | 2705000.1293 | 1232549.3498 | 2705000.3093 | 1232552.0216 | 2705008.1003 | 1232547.4224
42 | 2704988.7397 | 1232556.1537 | 2704999.5785 | 1232549.6625 | 2705000.1293 | 1232549.3498
43 | 2705005.7561 | 1232575.9248 | 2705001.4672 | 1232576.0602 | 2705001.3145 | 1232561.9914 | 2705010.0556 | 1232556.3415 | 2705008.1003 | 1232547.4224
44 | 2704988.7397 | 1232556.1537 | 2704987.6059 | 1232539.6233
45 | 2704958.2606 | 1232577.7874 | 2704956.3919 | 1232578.9664
46 | 2704958.2606 | 1232577.7874 | 2704958.451 | 1232560.6915
47 | 2704956.3919 | 1232578.9664 | 2704960.4332 | 1232585.9875 | 2704961.7976 | 1232604.3477 | 2704964.1096 | 1232604.2329
48 | 2704926.5307 | 1232597.7868 | 2704956.3919 | 1232578.9664
49 | 2704986.7887 | 1232527.7089 | 2704987.6059 | 1232539.6233
50 | 2704889.3561 | 1232589.3968 | 2704888.2454 | 1232584.1676 | 2704888.0207 | 1232578.9446
51 | 2704894.4366 | 1232617.8356 | 2704893.2168 | 1232607.573 | 2704889.3561 | 1232589.3968
52 | 2704888.7032 | 1232563.8159 | 2704887.5473 | 1232567.943 | 2704888.0207 | 1232578.9446
53 | 2704894.4366 | 1232617.8356 | 2704886.3314 | 1232620.5057 | 2704878.3066 | 1232621.198 | 2704871.6672 | 1232621.0001
54 | 2704894.4366 | 1232617.8356 | 2704905.3261 | 1232613.6023 | 2704911.0359 | 1232609.3443 | 2704923.9214 | 1232599.7311 | 2704926.5307 | 1232597.7868
55 | 2704892.6983 | 1232555.4467 | 2704890.1182 | 1232558.737 | 2704888.7032 | 1232563.8159
56 | 2704865.4916 | 1232620.8161 | 2704871.6672 | 1232621.0001
57 | 2704926.5307 | 1232597.7868 | 2704925.6232 | 1232563.4099
58 | 2704892.6983 | 1232555.4467 | 2704880.1664 | 1232549.321
59 | 2704892.6983 | 1232555.4467 | 2704896.603 | 1232550.4785 | 2704903.8843 | 1232546.1785
60 | 2704865.4916 | 1232620.8161 | 2704839.4018 | 1232611.3966
61 | 2704865.4916 | 1232620.8161 | 2704864.6387 | 1232626.661 | 2704868.2315 | 1232639.5847
62 | 2704880.1664 | 1232549.321 | 2704879.5842 | 1232533.6924
63 | 2704838.8659 | 1232611.2031 | 2704839.4018 | 1232611.3966
64 | 2704868.2315 | 1232639.5847 | 2704870.6056 | 1232648.1244
65 | 2704986.7887 | 1232527.7089 | 2704984.896 | 1232500.2436 | 2704984.5335 | 1232500.4465
66 | 2704958.5756 | 1232514.9567 | 2704974.126 | 1232506.2691 | 2704984.5335 | 1232500.4465
67 | 2704958.5756 | 1232514.9567 | 2704945.3125 | 1232522.3503
68 | 2704958.5756 | 1232514.9567 | 2704958.3045 | 1232500.5799
69 | 2704945.3125 | 1232522.3503 | 2704930.8124 | 1232530.4717
70 | 2704958.0475 | 1232486.9533 | 2704958.3045 | 1232500.5799
71 | 2704958.0475 | 1232486.9533 | 2704957.9454 | 1232481.5394
72 | 2704957.9454 | 1232481.5394 | 2704957.8365 | 1232475.761
73 | 2704957.8365 | 1232475.761 | 2704957.6797 | 1232467.4448
74 | 2704955.6127 | 1232458.8954 | 2704957.5942 | 1232462.9112 | 2704957.6797 | 1232467.4448
75 | 2704876.2942 | 1232516.1286 | 2704879.3494 | 1232527.39 | 2704879.5842 | 1232533.6924
76 | 2704922.6921 | 1232465.2301 | 2704927.9865 | 1232459.6305 | 2704943.2489 | 1232459.2244
77 | 2704922.6921 | 1232465.2301 | 2704893.233 | 1232465.8472
78 | 2704955.6127 | 1232458.8954 | 2704943.2489 | 1232459.2244
79 | 2704875.15 | 1232461.9666 | 2704885.8256 | 1232466.0024 | 2704893.233 | 1232465.8472
80 | 2704891.901 | 1232502.8316 | 2704899.1821 | 1232502.7216
81 | 2704874.4238 | 1232503.0959 | 2704891.901 | 1232502.8316
82 | 2704870.6056 | 1232648.1244 | 2704870.7344 | 1232648.5877
83 | 2704820.3843 | 1232604.5305 | 2704838.8659 | 1232611.2031
84 | 2704873.3059 | 1232762.8834 | 2704867.7281 | 1232757.9591 | 2704866.245 | 1232748.9013
85 | 2704866.245 | 1232748.9013 | 2704807.3718 | 1232751.4119
86 | 2704883.7591 | 1232762.3439 | 2704873.3059 | 1232762.8834 | 2704873.3059 | 1232762.8834
87 | 2704807.3718 | 1232751.4119 | 2704790.9837 | 1232752.5132
88 | 2704887.7535 | 1232762.1377 | 2704883.7591 | 1232762.3439
89 | 2704759.2828 | 1232754.6434 | 2704790.9837 | 1232752.5132
90 | 2704798.3953 | 1232666.5451 | 2704798.3953 | 1232666.5451 | 2704797.5638 | 1232660.4481 | 2704796.2458 | 1232657.9369
91 | 2704798.3953 | 1232666.5451 | 2704798.0314 | 1232671.2867 | 2704795.1488 | 1232675.8505 | 2704795.1488 | 1232675.8505
92 | 2704789.12 | 1232644.3599 | 2704796.2458 | 1232657.9369
93 | 2704783.0103 | 1232680.0619 | 2704789.5043 | 1232679.4203 | 2704795.1488 | 1232675.8505
94 | 2704774.5457 | 1232616.5908 | 2704789.12 | 1232644.3599
95 | 2704783.0103 | 1232680.0619 | 2704783.0103 | 1232680.0619 | 2704770.9736 | 1232679.3603 | 2704763.4989 | 1232677.9899
96 | 2704765.1226 | 1232586.4315 | 2704764.6275 | 1232594.3177 | 2704767.64 | 1232603.4332 | 2704774.5457 | 1232616.5908
97 | 2704743.1937 | 1232674.267 | 2704763.4989 | 1232677.9899
98 | 2704765.1226 | 1232586.4315 | 2704758.9931 | 1232584.4331
99 | 2704765.1226 | 1232586.4315 | 2704803.9369 | 1232599.1437
100 | 2704759.2828 | 1232754.6434 | 2704757.4356 | 1232754.7676 | 2704747.1354 | 1232756.0186
101 | 2704820.3843 | 1232604.5305 | 2704822.6106 | 1232598.1093 | 2704819.9457 | 1232584.7522 | 2704814.8319 | 1232564.6104
102 | 2704820.3843 | 1232604.5305 | 2704814.6603 | 1232602.6558
103 | 2704814.8319 | 1232564.6104 | 2704814.6681 | 1232563.9653
104 | 2704803.9369 | 1232599.1437 | 2704814.6603 | 1232602.6558
105 | 2704758.9931 | 1232584.4331 | 2704735.6938 | 1232578.6151
106 | 2704758.9931 | 1232584.4331 | 2704763.6049 | 1232567.1737
107 | 2704735.6938 | 1232578.6151 | 2704735.6157 | 1232578.5956
108 | 2704765.0906 | 1232561.6135 | 2704763.6049 | 1232567.1737
109 | 2704623.5139 | 1232675.9496 | 2704655.5309 | 1232724.0809
110 | 2704648.95 | 1232648.3894 | 2704623.5139 | 1232675.9496
111 | 2704667.8191 | 1232626.0029 | 2704660.0445 | 1232627.1113 | 2704648.95 | 1232648.3894
112 | 2704667.8191 | 1232626.0029 | 2704679.2577 | 1232629.9418
113 | 2704667.8191 | 1232626.0029 | 2704676.2912 | 1232595.1696
114 | 2704726.1358 | 1232785.9716 | 2704723.2919 | 1232781.6196 | 2704721.2069 | 1232777.4575 | 2704719.8431 | 1232771.907 | 2704721.3108 | 1232766.4065 | 2704724.4008 | 1232762.1022 | 2704728.7728 | 1232758.9657 | 2704729.2992 | 1232758.8263
115 | 2704726.1358 | 1232785.9716 | 2704730.3613 | 1232792.4377
116 | 2704729.2992 | 1232758.8263 | 2704733.7718 | 1232757.6417 | 2704747.1354 | 1232756.0186
117 | 2704737.3691 | 1232803.1616 | 2704730.3613 | 1232792.4377
118 | 2704737.3691 | 1232803.1616 | 2704750.7274 | 1232800.0428
119 | 2704759.6425 | 1232797.9613 | 2704750.7274 | 1232800.0428
120 | 2704759.6425 | 1232797.9613 | 2704777.9275 | 1232793.3278
121 | 2704759.6425 | 1232797.9613 | 2704771.2567 | 1232816.2901
122 | 2704769.1137 | 1232895.1572 | 2704755.0476 | 1232874.7161 | 2704776.7975 | 1232864.4027 | 2704803.1665 | 1232851.1131
123 | 2704803.1665 | 1232851.1131 | 2704787.3642 | 1232841.7101
124 | 2704803.1665 | 1232851.1131 | 2704816.8056 | 1232844.2483 | 2704825.1876 | 1232843.1668
125 | 2704769.1137 | 1232895.1572 | 2704815.4515 | 1232898.9496
126 | 2704787.3642 | 1232841.7101 | 2704785.603 | 1232838.9307
127 | 2704849.5619 | 1232843.5764 | 2704834.6201 | 1232841.9496 | 2704825.1876 | 1232843.1668
128 | 2704870.2768 | 1232808.0977 | 2704870.3415 | 1232807.2535 | 2704878.2502 | 1232798.1084 | 2704892.2009 | 1232796.4688
129 | 2704868.776 | 1232827.6815 | 2704870.2768 | 1232808.0977
130 | 2704919.8926 | 1232793.2142 | 2704892.2009 | 1232796.4688
131 | 2704867.4091 | 1232845.5196 | 2704868.776 | 1232827.6815
132 | 2704867.4091 | 1232845.5196 | 2704890.6003 | 1232844.372
133 | 2704867.4091 | 1232845.5196 | 2704853.6766 | 1232844.0244
134 | 2704890.6003 | 1232844.372 | 2704898.6719 | 1232843.9726
135 | 2704849.5619 | 1232843.5764 | 2704853.6766 | 1232844.0244
136 | 2704898.7599 | 1232843.9683 | 2704898.6719 | 1232843.9726
137 | 2704990.3542 | 1232831.5903 | 2704983.7096 | 1232820.4301
138 | 2704969.8714 | 1232837.4553 | 2704985.0965 | 1232835.556 | 2704990.3542 | 1232831.5903
139 | 2704969.8714 | 1232837.4553 | 2704961.1542 | 1232838.3879
140 | 2704953.1937 | 1232839.2397 | 2704961.1542 | 1232838.3879
141 | 2704942.845 | 1232840.3469 | 2704953.1937 | 1232839.2397
142 | 2704803.8476 | 1232786.7595 | 2704801.9161 | 1232787.2489
143 | 2704777.9275 | 1232793.3278 | 2704801.9161 | 1232787.2489
144 | 2704810.3897 | 1232785.1017 | 2704803.8476 | 1232786.7595
145 | 2704771.2567 | 1232816.2901 | 2704775.0015 | 1232822.2001
146 | 2704785.603 | 1232838.9307 | 2704775.0015 | 1232822.2001
147 | 2704972.3676 | 1232738.6247 | 2704969.9461 | 1232734.864
148 | 2704910.3983 | 1232843.3924 | 2704898.7599 | 1232843.9683
149 | 2704915.9343 | 1232843.1184 | 2704910.3983 | 1232843.3924
150 | 2704915.9343 | 1232843.1184 | 2704922.465 | 1232842.4459
151 | 2704922.465 | 1232842.4459 | 2704930.292 | 1232841.6398
152 | 2704942.845 | 1232840.3469 | 2704930.292 | 1232841.6398
153 | 2704679.2577 | 1232629.9418 | 2704687.7926 | 1232632.8807
154 | 2704676.2912 | 1232595.1696 | 2704678.4725 | 1232587.2309
155 | 2704691.1888 | 1232634.0502 | 2704687.7926 | 1232632.8807
156 | 2704684.8859 | 1232563.8899 | 2704678.4725 | 1232587.2309
157 | 2704700.0826 | 1232637.1128 | 2704691.1888 | 1232634.0502
158 | 2704684.8859 | 1232563.8899 | 2704703.9046 | 1232569.8691
159 | 2704875.15 | 1232461.9666 | 2704875.2396 | 1232471.4753 | 2704874.0765 | 1232482.6955
160 | 2704874.0765 | 1232482.6955 | 2704873.4939 | 1232488.3157
161 | 2704873.4939 | 1232488.3157 | 2704873.3044 | 1232490.1441 | 2704873.3951 | 1232491.1935
162 | 2704873.3951 | 1232491.1935 | 2704873.871 | 1232496.6995
163 | 2704874.4238 | 1232503.0959 | 2704873.871 | 1232496.6995
164 | 2704874.4238 | 1232503.0959 | 2704874.8647 | 1232508.2226
165 | 2704874.8647 | 1232508.2226 | 2704875.1967 | 1232512.083 | 2704875.1967 | 1232512.083
166 | 2704875.1967 | 1232512.083 | 2704876.2942 | 1232516.1286
167 | 2704765.9961 | 1232556.2241 | 2704766.0313 | 1232558.0928 | 2704765.0906 | 1232561.6135
168 | 2704764.241 | 1232539.3694 | 2704765.806 | 1232545.5349 | 2704765.9961 | 1232556.2241
169 | 2704765.9961 | 1232556.2241 | 2704777.5009 | 1232553.5124
170 | 2704764.241 | 1232539.3694 | 2704761.1539 | 1232527.1836
171 | 2704764.241 | 1232539.3694 | 2704752.7383 | 1232536.2384
172 | 2704777.5009 | 1232553.5124 | 2704778.8778 | 1232553.1879
173 | 2704735.6157 | 1232578.5956 | 2704716.3985 | 1232573.7969 | 2704708.4611 | 1232571.3015
174 | 2704761.1539 | 1232527.1836 | 2704754.7271 | 1232501.8605
175 | 2704761.1539 | 1232527.1836 | 2704772.1682 | 1232524.15
176 | 2704751.3277 | 1232535.8545 | 2704752.7383 | 1232536.2384
177 | 2704782.8104 | 1232552.261 | 2704778.8778 | 1232553.1879
178 | 2704708.4611 | 1232571.3015 | 2704707.6693 | 1232571.0526
179 | 2704782.8104 | 1232552.261 | 2704785.0011 | 1232551.7446
180 | 2704785.0011 | 1232551.7446 | 2704785.0011 | 1232551.7446 | 2704786.8893 | 1232550.6089
181 | 2704786.8893 | 1232550.6089 | 2704791.6082 | 1232547.7705
182 | 2704753.7184 | 1232497.886 | 2704754.7271 | 1232501.8605
183 | 2704772.1682 | 1232524.15 | 2704777.014 | 1232522.8153 | 2704779.8699 | 1232521.0945
184 | 2704751.3277 | 1232535.8545 | 2704746.312 | 1232534.4892
185 | 2704798.6132 | 1232542.1551 | 2704798.902 | 1232543.3833 | 2704791.6082 | 1232547.7705
186 | 2704753.7184 | 1232497.886 | 2704764.9294 | 1232494.8471
187 | 2704764.9294 | 1232494.8471 | 2704768.8164 | 1232493.7934 | 2704772.4443 | 1232491.5887
188 | 2704722.8265 | 1232507.2719 | 2704717.9394 | 1232526.7663 | 2704718.3787 | 1232526.8859
189 | 2704718.3787 | 1232526.8859 | 2704719.5311 | 1232527.1996
190 | 2704779.8699 | 1232521.0945 | 2704784.5384 | 1232518.2816
191 | 2704790.5986 | 1232512.636 | 2704791.1066 | 1232514.324 | 2704784.5384 | 1232518.2816
192 | 2704704.363 | 1232570.0131 | 2704707.6693 | 1232571.0526
193 | 2704704.363 | 1232570.0131 | 2704703.9046 | 1232569.8691
194 | 2704746.312 | 1232534.4892 | 2704736.1621 | 1232531.7264
195 | 2704736.1621 | 1232531.7264 | 2704734.1748 | 1232531.1855
196 | 2704734.1748 | 1232531.1855 | 2704720.6696 | 1232527.5095
197 | 2704719.5311 | 1232527.1996 | 2704720.6696 | 1232527.5095

## bus_geodata
| x | y | coords
0 | 2705057.1853 | 1232630.1567
1 | 2705046.851 | 1232558.2819
2 | 2705043.7071 | 1232540.3462
3 | 2704943.1422 | 1232658.9151
4 | 2704937.3963 | 1232655.7891
5 | 2704969.8408 | 1232678.8957
6 | 2704930.3001 | 1232698.535
7 | 2704930.145 | 1232651.2799
8 | 2704978.2489 | 1232685.7421
9 | 2704919.0737 | 1232728.9551
10 | 2704924.865 | 1232670.2232
11 | 2704917.6516 | 1232643.8427
12 | 2704886.43 | 1232704.8872
13 | 2704865.9791 | 1232707.7458
14 | 2705003.3775 | 1232706.2034
15 | 2704932.8792 | 1232726.8452
16 | 2705033.7494 | 1232725.9019
17 | 2705045.452 | 1232731.6104
18 | 2705032.3795 | 1232741.6301
19 | 2705059.5771 | 1232740.4263
20 | 2705029.9275 | 1232748.9017
21 | 2705077.5625 | 1232759.5203
22 | 2705029.0189 | 1232751.5965
23 | 2705024.2605 | 1232766.7831
24 | 2704998.8441 | 1232778.7605
25 | 2704973.9751 | 1232804.0803
26 | 2705093.8531 | 1232776.6491
27 | 2704955.5658 | 1232789.0216
28 | 2704979.6584 | 1232813.6259
29 | 2705026.425 | 1232787.0102
30 | 2705030.0087 | 1232793.8211
31 | 2705036.7914 | 1232803.5455
32 | 2705036.9549 | 1232803.7223
33 | 2705037.9114 | 1232804.757
34 | 2705036.4371 | 1232517.1891
35 | 2705022.3721 | 1232533.0971
36 | 2705000.1293 | 1232549.3498
37 | 2704999.7606 | 1232535.4995
38 | 2705008.1003 | 1232547.4224
39 | 2704988.7397 | 1232556.1537
40 | 2705005.7561 | 1232575.9248
41 | 2704958.2606 | 1232577.7874
42 | 2704956.3919 | 1232578.9664
43 | 2704958.451 | 1232560.6915
44 | 2704987.6059 | 1232539.6233
45 | 2704889.3561 | 1232589.3968
46 | 2704888.0207 | 1232578.9446
47 | 2704894.4366 | 1232617.8356
48 | 2704888.7032 | 1232563.8159
49 | 2704871.6672 | 1232621.0001
50 | 2704926.5307 | 1232597.7868
51 | 2704892.6983 | 1232555.4467
52 | 2704926.3094 | 1232634.7553
53 | 2704865.4916 | 1232620.8161
54 | 2704925.6232 | 1232563.4099
55 | 2704880.1664 | 1232549.321
56 | 2704903.8843 | 1232546.1785
57 | 2704839.4018 | 1232611.3966
58 | 2704868.2315 | 1232639.5847
59 | 2704964.1096 | 1232604.2329
60 | 2704986.7887 | 1232527.7089
61 | 2704984.5335 | 1232500.4465
62 | 2704958.5756 | 1232514.9567
63 | 2704945.3125 | 1232522.3503
64 | 2704958.3045 | 1232500.5799
65 | 2704930.8124 | 1232530.4717
66 | 2704958.0475 | 1232486.9533
67 | 2704957.9454 | 1232481.5394
68 | 2704957.8365 | 1232475.761
69 | 2704957.6797 | 1232467.4448
70 | 2704879.5842 | 1232533.6924
71 | 2704922.6921 | 1232465.2301
72 | 2704943.2489 | 1232459.2243
73 | 2704893.233 | 1232465.8472
74 | 2704899.1821 | 1232502.7216
75 | 2704891.901 | 1232502.8316
76 | 2704870.6056 | 1232648.1244
77 | 2704870.7344 | 1232648.5877
78 | 2704838.8659 | 1232611.2031
79 | 2704866.245 | 1232748.9013
80 | 2704873.3059 | 1232762.8834
81 | 2704807.3718 | 1232751.4119
82 | 2704883.7591 | 1232762.3439
83 | 2704790.9837 | 1232752.5132
84 | 2704887.7535 | 1232762.1377
85 | 2704798.3953 | 1232666.5451
86 | 2704796.2458 | 1232657.9369
87 | 2704795.1488 | 1232675.8505
88 | 2704789.12 | 1232644.3599
89 | 2704783.0103 | 1232680.0619
90 | 2704774.5457 | 1232616.5908
91 | 2704763.4989 | 1232677.9899
92 | 2704765.1226 | 1232586.4315
93 | 2704743.1937 | 1232674.267
94 | 2704759.2828 | 1232754.6434
95 | 2704820.3843 | 1232604.5305
96 | 2704814.8319 | 1232564.6104
97 | 2704814.6603 | 1232602.6558
98 | 2704814.6681 | 1232563.9653
99 | 2704803.9369 | 1232599.1437
100 | 2704758.9931 | 1232584.4331
101 | 2704735.6938 | 1232578.6151
102 | 2704763.6049 | 1232567.1737
103 | 2704655.5309 | 1232724.0809
104 | 2704623.5139 | 1232675.9496
105 | 2704648.95 | 1232648.3894
106 | 2704667.8191 | 1232626.0029
107 | 2704726.1358 | 1232785.9716
108 | 2704729.2992 | 1232758.8263
109 | 2704730.3613 | 1232792.4377
110 | 2704747.1354 | 1232756.0186
111 | 2704737.3691 | 1232803.1616
112 | 2704750.7274 | 1232800.0428
113 | 2704759.6425 | 1232797.9613
114 | 2704803.1665 | 1232851.1131
115 | 2704769.1137 | 1232895.1572
116 | 2704787.3642 | 1232841.7101
117 | 2704825.1876 | 1232843.1668
118 | 2704870.2768 | 1232808.0977
119 | 2704892.2009 | 1232796.4688
120 | 2704868.776 | 1232827.6815
121 | 2704919.8926 | 1232793.2142
122 | 2704867.4091 | 1232845.5196
123 | 2704890.6003 | 1232844.372
124 | 2704853.6766 | 1232844.0244
125 | 2704948.1435 | 1232789.894
126 | 2704898.6719 | 1232843.9726
127 | 2704849.5619 | 1232843.5764
128 | 2704983.7096 | 1232820.4301
129 | 2704990.3542 | 1232831.5903
130 | 2704969.8714 | 1232837.4553
131 | 2704961.1542 | 1232838.3879
132 | 2704953.1937 | 1232839.2397
133 | 2704801.9161 | 1232787.2489
134 | 2704803.8476 | 1232786.7595
135 | 2704777.9275 | 1232793.3278
136 | 2704810.3897 | 1232785.1017
137 | 2704815.4515 | 1232898.9496
138 | 2704771.2567 | 1232816.2901
139 | 2704775.0015 | 1232822.2001
140 | 2704785.603 | 1232838.9307
141 | 2704969.9461 | 1232734.864
142 | 2704972.3676 | 1232738.6247
143 | 2704898.7599 | 1232843.9683
144 | 2704910.3983 | 1232843.3924
145 | 2704915.9343 | 1232843.1185
146 | 2704922.465 | 1232842.4459
147 | 2704930.292 | 1232841.6398
148 | 2704679.2577 | 1232629.9418
149 | 2704676.2912 | 1232595.1696
150 | 2704687.7926 | 1232632.8807
151 | 2704678.4725 | 1232587.2309
152 | 2704691.1888 | 1232634.0502
153 | 2704684.8859 | 1232563.8899
154 | 2704700.0826 | 1232637.1128
155 | 2704955.6127 | 1232458.8954
156 | 2704875.15 | 1232461.9666
157 | 2704874.0765 | 1232482.6955
158 | 2704873.4939 | 1232488.3157
159 | 2704873.3951 | 1232491.1935
160 | 2704874.4238 | 1232503.0959
161 | 2704873.871 | 1232496.6995
162 | 2704874.8647 | 1232508.2226
163 | 2704875.1967 | 1232512.083
164 | 2704876.2942 | 1232516.1286
165 | 2704765.0906 | 1232561.6135
166 | 2704765.9961 | 1232556.2241
167 | 2704764.241 | 1232539.3694
168 | 2704777.5009 | 1232553.5124
169 | 2704735.6157 | 1232578.5956
170 | 2704761.1539 | 1232527.1836
171 | 2704752.7383 | 1232536.2384
172 | 2704778.8778 | 1232553.1879
173 | 2704708.4611 | 1232571.3015
174 | 2704782.8104 | 1232552.261
175 | 2704785.0011 | 1232551.7446
176 | 2704786.8893 | 1232550.6089
177 | 2704754.7271 | 1232501.8605
178 | 2704772.1682 | 1232524.15
179 | 2704751.3277 | 1232535.8545
180 | 2704791.6082 | 1232547.7705
181 | 2704798.6132 | 1232542.1551
182 | 2704753.7184 | 1232497.886
183 | 2704764.9294 | 1232494.8471
184 | 2704722.8265 | 1232507.2719
185 | 2704718.3787 | 1232526.8859
186 | 2704779.8699 | 1232521.0945
187 | 2704784.5384 | 1232518.2816
188 | 2704790.5986 | 1232512.636
189 | 2704772.4443 | 1232491.5887
190 | 2704707.6693 | 1232571.0526
191 | 2704704.363 | 1232570.0131
192 | 2704703.9046 | 1232569.8691
193 | 2704746.312 | 1232534.4892
194 | 2704736.1621 | 1232531.7264
195 | 2704734.1748 | 1232531.1855
196 | 2704720.6696 | 1232527.5095
197 | 2704719.5311 | 1232527.1996
198 | 2704942.845 | 1232840.3469
199 | 2704873.0915 | 1232657.0664

## line_std_types
| c_nf_per_km | r_ohm_per_km | x_ohm_per_km | max_i_ka | type | q_mm2 | alpha | voltage_rating
NAYY 4x50 SE | 210 | 0.642 | 0.083 | 0.142 | cs | 50 | 0.00403 | LV
NAYY 4x120 SE | 264 | 0.225 | 0.08 | 0.242 | cs | 120 | 0.00403 | LV
NAYY 4x150 SE | 261 | 0.208 | 0.08 | 0.27 | cs | 150 | 0.00403 | LV
NA2XS2Y 1x95 RM/25 12/20 kV | 216 | 0.313 | 0.132 | 0.252 | cs | 95 | 0.00403 | MV
NA2XS2Y 1x185 RM/25 12/20 kV | 273 | 0.161 | 0.117 | 0.362 | cs | 185 | 0.00403 | MV
NA2XS2Y 1x240 RM/25 12/20 kV | 304 | 0.122 | 0.112 | 0.421 | cs | 240 | 0.00403 | MV
NA2XS2Y 1x95 RM/25 6/10 kV | 315 | 0.313 | 0.123 | 0.249 | cs | 95 | 0.00403 | MV
NA2XS2Y 1x185 RM/25 6/10 kV | 406 | 0.161 | 0.11 | 0.358 | cs | 185 | 0.00403 | MV
NA2XS2Y 1x240 RM/25 6/10 kV | 456 | 0.122 | 0.105 | 0.416 | cs | 240 | 0.00403 | MV
NA2XS2Y 1x150 RM/25 12/20 kV | 250 | 0.206 | 0.116 | 0.319 | cs | 150 | 0.00403 | MV
NA2XS2Y 1x120 RM/25 12/20 kV | 230 | 0.253 | 0.119 | 0.283 | cs | 120 | 0.00403 | MV
NA2XS2Y 1x70 RM/25 12/20 kV | 190 | 0.443 | 0.132 | 0.22 | cs | 70 | 0.00403 | MV
NA2XS2Y 1x150 RM/25 6/10 kV | 360 | 0.206 | 0.11 | 0.315 | cs | 150 | 0.00403 | MV
NA2XS2Y 1x120 RM/25 6/10 kV | 340 | 0.253 | 0.113 | 0.28 | cs | 120 | 0.00403 | MV
NA2XS2Y 1x70 RM/25 6/10 kV | 280 | 0.443 | 0.123 | 0.217 | cs | 70 | 0.00403 | MV
N2XS(FL)2Y 1x120 RM/35 64/110 kV | 112 | 0.153 | 0.166 | 0.366 | cs | 120 | 0.00393 | HV
N2XS(FL)2Y 1x185 RM/35 64/110 kV | 125 | 0.099 | 0.156 | 0.457 | cs | 185 | 0.00393 | HV
N2XS(FL)2Y 1x240 RM/35 64/110 kV | 135 | 0.075 | 0.149 | 0.526 | cs | 240 | 0.00393 | HV
N2XS(FL)2Y 1x300 RM/35 64/110 kV | 144 | 0.06 | 0.144 | 0.588 | cs | 300 | 0.00393 | HV
15-AL1/3-ST1A 0.4 | 11 | 1.8769 | 0.35 | 0.105 | ol | 16 | 0.00403 | LV
24-AL1/4-ST1A 0.4 | 11.25 | 1.2012 | 0.335 | 0.14 | ol | 24 | 0.00403 | LV
48-AL1/8-ST1A 0.4 | 12.2 | 0.5939 | 0.3 | 0.21 | ol | 48 | 0.00403 | LV
94-AL1/15-ST1A 0.4 | 13.2 | 0.306 | 0.29 | 0.35 | ol | 94 | 0.00403 | LV
34-AL1/6-ST1A 10.0 | 9.7 | 0.8342 | 0.36 | 0.17 | ol | 34 | 0.00403 | MV
48-AL1/8-ST1A 10.0 | 10.1 | 0.5939 | 0.35 | 0.21 | ol | 48 | 0.00403 | MV
70-AL1/11-ST1A 10.0 | 10.4 | 0.4132 | 0.339 | 0.29 | ol | 70 | 0.00403 | MV
94-AL1/15-ST1A 10.0 | 10.75 | 0.306 | 0.33 | 0.35 | ol | 94 | 0.00403 | MV
122-AL1/20-ST1A 10.0 | 11.1 | 0.2376 | 0.323 | 0.41 | ol | 122 | 0.00403 | MV
149-AL1/24-ST1A 10.0 | 11.25 | 0.194 | 0.315 | 0.47 | ol | 149 | 0.00403 | MV
34-AL1/6-ST1A 20.0 | 9.15 | 0.8342 | 0.382 | 0.17 | ol | 34 | 0.00403 | MV
48-AL1/8-ST1A 20.0 | 9.5 | 0.5939 | 0.372 | 0.21 | ol | 48 | 0.00403 | MV
70-AL1/11-ST1A 20.0 | 9.7 | 0.4132 | 0.36 | 0.29 | ol | 70 | 0.00403 | MV
94-AL1/15-ST1A 20.0 | 10 | 0.306 | 0.35 | 0.35 | ol | 94 | 0.00403 | MV
122-AL1/20-ST1A 20.0 | 10.3 | 0.2376 | 0.344 | 0.41 | ol | 122 | 0.00403 | MV
149-AL1/24-ST1A 20.0 | 10.5 | 0.194 | 0.337 | 0.47 | ol | 149 | 0.00403 | MV
184-AL1/30-ST1A 20.0 | 10.75 | 0.1571 | 0.33 | 0.535 | ol | 184 | 0.00403 | MV
243-AL1/39-ST1A 20.0 | 11 | 0.1188 | 0.32 | 0.645 | ol | 243 | 0.00403 | MV
48-AL1/8-ST1A 110.0 | 8 | 0.5939 | 0.46 | 0.21 | ol | 48 | 0.00403 | HV
70-AL1/11-ST1A 110.0 | 8.4 | 0.4132 | 0.45 | 0.29 | ol | 70 | 0.00403 | HV
94-AL1/15-ST1A 110.0 | 8.65 | 0.306 | 0.44 | 0.35 | ol | 94 | 0.00403 | HV
122-AL1/20-ST1A 110.0 | 8.5 | 0.2376 | 0.43 | 0.41 | ol | 122 | 0.00403 | HV
149-AL1/24-ST1A 110.0 | 8.75 | 0.194 | 0.41 | 0.47 | ol | 149 | 0.00403 | HV
184-AL1/30-ST1A 110.0 | 8.8 | 0.1571 | 0.4 | 0.535 | ol | 184 | 0.00403 | HV
243-AL1/39-ST1A 110.0 | 9 | 0.1188 | 0.39 | 0.645 | ol | 243 | 0.00403 | HV
305-AL1/39-ST1A 110.0 | 9.2 | 0.0949 | 0.38 | 0.74 | ol | 305 | 0.00403 | HV
490-AL1/64-ST1A 110.0 | 9.75 | 0.059 | 0.37 | 0.96 | ol | 490 | 0.00403 | HV
679-AL1/86-ST1A 110.0 | 9.95 | 0.042 | 0.36 | 1.15 | ol | 679 | 0.00403 | HV
490-AL1/64-ST1A 220.0 | 10 | 0.059 | 0.285 | 0.96 | ol | 490 | 0.00403 | HV
679-AL1/86-ST1A 220.0 | 11.7 | 0.042 | 0.275 | 1.15 | ol | 679 | 0.00403 | HV
490-AL1/64-ST1A 380.0 | 11 | 0.059 | 0.253 | 0.96 | ol | 490 | 0.00403 | HV
679-AL1/86-ST1A 380.0 | 14.6 | 0.042 | 0.25 | 1.15 | ol | 679 | 0.00403 | HV

## trafo_std_types
| i0_percent | pfe_kw | vkr_percent | sn_mva | vn_lv_kv | vn_hv_kv | vk_percent | shift_degree | vector_group | tap_side | tap_neutral | tap_min | tap_max | tap_step_degree | tap_step_percent | tap_phase_shifter
160 MVA 380/110 kV | 0.06 | 60 | 0.25 | 160 | 110 | 380 | 12.2 | 0 | Yy0 | hv | 0 | -9 | 9 | 0 | 1.5 | FALSE
100 MVA 220/110 kV | 0.06 | 55 | 0.26 | 100 | 110 | 220 | 12 | 0 | Yy0 | hv | 0 | -9 | 9 | 0 | 1.5 | FALSE
63 MVA 110/20 kV | 0.04 | 22 | 0.32 | 63 | 20 | 110 | 18 | 150 | YNd5 | hv | 0 | -9 | 9 | 0 | 1.5 | FALSE
40 MVA 110/20 kV | 0.05 | 18 | 0.34 | 40 | 20 | 110 | 16.2 | 150 | YNd5 | hv | 0 | -9 | 9 | 0 | 1.5 | FALSE
25 MVA 110/20 kV | 0.07 | 14 | 0.41 | 25 | 20 | 110 | 12 | 150 | YNd5 | hv | 0 | -9 | 9 | 0 | 1.5 | FALSE
63 MVA 110/10 kV | 0.04 | 22 | 0.32 | 63 | 10 | 110 | 18 | 150 | YNd5 | hv | 0 | -9 | 9 | 0 | 1.5 | FALSE
40 MVA 110/10 kV | 0.05 | 18 | 0.34 | 40 | 10 | 110 | 16.2 | 150 | YNd5 | hv | 0 | -9 | 9 | 0 | 1.5 | FALSE
25 MVA 110/10 kV | 0.07 | 14 | 0.41 | 25 | 10 | 110 | 12 | 150 | YNd5 | hv | 0 | -9 | 9 | 0 | 1.5 | FALSE
0.25 MVA 20/0.4 kV | 0.32 | 0.8 | 1.44 | 0.25 | 0.4 | 20 | 6 | 150 | Yzn5 | hv | 0 | -2 | 2 | 0 | 2.5 | FALSE
0.4 MVA 20/0.4 kV | 0.3375 | 1.35 | 1.425 | 0.4 | 0.4 | 20 | 6 | 150 | Dyn5 | hv | 0 | -2 | 2 | 0 | 2.5 | FALSE
0.63 MVA 20/0.4 kV | 0.2619 | 1.65 | 1.206 | 0.63 | 0.4 | 20 | 6 | 150 | Dyn5 | hv | 0 | -2 | 2 | 0 | 2.5 | FALSE
0.25 MVA 10/0.4 kV | 0.24 | 0.6 | 1.2 | 0.25 | 0.4 | 10 | 4 | 150 | Dyn5 | hv | 0 | -2 | 2 | 0 | 2.5 | FALSE
0.4 MVA 10/0.4 kV | 0.2375 | 0.95 | 1.325 | 0.4 | 0.4 | 10 | 4 | 150 | Dyn5 | hv | 0 | -2 | 2 | 0 | 2.5 | FALSE
0.63 MVA 10/0.4 kV | 0.1873 | 1.18 | 1.0794 | 0.63 | 0.4 | 10 | 4 | 150 | Dyn5 | hv | 0 | -2 | 2 | 0 | 2.5 | FALSE

## trafo3w_std_types
| sn_hv_mva | sn_mv_mva | sn_lv_mva | vn_hv_kv | vn_mv_kv | vn_lv_kv | vk_hv_percent | vk_mv_percent | vk_lv_percent | vkr_hv_percent | vkr_mv_percent | vkr_lv_percent | pfe_kw | i0_percent | shift_mv_degree | shift_lv_degree | vector_group | tap_side | tap_neutral | tap_min | tap_max | tap_step_percent
63/25/38 MVA 110/20/10 kV | 63 | 25 | 38 | 110 | 20 | 10 | 10.4 | 10.4 | 10.4 | 0.28 | 0.32 | 0.35 | 35 | 0.89 | 0 | 0 | YN0yn0yn0 | hv | 0 | -10 | 10 | 1.2
63/25/38 MVA 110/10/10 kV | 63 | 25 | 38 | 110 | 10 | 10 | 10.4 | 10.4 | 10.4 | 0.28 | 0.32 | 0.35 | 35 | 0.89 | 0 | 0 | YN0yn0yn0 | hv | 0 | -10 | 10 | 1.2

## fuse_std_types
| fuse_type | i_rated_a | t_avg | t_min | t_total | x_avg | x_min | x_total
HV 100A | HV 100A | 100 | 0 | [10.0, 3.64, 0.854, 0.281, 0.1, 0.0531, 0.022, 0.01] | [10.0, 4.267, 1.21, 0.403, 0.1, 0.058, 0.022, 0.01] | 0 | [300.0, 350.0, 450.0, 550.0, 700.0, 850.0, 1200.0, 1752.0] | [600.0, 700.0, 900.0, 1150.0, 1665.0, 2000.0, 3000.0, 4313.0]
HV 10A | HV 10A | 10 | 0 | [10.0, 1675.0, 0.344, 0.156, 0.1, 0.0417, 0.0171, 0.01] | [10.0, 1.3, 0.3, 0.155, 0.1, 0.0555, 0.023, 0.01] | 0 | [30.0, 32.0, 35.0, 37.0, 39.0, 50.0, 70.0, 88.0] | [60.0, 70.0, 80.0, 87.0, 94.0, 110.0, 150.0, 216.0]
HV 125A | HV 125A | 125 | 0 | [10.0, 1.82, 0.344, 0.1, 0.0467, 0.0269, 0.01] | [10.0, 2.478, 0.426, 0.1, 0.0427, 0.0211, 0.01] | 0 | [375.0, 500.0, 700.0, 925.0, 1200.0, 1500.0, 2341.0] | [750.0, 1000.0, 1500.0, 2200.0, 3000.0, 4000.0, 5765.0]
HV 160A | HV 160A | 160 | 0 | [10.0, 4.15, 1.03, 0.198, 0.1, 0.051, 0.0172, 0.01] | [10.0, 2.3, 0.734, 0.274, 0.1, 0.046, 0.0177, 0.01] | 0 | [480.0, 550.0, 700.0, 1000.0, 1260.0, 1600.0, 2500.0, 3227.0] | [960.0, 1300.0, 1700.0, 2200.0, 2996.0, 4000.0, 6000.0, 7946.0]
HV 16A | HV 16A | 16 | 0 | [10.0, 0.352, 0.164, 0.1, 0.0649, 0.0342, 0.01] | [10.0, 2.34, 0.722, 0.181, 0.1, 0.055, 0.0296, 0.01] | 0 | [48.0, 60.0, 65.0, 71.0, 80.0, 100.0, 162.0] | [96.0, 110.0, 125.0, 150.0, 168.0, 200.0, 250.0, 398.0]
HV 200A | HV 200A | 200 | 0 | [10.0, 4.267, 1.21, 0.403, 0.1, 0.058, 0.022, 0.01] | [10.0, 3.73, 1.654, 0.328, 0.1, 0.0531, 0.019, 0.01] | 0 | [600.0, 700.0, 900.0, 1150.0, 1665.0, 2000.0, 3000.0, 4313.0] | [1200.0, 1500.0, 1800.0, 2700.0, 3960.0, 5000.0, 7500.0, 10620.0]
HV 20A | HV 20A | 20 | 0 | [10.0, 1.3, 0.3, 0.155, 0.1, 0.0555, 0.023, 0.01] | [10.0, 1.3, 0.161, 0.1, 0.0611, 0.0399, 0.0141, 0.01] | 0 | [60.0, 70.0, 80.0, 87.0, 94.0, 110.0, 150.0, 216.0] | [120.0, 150.0, 200.0, 223.0, 260.0, 300.0, 450.0, 532.0]
HV 25A | HV 25A | 25 | 0 | [10.0, 2.512, 0.833, 0.299, 0.1, 0.0372, 0.0223, 0.01] | [10.0, 3.125, 0.597, 0.198, 0.1, 0.0378, 0.022, 0.01] | 0 | [75.0, 82.0, 90.0, 100.0, 124.0, 170.0, 200.0, 289.0] | [150.0, 170.0, 210.0, 250.0, 294.0, 400.0, 500.0, 711.0]
HV 31.5A | HV 31.5A | 31.5 | 0 | [10.0, 2.34, 0.722, 0.181, 0.1, 0.055, 0.0296, 0.01] | [10.0, 2.84, 0.368, 0.164, 0.1, 0.0621, 0.0378, 0.0195, 0.01] | 0 | [95.0, 110.0, 125.0, 150.0, 165.0, 200.0, 250.0, 390.0] | [189.0, 220.0, 300.0, 350.0, 393.0, 450.0, 530.0, 700.0, 960.0]
HV 40A | HV 40A | 40 | 0 | [10.0, 1.3, 0.161, 0.1, 0.0611, 0.0399, 0.0141, 0.01] | [10.0, 2.05, 0.369, 0.198, 0.1, 0.051, 0.0298, 0.01] | 0 | [120.0, 150.0, 200.0, 223.0, 260.0, 300.0, 450.0, 532.0] | [240.0, 300.0, 400.0, 450.0, 530.0, 650.0, 800.0, 1311.0]
HV 50A | HV 50A | 50 | 0 | [10.0, 3.215, 0.597, 0.198, 0.1, 0.0378, 0.022, 0.01] | [10.0, 3.64, 0.854, 0.281, 0.1, 0.0531, 0.022, 0.01] | 0 | [150.0, 170.0, 210.0, 250.0, 294.0, 400.0, 500.0, 711.0] | [300.0, 350.0, 450.0, 550.0, 700.0, 850.0, 1200.0, 1752.0]
HV 6.3A | HV 6.3A | 6.3 | 0 | [10.0, 1.39, 0.344, 0.168, 0.1, 0.056, 0.0263, 0.01] | [10.0, 1.711, 0.516, 0.198, 0.1, 0.0634, 0.0303, 0.01] | 0 | [19.0, 19.5, 20.4, 20.8, 22.0, 25.0, 32.0, 48.0] | [38.0, 40.0, 43.0, 48.0, 53.0, 60.0, 75.0, 118.0]
HV 63A | HV 63A | 63 | 0 | [10.0, 2.84, 0.368, 0.164, 0.1, 0.0621, 0.0378, 0.0195, 0.01] | [10.0, 1.82, 0.344, 0.1, 0.0467, 0.0269, 0.01] | 0 | [189.0, 220.0, 300.0, 350.0, 393.0, 450.0, 530.0, 700.0, 961.0] | [378.0, 500.0, 700.0, 934.0, 1200.0, 1500.0, 2366.0]
HV 80A | HV 80A | 80 | 0 | [10.0, 2.05, 0.369, 0.198, 0.1, 0.051, 0.0298, 0.01] | [10.0, 4.15, 1.03, 0.198, 0.1, 0.051, 0.0172, 0.01] | 0 | [240.0, 300.0, 400.0, 450.0, 530.0, 650.0, 800.0, 1311.0] | [480.0, 550.0, 700.0, 1000.0, 1260.0, 1600.0, 2500.0, 3227.0]
Siemens NH-1-100 | Siemens NH-1-100 | 100 | [5400.0, 2000.0, 400.0, 20.0, 1.0, 0.2, 0.012, 0.004] | 0 | 0 | [150.0, 190.0, 250.0, 430.0, 900.0, 1250.0, 2700.0, 3600.0] | 0 | 0
Siemens NH-1-125 | Siemens NH-1-125 | 125 | [4800.0, 120.0, 7.0, 0.1, 0.004] | 0 | 0 | [180.0, 400.0, 740.0, 2000.0, 4250.0] | 0 | 0
Siemens NH-1-16 | Siemens NH-1-16 | 16 | [4000.0, 400.0, 2.0, 0.1, 0.04, 0.01] | 0 | 0 | [26.0, 35.0, 75.0, 150.0, 200.0, 300.0] | 0 | 0
Siemens NH-1-160 | Siemens NH-1-160 | 160 | [4800.0, 120.0, 7.0, 0.1, 0.004] | 0 | 0 | [210.0, 500.0, 900.0, 2300.0, 5000.0] | 0 | 0
Siemens NH-1-25 | Siemens NH-1-25 | 25 | [4000.0, 1000.0, 10.0, 0.2, 0.02, 0.01] | 0 | 0 | [40.0, 50.0, 100.0, 210.0, 400.0, 500.0] | 0 | 0
Siemens NH-1-50 | Siemens NH-1-50 | 50 | [4000.0, 40.0, 4.0, 1.0, 0.02, 0.01] | 0 | 0 | [86.0, 200.0, 300.0, 400.0, 1000.0, 1280.0] | 0 | 0
Siemens NH-1-63 | Siemens NH-1-63 | 63 | [4000.0, 100.0, 10.0, 2.0, 0.04, 0.01] | 0 | 0 | [100.0, 200.0, 300.0, 400.0, 1000.0, 1500.0] | 0 | 0
Siemens NH-1-80 | Siemens NH-1-80 | 80 | [4800.0, 120.0, 7.0, 0.1, 0.01] | 0 | 0 | [150.58, 250.0, 450.0, 1150.0, 2470.0] | 0 | 0
Siemens NH-2-1000 | Siemens NH-2-1000 | 1000 | [4800.0, 120.0, 7.0, 0.1, 0.004] | 0 | 0 | [1900.0, 3500.0, 8400.0, 24000.0, 52000.0] | 0 | 0
Siemens NH-2-200 | Siemens NH-2-200 | 200 | [4800.0, 120.0, 7.0, 0.1, 0.004] | 0 | 0 | [280.0, 650.0, 1200.0, 3000.0, 7000.0] | 0 | 0
Siemens NH-2-224 | Siemens NH-2-224 | 224 | [4800.0, 120.0, 7.0, 0.2, 0.04, 0.004] | 0 | 0 | [400.0, 750.0, 1453.0, 3025.0, 4315.0, 7600.0] | 0 | 0
Siemens NH-2-250 | Siemens NH-2-250 | 250 | [4800.0, 120.0, 7.0, 0.1, 0.004] | 0 | 0 | [450.0, 800.0, 1650.0, 4000.0, 8500.0] | 0 | 0
Siemens NH-2-315 | Siemens NH-2-315 | 315 | [4800.0, 120.0, 7.0, 0.1, 0.004] | 0 | 0 | [550.0, 920.0, 1900.0, 5000.0, 11000.0] | 0 | 0
Siemens NH-2-355 | Siemens NH-2-355 | 355 | [4800.0, 120.0, 6.0, 0.1, 0.004] | 0 | 0 | [650.0, 1116.27, 2350.0, 5840.0, 12790.0] | 0 | 0
Siemens NH-2-400 | Siemens NH-2-400 | 400 | [4800.0, 120.0, 7.0, 0.1, 0.004] | 0 | 0 | [720.0, 1350.0, 2800.0, 6500.0, 15000.0] | 0 | 0
Siemens NH-2-425 | Siemens NH-2-425 | 425 | [4800.0, 120.0, 7.0, 0.1, 0.004] | 0 | 0 | [850.0, 1500.0, 3050.0, 7500.0, 16500.0] | 0 | 0
Siemens NH-2-630 | Siemens NH-2-630 | 630 | [4800.0, 120.0, 7.0, 0.1, 0.004] | 0 | 0 | [1200.0, 2000.0, 4800.0, 12000.0, 26000.0] | 0 | 0

## dtypes
| element | column | dtype
0 | bus | name | object
1 | bus | vn_kv | float64
2 | bus | type | object
3 | bus | zone | object
4 | bus | in_service | bool
5 | load | name | object
6 | load | bus | uint32
7 | load | p_mw | float64
8 | load | q_mvar | float64
9 | load | const_z_percent | float64
10 | load | const_i_percent | float64
11 | load | sn_mva | float64
12 | load | scaling | float64
13 | load | in_service | bool
14 | load | type | object
15 | ext_grid | name | object
16 | ext_grid | bus | uint32
17 | ext_grid | vm_pu | float64
18 | ext_grid | va_degree | float64
19 | ext_grid | slack_weight | float64
20 | ext_grid | in_service | bool
21 | line | name | object
22 | line | std_type | object
23 | line | from_bus | uint32
24 | line | to_bus | uint32
25 | line | length_km | float64
26 | line | r_ohm_per_km | float64
27 | line | x_ohm_per_km | float64
28 | line | c_nf_per_km | float64
29 | line | g_us_per_km | float64
30 | line | max_i_ka | float64
31 | line | df | float64
32 | line | parallel | uint32
33 | line | type | object
34 | line | in_service | bool
35 | trafo | name | object
36 | trafo | std_type | object
37 | trafo | hv_bus | uint32
38 | trafo | lv_bus | uint32
39 | trafo | sn_mva | float64
40 | trafo | vn_hv_kv | float64
41 | trafo | vn_lv_kv | float64
42 | trafo | vk_percent | float64
43 | trafo | vkr_percent | float64
44 | trafo | pfe_kw | float64
45 | trafo | i0_percent | float64
46 | trafo | shift_degree | float64
47 | trafo | tap_side | object
48 | trafo | tap_neutral | int32
49 | trafo | tap_min | int32
50 | trafo | tap_max | int32
51 | trafo | tap_step_percent | float64
52 | trafo | tap_step_degree | float64
53 | trafo | tap_pos | int32
54 | trafo | tap_phase_shifter | bool
55 | trafo | parallel | uint32
56 | trafo | df | float64
57 | trafo | in_service | bool
58 | line_geodata | coords | object
59 | bus_geodata | x | float64
60 | bus_geodata | y | float64
61 | bus_geodata | coords | object

## parameters
| version | format_version | converged | OPF_converged | name | f_hz | sn_mva
0 | 2.14.6 | 2.14.0 | FALSE | FALSE |  | 50 | 1