## bus
| name | vn_kv | type | zone | in_service
0 | bus_LV_3340-64_0_6_node_0 | 0.4 | n |  | TRUE
1 | bus_LV_3340-64_0_6_node_2 | 0.4 | n |  | TRUE
2 | bus_LV_3340-64_0_6_node_1 | 0.4 | n |  | TRUE
3 | bus_LV_3340-64_0_6_node_3 | 0.4 | n |  | TRUE
4 | bus_LV_3340-64_0_6_node_4 | 0.4 | n |  | TRUE
5 | bus_LV_3340-64_0_6_node_5 | 0.4 | n |  | TRUE
6 | bus_LV_3340-64_0_6_node_6 | 0.4 | n |  | TRUE
7 | bus_LV_3340-64_0_6_node_32 | 0.4 | n |  | TRUE
8 | bus_LV_3340-64_0_6_node_22 | 0.4 | n |  | TRUE
9 | bus_LV_3340-64_0_6_node_31 | 0.4 | n |  | TRUE
10 | bus_LV_3340-64_0_6_node_57 | 0.4 | n |  | TRUE
11 | bus_LV_3340-64_0_6_node_7 | 0.4 | n |  | TRUE
12 | bus_LV_3340-64_0_6_node_84 | 0.4 | n |  | TRUE
13 | bus_LV_3340-64_0_6_node_79 | 0.4 | n |  | TRUE
14 | bus_LV_3340-64_0_6_node_49 | 0.4 | n |  | TRUE
15 | bus_LV_3340-64_0_6_node_20 | 0.4 | n |  | TRUE
16 | bus_LV_3340-64_0_6_node_11 | 0.4 | n |  | TRUE
17 | bus_LV_3340-64_0_6_node_33 | 0.4 | n |  | TRUE
18 | bus_LV_3340-64_0_6_node_16 | 0.4 | n |  | TRUE
19 | bus_LV_3340-64_0_6_node_9 | 0.4 | n |  | TRUE
20 | bus_LV_3340-64_0_6_node_21 | 0.4 | n |  | TRUE
21 | bus_LV_3340-64_0_6_node_19 | 0.4 | n |  | TRUE
22 | bus_LV_3340-64_0_6_node_58 | 0.4 | n |  | TRUE
23 | bus_LV_3340-64_0_6_node_183 | 0.4 | n |  | TRUE
24 | bus_LV_3340-64_0_6_node_78 | 0.4 | n |  | TRUE
25 | bus_LV_3340-64_0_6_node_8 | 0.4 | n |  | TRUE
26 | bus_LV_3340-64_0_6_node_10 | 0.4 | n |  | TRUE
27 | bus_LV_3340-64_0_6_node_12 | 0.4 | n |  | TRUE
28 | bus_LV_3340-64_0_6_node_13 | 0.4 | n |  | TRUE
29 | bus_LV_3340-64_0_6_node_29 | 0.4 | n |  | TRUE
30 | bus_LV_3340-64_0_6_node_55 | 0.4 | n |  | TRUE
31 | bus_LV_3340-64_0_6_node_50 | 0.4 | n |  | TRUE
32 | bus_LV_3340-64_0_6_node_14 | 0.4 | n |  | TRUE
33 | bus_LV_3340-64_0_6_node_30 | 0.4 | n |  | TRUE
34 | bus_LV_3340-64_0_6_node_15 | 0.4 | n |  | TRUE
35 | bus_LV_3340-64_0_6_node_17 | 0.4 | n |  | TRUE
36 | bus_LV_3340-64_0_6_node_18 | 0.4 | n |  | TRUE
37 | bus_LV_3340-64_0_6_node_25 | 0.4 | n |  | TRUE
38 | bus_LV_3340-64_0_6_node_27 | 0.4 | n |  | TRUE
39 | bus_LV_3340-64_0_6_node_28 | 0.4 | n |  | TRUE
40 | bus_LV_3340-64_0_6_node_23 | 0.4 | n |  | TRUE
41 | bus_LV_3340-64_0_6_node_35 | 0.4 | n |  | TRUE
42 | bus_LV_3340-64_0_6_node_34 | 0.4 | n |  | TRUE
43 | bus_LV_3340-64_0_6_node_26 | 0.4 | n |  | TRUE
44 | bus_LV_3340-64_0_6_node_199 | 0.4 | n |  | TRUE
45 | bus_LV_3340-64_0_6_node_56 | 0.4 | n |  | TRUE
46 | bus_LV_3340-64_0_6_node_47 | 0.4 | n |  | TRUE
47 | bus_LV_3340-64_0_6_node_64 | 0.4 | n |  | TRUE
48 | bus_LV_3340-64_0_6_node_45 | 0.4 | n |  | TRUE
49 | bus_LV_3340-64_0_6_node_53 | 0.4 | n |  | TRUE
50 | bus_LV_3340-64_0_6_node_36 | 0.4 | n |  | TRUE
51 | bus_LV_3340-64_0_6_node_37 | 0.4 | n |  | TRUE
52 | bus_LV_3340-64_0_6_node_185 | 0.4 | n |  | TRUE
53 | bus_LV_3340-64_0_6_node_41 | 0.4 | n |  | TRUE
54 | bus_LV_3340-64_0_6_node_38 | 0.4 | n |  | TRUE
55 | bus_LV_3340-64_0_6_node_39 | 0.4 | n |  | TRUE
56 | bus_LV_3340-64_0_6_node_40 | 0.4 | n |  | TRUE
57 | bus_LV_3340-64_0_6_node_42 | 0.4 | n |  | TRUE
58 | bus_LV_3340-64_0_6_node_194 | 0.4 | n |  | TRUE
59 | bus_LV_3340-64_0_6_node_43 | 0.4 | n |  | TRUE
60 | bus_LV_3340-64_0_6_node_44 | 0.4 | n |  | TRUE
61 | bus_LV_3340-64_0_6_node_46 | 0.4 | n |  | TRUE
62 | bus_LV_3340-64_0_6_node_48 | 0.4 | n |  | TRUE
63 | bus_LV_3340-64_0_6_node_62 | 0.4 | n |  | TRUE
64 | bus_LV_3340-64_0_6_node_61 | 0.4 | n |  | TRUE
65 | bus_LV_3340-64_0_6_node_51 | 0.4 | n |  | TRUE
66 | bus_LV_3340-64_0_6_node_52 | 0.4 | n |  | TRUE
67 | bus_LV_3340-64_0_6_node_54 | 0.4 | n |  | TRUE
68 | bus_LV_3340-64_0_6_node_63 | 0.4 | n |  | TRUE
69 | bus_LV_3340-64_0_6_node_59 | 0.4 | n |  | TRUE
70 | bus_LV_3340-64_0_6_node_65 | 0.4 | n |  | TRUE
71 | bus_LV_3340-64_0_6_node_111 | 0.4 | n |  | TRUE
72 | bus_LV_3340-64_0_6_node_60 | 0.4 | n |  | TRUE
73 | bus_LV_3340-64_0_6_node_110 | 0.4 | n |  | TRUE
74 | bus_LV_3340-64_0_6_node_66 | 0.4 | n |  | TRUE
75 | bus_LV_3340-64_0_6_node_67 | 0.4 | n |  | TRUE
76 | bus_LV_3340-64_0_6_node_68 | 0.4 | n |  | TRUE
77 | bus_LV_3340-64_0_6_node_69 | 0.4 | n |  | TRUE
78 | bus_LV_3340-64_0_6_node_70 | 0.4 | n |  | TRUE
79 | bus_LV_3340-64_0_6_node_105 | 0.4 | n |  | TRUE
80 | bus_LV_3340-64_0_6_node_103 | 0.4 | n |  | TRUE
81 | bus_LV_3340-64_0_6_node_71 | 0.4 | n |  | TRUE
82 | bus_LV_3340-64_0_6_node_72 | 0.4 | n |  | TRUE
83 | bus_LV_3340-64_0_6_node_73 | 0.4 | n |  | TRUE
84 | bus_LV_3340-64_0_6_node_74 | 0.4 | n |  | TRUE
85 | bus_LV_3340-64_0_6_node_75 | 0.4 | n |  | TRUE
86 | bus_LV_3340-64_0_6_node_76 | 0.4 | n |  | TRUE
87 | bus_LV_3340-64_0_6_node_77 | 0.4 | n |  | TRUE
88 | bus_LV_3340-64_0_6_node_107 | 0.4 | n |  | TRUE
89 | bus_LV_3340-64_0_6_node_165 | 0.4 | n |  | TRUE
90 | bus_LV_3340-64_0_6_node_163 | 0.4 | n |  | TRUE
91 | bus_LV_3340-64_0_6_node_108 | 0.4 | n |  | TRUE
92 | bus_LV_3340-64_0_6_node_184 | 0.4 | n |  | TRUE
93 | bus_LV_3340-64_0_6_node_179 | 0.4 | n |  | TRUE
94 | bus_LV_3340-64_0_6_node_164 | 0.4 | n |  | TRUE
95 | bus_LV_3340-64_0_6_node_80 | 0.4 | n |  | TRUE
96 | bus_LV_3340-64_0_6_node_81 | 0.4 | n |  | TRUE
97 | bus_LV_3340-64_0_6_node_85 | 0.4 | n |  | TRUE
98 | bus_LV_3340-64_0_6_node_86 | 0.4 | n |  | TRUE
99 | bus_LV_3340-64_0_6_node_122 | 0.4 | n |  | TRUE
100 | bus_LV_3340-64_0_6_node_209 | 0.4 | n |  | TRUE
101 | bus_LV_3340-64_0_6_node_119 | 0.4 | n |  | TRUE
102 | bus_LV_3340-64_0_6_node_117 | 0.4 | n |  | TRUE
103 | bus_LV_3340-64_0_6_node_172 | 0.4 | n |  | TRUE
104 | bus_LV_3340-64_0_6_node_187 | 0.4 | n |  | TRUE
105 | bus_LV_3340-64_0_6_node_171 | 0.4 | n |  | TRUE
106 | bus_LV_3340-64_0_6_node_173 | 0.4 | n |  | TRUE
107 | bus_LV_3340-64_0_6_node_197 | 0.4 | n |  | TRUE
108 | bus_LV_3340-64_0_6_node_175 | 0.4 | n |  | TRUE
109 | bus_LV_3340-64_0_6_node_169 | 0.4 | n |  | TRUE
110 | bus_LV_3340-64_0_6_node_153 | 0.4 | n |  | TRUE
111 | bus_LV_3340-64_0_6_node_168 | 0.4 | n |  | TRUE
112 | bus_LV_3340-64_0_6_node_182 | 0.4 | n |  | TRUE
113 | bus_LV_3340-64_0_6_node_186 | 0.4 | n |  | TRUE
114 | bus_LV_3340-64_0_6_node_174 | 0.4 | n |  | TRUE
115 | bus_LV_3340-64_0_6_node_109 | 0.4 | n |  | TRUE
116 | bus_LV_3340-64_0_6_node_87 | 0.4 | n |  | TRUE
117 | bus_LV_3340-64_0_6_node_88 | 0.4 | n |  | TRUE
118 | bus_LV_3340-64_0_6_node_89 | 0.4 | n |  | TRUE
119 | bus_LV_3340-64_0_6_node_90 | 0.4 | n |  | TRUE
120 | bus_LV_3340-64_0_6_node_91 | 0.4 | n |  | TRUE
121 | bus_LV_3340-64_0_6_node_92 | 0.4 | n |  | TRUE
122 | bus_LV_3340-64_0_6_node_93 | 0.4 | n |  | TRUE
123 | bus_LV_3340-64_0_6_node_97 | 0.4 | n |  | TRUE
124 | bus_LV_3340-64_0_6_node_94 | 0.4 | n |  | TRUE
125 | bus_LV_3340-64_0_6_node_96 | 0.4 | n |  | TRUE
126 | bus_LV_3340-64_0_6_node_101 | 0.4 | n |  | TRUE
127 | bus_LV_3340-64_0_6_node_106 | 0.4 | n |  | TRUE
128 | bus_LV_3340-64_0_6_node_195 | 0.4 | n |  | TRUE
129 | bus_LV_3340-64_0_6_node_196 | 0.4 | n |  | TRUE
130 | bus_LV_3340-64_0_6_node_95 | 0.4 | n |  | TRUE
131 | bus_LV_3340-64_0_6_node_98 | 0.4 | n |  | TRUE
132 | bus_LV_3340-64_0_6_node_99 | 0.4 | n |  | TRUE
133 | bus_LV_3340-64_0_6_node_200 | 0.4 | n |  | TRUE
134 | bus_LV_3340-64_0_6_node_201 | 0.4 | n |  | TRUE
135 | bus_LV_3340-64_0_6_node_100 | 0.4 | n |  | TRUE
136 | bus_LV_3340-64_0_6_node_104 | 0.4 | n |  | TRUE
137 | bus_LV_3340-64_0_6_node_208 | 0.4 | n |  | TRUE
138 | bus_LV_3340-64_0_6_node_203 | 0.4 | n |  | TRUE
139 | bus_LV_3340-64_0_6_node_204 | 0.4 | n |  | TRUE
140 | bus_LV_3340-64_0_6_node_205 | 0.4 | n |  | TRUE
141 | bus_LV_3340-64_0_6_node_102 | 0.4 | n |  | TRUE
142 | bus_LV_3340-64_0_6_node_112 | 0.4 | n |  | TRUE
143 | bus_LV_3340-64_0_6_node_113 | 0.4 | n |  | TRUE
144 | bus_LV_3340-64_0_6_node_114 | 0.4 | n |  | TRUE
145 | bus_LV_3340-64_0_6_node_115 | 0.4 | n |  | TRUE
146 | bus_LV_3340-64_0_6_node_116 | 0.4 | n |  | TRUE
147 | bus_LV_3340-64_0_6_node_125 | 0.4 | n |  | TRUE
148 | bus_LV_3340-64_0_6_node_162 | 0.4 | n |  | TRUE
149 | bus_LV_3340-64_0_6_node_123 | 0.4 | n |  | TRUE
150 | bus_LV_3340-64_0_6_node_118 | 0.4 | n |  | TRUE
151 | bus_LV_3340-64_0_6_node_121 | 0.4 | n |  | TRUE
152 | bus_LV_3340-64_0_6_node_120 | 0.4 | n |  | TRUE
153 | bus_LV_3340-64_0_6_node_154 | 0.4 | n |  | TRUE
154 | bus_LV_3340-64_0_6_node_150 | 0.4 | n |  | TRUE
155 | bus_LV_3340-64_0_6_node_148 | 0.4 | n |  | TRUE
156 | bus_LV_3340-64_0_6_node_151 | 0.4 | n |  | TRUE
157 | bus_LV_3340-64_0_6_node_147 | 0.4 | n |  | TRUE
158 | bus_LV_3340-64_0_6_node_124 | 0.4 | n |  | TRUE
159 | bus_LV_3340-64_0_6_node_127 | 0.4 | n |  | TRUE
160 | bus_LV_3340-64_0_6_node_128 | 0.4 | n |  | TRUE
161 | bus_LV_3340-64_0_6_node_129 | 0.4 | n |  | TRUE
162 | bus_LV_3340-64_0_6_node_160 | 0.4 | n |  | TRUE
163 | bus_LV_3340-64_0_6_node_159 | 0.4 | n |  | TRUE
164 | bus_LV_3340-64_0_6_node_130 | 0.4 | n |  | TRUE
165 | bus_LV_3340-64_0_6_node_131 | 0.4 | n |  | TRUE
166 | bus_LV_3340-64_0_6_node_132 | 0.4 | n |  | TRUE
167 | bus_LV_3340-64_0_6_node_133 | 0.4 | n |  | TRUE
168 | bus_LV_3340-64_0_6_node_134 | 0.4 | n |  | TRUE
169 | bus_LV_3340-64_0_6_node_146 | 0.4 | n |  | TRUE
170 | bus_LV_3340-64_0_6_node_155 | 0.4 | n |  | TRUE
171 | bus_LV_3340-64_0_6_node_156 | 0.4 | n |  | TRUE
172 | bus_LV_3340-64_0_6_node_145 | 0.4 | n |  | TRUE
173 | bus_LV_3340-64_0_6_node_138 | 0.4 | n |  | TRUE
174 | bus_LV_3340-64_0_6_node_135 | 0.4 | n |  | TRUE
175 | bus_LV_3340-64_0_6_node_136 | 0.4 | n |  | TRUE
176 | bus_LV_3340-64_0_6_node_137 | 0.4 | n |  | TRUE
177 | bus_LV_3340-64_0_6_node_139 | 0.4 | n |  | TRUE
178 | bus_LV_3340-64_0_6_node_167 | 0.4 | n |  | TRUE
179 | bus_LV_3340-64_0_6_node_166 | 0.4 | n |  | TRUE
180 | bus_LV_3340-64_0_6_node_140 | 0.4 | n |  | TRUE
181 | bus_LV_3340-64_0_6_node_141 | 0.4 | n |  | TRUE
182 | bus_LV_3340-64_0_6_node_142 | 0.4 | n |  | TRUE
183 | bus_LV_3340-64_0_6_node_143 | 0.4 | n |  | TRUE
184 | bus_LV_3340-64_0_6_node_144 | 0.4 | n |  | TRUE
185 | bus_LV_3340-64_0_6_node_149 | 0.4 | n |  | TRUE
186 | bus_LV_3340-64_0_6_node_188 | 0.4 | n |  | TRUE
187 | bus_LV_3340-64_0_6_node_189 | 0.4 | n |  | TRUE
188 | bus_LV_3340-64_0_6_node_152 | 0.4 | n |  | TRUE
189 | bus_LV_3340-64_0_6_node_157 | 0.4 | n |  | TRUE
190 | bus_LV_3340-64_0_6_node_158 | 0.4 | n |  | TRUE
191 | bus_LV_3340-64_0_6_node_161 | 0.4 | n |  | TRUE
192 | bus_LV_3340-64_0_6_node_191 | 0.4 | n |  | TRUE
193 | bus_LV_3340-64_0_6_node_192 | 0.4 | n |  | TRUE
194 | bus_LV_3340-64_0_6_node_190 | 0.4 | n |  | TRUE
195 | bus_LV_3340-64_0_6_node_177 | 0.4 | n |  | TRUE
196 | bus_LV_3340-64_0_6_node_170 | 0.4 | n |  | TRUE
197 | bus_LV_3340-64_0_6_node_198 | 0.4 | n |  | TRUE
198 | bus_LV_3340-64_0_6_node_176 | 0.4 | n |  | TRUE
199 | bus_LV_3340-64_0_6_node_178 | 0.4 | n |  | TRUE
200 | bus_LV_3340-64_0_6_node_180 | 0.4 | n |  | TRUE
201 | bus_LV_3340-64_0_6_node_181 | 0.4 | n |  | TRUE
202 | bus_LV_3340-64_0_6_node_193 | 0.4 | n |  | TRUE
203 | bus_LV_3340-64_0_6_node_202 | 0.4 | n |  | TRUE
204 | bus_LV_3340-64_0_6_node_207 | 0.4 | n |  | TRUE
205 | bus_LV_3340-64_0_6_node_206 | 0.4 | n |  | TRUE
206 | bus_MV_586_0_node_34 | 20 | n |  | TRUE

## load
| name | bus | p_mw | q_mvar | const_z_percent | const_i_percent | sn_mva | scaling | in_service | type
0 | LV_3340-64_0_6_load_0 | 0 | 0.0022252 | 0.00055768 | 0 | 0 |  | 1 | TRUE | wye
1 | LV_3340-64_0_6_load_4 | 4 | 0.0035742 | 0.00089577 | 0 | 0 |  | 1 | TRUE | wye
2 | LV_3340-64_0_6_load_32 | 7 | 0.002073 | 0.00051954 | 0 | 0 |  | 1 | TRUE | wye
3 | LV_3340-64_0_6_load_31 | 9 | 0.0017314 | 0.00043392 | 0 | 0 |  | 1 | TRUE | wye
4 | LV_3340-64_0_6_load_57 | 10 | 0.0023105 | 0.00057907 | 0 | 0 |  | 1 | TRUE | wye
5 | LV_3340-64_0_6_load_79 | 13 | 0.0014995 | 0.00037582 | 0 | 0 |  | 1 | TRUE | wye
6 | LV_3340-64_0_6_load_49 | 14 | 0.0020412 | 0.00051158 | 0 | 0 |  | 1 | TRUE | wye
7 | LV_3340-64_0_6_load_16 | 18 | 0.0012979 | 0.00032528 | 0 | 0 |  | 1 | TRUE | wye
8 | LV_3340-64_0_6_load_9 | 19 | 0.0017557 | 0.00044003 | 0 | 0 |  | 1 | TRUE | wye
9 | LV_3340-64_0_6_load_21 | 20 | 0.0013911 | 0.00034865 | 0 | 0 |  | 1 | TRUE | wye
10 | LV_3340-64_0_6_load_19 | 21 | 0.0044215 | 0.0011081 | 0 | 0 |  | 1 | TRUE | wye
11 | LV_3340-64_0_6_load_58 | 22 | 0.0011126 | 0.00027884 | 0 | 0 |  | 1 | TRUE | wye
12 | LV_3340-64_0_6_load_183 | 23 | 0.01139 | 0.0028545 | 0 | 0 |  | 1 | TRUE | wye
13 | LV_3340-64_0_6_load_78 | 24 | 0.0015766 | 0.00039514 | 0 | 0 |  | 1 | TRUE | wye
14 | LV_3340-64_0_6_load_8 | 25 | 0.0011275 | 0.00028258 | 0 | 0 |  | 1 | TRUE | wye
15 | LV_3340-64_0_6_load_13 | 28 | 0.0023898 | 0.00059894 | 0 | 0 |  | 1 | TRUE | wye
16 | LV_3340-64_0_6_load_29 | 29 | 0.0012191 | 0.00030555 | 0 | 0 |  | 1 | TRUE | wye
17 | LV_3340-64_0_6_load_50 | 31 | 0.0016015 | 0.00040138 | 0 | 0 |  | 1 | TRUE | wye
18 | LV_3340-64_0_6_load_14 | 32 | 0.0016898 | 0.00042351 | 0 | 0 |  | 1 | TRUE | wye
19 | LV_3340-64_0_6_load_30 | 33 | 0.0017336 | 0.00043448 | 0 | 0 |  | 1 | TRUE | wye
20 | LV_3340-64_0_6_load_15 | 34 | 0.0017651 | 0.00044238 | 0 | 0 |  | 1 | TRUE | wye
21 | LV_3340-64_0_6_load_17 | 35 | 0.00092985 | 0.00023304 | 0 | 0 |  | 1 | TRUE | wye
22 | LV_3340-64_0_6_load_18 | 36 | 0.0062686 | 0.0015711 | 0 | 0 |  | 1 | TRUE | wye
23 | LV_3340-64_0_6_load_28 | 39 | 0.0021804 | 0.00054646 | 0 | 0 |  | 1 | TRUE | wye
24 | LV_3340-64_0_6_load_23 | 40 | 0.0011682 | 0.00029278 | 0 | 0 |  | 1 | TRUE | wye
25 | LV_3340-64_0_6_load_35 | 41 | 0.0015489 | 0.0003882 | 0 | 0 |  | 1 | TRUE | wye
26 | LV_3340-64_0_6_load_34 | 42 | 0.0042099 | 0.0010551 | 0 | 0 |  | 1 | TRUE | wye
27 | LV_3340-64_0_6_load_199 | 44 | 0.0042758 | 0.0010716 | 0 | 0 |  | 1 | TRUE | wye
28 | LV_3340-64_0_6_load_47 | 46 | 0.0012326 | 0.00030892 | 0 | 0 |  | 1 | TRUE | wye
29 | LV_3340-64_0_6_load_64 | 47 | 0.0013187 | 0.0003305 | 0 | 0 |  | 1 | TRUE | wye
30 | LV_3340-64_0_6_load_53 | 49 | 0.001754 | 0.0004396 | 0 | 0 |  | 1 | TRUE | wye
31 | LV_3340-64_0_6_load_36 | 50 | 0.0023178 | 0.00058089 | 0 | 0 |  | 1 | TRUE | wye
32 | LV_3340-64_0_6_load_37 | 51 | 0.0021086 | 0.00052846 | 0 | 0 |  | 1 | TRUE | wye
33 | LV_3340-64_0_6_load_185 | 52 | 0.0012236 | 0.00030667 | 0 | 0 |  | 1 | TRUE | wye
34 | LV_3340-64_0_6_load_41 | 53 | 0.0011741 | 0.00029425 | 0 | 0 |  | 1 | TRUE | wye
35 | LV_3340-64_0_6_load_38 | 54 | 0.0042282 | 0.0010597 | 0 | 0 |  | 1 | TRUE | wye
36 | LV_3340-64_0_6_load_39 | 55 | 0.0011631 | 0.0002915 | 0 | 0 |  | 1 | TRUE | wye
37 | LV_3340-64_0_6_load_40 | 56 | 0.0011651 | 0.00029199 | 0 | 0 |  | 1 | TRUE | wye
38 | LV_3340-64_0_6_load_42 | 57 | 0.0011296 | 0.00028309 | 0 | 0 |  | 1 | TRUE | wye
39 | LV_3340-64_0_6_load_194 | 58 | 0.0012874 | 0.00032266 | 0 | 0 |  | 1 | TRUE | wye
40 | LV_3340-64_0_6_load_43 | 59 | 0.0015723 | 0.00039406 | 0 | 0 |  | 1 | TRUE | wye
41 | LV_3340-64_0_6_load_44 | 60 | 0.0027946 | 0.0007004 | 0 | 0 |  | 1 | TRUE | wye
42 | LV_3340-64_0_6_load_46 | 61 | 0.0015385 | 0.00038559 | 0 | 0 |  | 1 | TRUE | wye
43 | LV_3340-64_0_6_load_62 | 63 | 0.0018803 | 0.00047124 | 0 | 0 |  | 1 | TRUE | wye
44 | LV_3340-64_0_6_load_61 | 64 | 0.0011596 | 0.00029061 | 0 | 0 |  | 1 | TRUE | wye
45 | LV_3340-64_0_6_load_51 | 65 | 0.001389 | 0.0003481 | 0 | 0 |  | 1 | TRUE | wye
46 | LV_3340-64_0_6_load_52 | 66 | 0.0015397 | 0.00038589 | 0 | 0 |  | 1 | TRUE | wye
47 | LV_3340-64_0_6_load_54 | 67 | 0.0014296 | 0.00035828 | 0 | 0 |  | 1 | TRUE | wye
48 | LV_3340-64_0_6_load_63 | 68 | 0.0011684 | 0.00029282 | 0 | 0 |  | 1 | TRUE | wye
49 | LV_3340-64_0_6_load_111 | 71 | 0.001388 | 0.00034787 | 0 | 0 |  | 1 | TRUE | wye
50 | LV_3340-64_0_6_load_60 | 72 | 0.0012469 | 0.0003125 | 0 | 0 |  | 1 | TRUE | wye
51 | LV_3340-64_0_6_load_110 | 73 | 0.001417 | 0.00035512 | 0 | 0 |  | 1 | TRUE | wye
52 | LV_3340-64_0_6_load_66 | 74 | 0.0010652 | 0.00026696 | 0 | 0 |  | 1 | TRUE | wye
53 | LV_3340-64_0_6_load_67 | 75 | 0.0013053 | 0.00032715 | 0 | 0 |  | 1 | TRUE | wye
54 | LV_3340-64_0_6_load_68 | 76 | 0.0013042 | 0.00032687 | 0 | 0 |  | 1 | TRUE | wye
55 | LV_3340-64_0_6_load_69 | 77 | 0.0009839 | 0.00024659 | 0 | 0 |  | 1 | TRUE | wye
56 | LV_3340-64_0_6_load_70 | 78 | 0.0011287 | 0.00028289 | 0 | 0 |  | 1 | TRUE | wye
57 | LV_3340-64_0_6_load_105 | 79 | 0.0011893 | 0.00029807 | 0 | 0 |  | 1 | TRUE | wye
58 | LV_3340-64_0_6_load_103 | 80 | 0.0016048 | 0.0004022 | 0 | 0 |  | 1 | TRUE | wye
59 | LV_3340-64_0_6_load_71 | 81 | 0.0023801 | 0.0005965 | 0 | 0 |  | 1 | TRUE | wye
60 | LV_3340-64_0_6_load_72 | 82 | 0.0020641 | 0.0005173 | 0 | 0 |  | 1 | TRUE | wye
61 | LV_3340-64_0_6_load_73 | 83 | 0.0012339 | 0.00030925 | 0 | 0 |  | 1 | TRUE | wye
62 | LV_3340-64_0_6_load_75 | 85 | 0.0032862 | 0.00082361 | 0 | 0 |  | 1 | TRUE | wye
63 | LV_3340-64_0_6_load_76 | 86 | 0.001465 | 0.00036715 | 0 | 0 |  | 1 | TRUE | wye
64 | LV_3340-64_0_6_load_107 | 88 | 0.020368 | 0.0051047 | 0 | 0 |  | 1 | TRUE | wye
65 | LV_3340-64_0_6_load_163 | 90 | 0.0027665 | 0.00069335 | 0 | 0 |  | 1 | TRUE | wye
66 | LV_3340-64_0_6_load_184 | 92 | 0.0014811 | 0.0003712 | 0 | 0 |  | 1 | TRUE | wye
67 | LV_3340-64_0_6_load_179 | 93 | 0.001633 | 0.00040927 | 0 | 0 |  | 1 | TRUE | wye
68 | LV_3340-64_0_6_load_164 | 94 | 0.0026597 | 0.00066659 | 0 | 0 |  | 1 | TRUE | wye
69 | LV_3340-64_0_6_load_80 | 95 | 0.0022306 | 0.00055904 | 0 | 0 |  | 1 | TRUE | wye
70 | LV_3340-64_0_6_load_85 | 97 | 0.00096958 | 0.000243 | 0 | 0 |  | 1 | TRUE | wye
71 | LV_3340-64_0_6_load_86 | 98 | 0.025088 | 0.0062878 | 0 | 0 |  | 1 | TRUE | wye
72 | LV_3340-64_0_6_load_209 | 100 | 0.024504 | 0.0061414 | 0 | 0 |  | 1 | TRUE | wye
73 | LV_3340-64_0_6_load_117 | 102 | 0.0053596 | 0.0013433 | 0 | 0 |  | 1 | TRUE | wye
74 | LV_3340-64_0_6_load_187 | 104 | 0.014101 | 0.0035341 | 0 | 0 |  | 1 | TRUE | wye
75 | LV_3340-64_0_6_load_197 | 107 | 0.0089017 | 0.002231 | 0 | 0 |  | 1 | TRUE | wye
76 | LV_3340-64_0_6_load_168 | 111 | 0.0045705 | 0.0011455 | 0 | 0 |  | 1 | TRUE | wye
77 | LV_3340-64_0_6_load_182 | 112 | 0.017914 | 0.0044896 | 0 | 0 |  | 1 | TRUE | wye
78 | LV_3340-64_0_6_load_186 | 113 | 0.016458 | 0.0041248 | 0 | 0 |  | 1 | TRUE | wye
79 | LV_3340-64_0_6_load_109 | 115 | 0.023213 | 0.0058178 | 0 | 0 |  | 1 | TRUE | wye
80 | LV_3340-64_0_6_load_87 | 116 | 0.0091679 | 0.0022977 | 0 | 0 |  | 1 | TRUE | wye
81 | LV_3340-64_0_6_load_90 | 119 | 0.0041057 | 0.001029 | 0 | 0 |  | 1 | TRUE | wye
82 | LV_3340-64_0_6_load_91 | 120 | 0.0013771 | 0.00034515 | 0 | 0 |  | 1 | TRUE | wye
83 | LV_3340-64_0_6_load_93 | 122 | 0.0012961 | 0.00032483 | 0 | 0 |  | 1 | TRUE | wye
84 | LV_3340-64_0_6_load_94 | 124 | 0.0021337 | 0.00053475 | 0 | 0 |  | 1 | TRUE | wye
85 | LV_3340-64_0_6_load_101 | 126 | 0.0023296 | 0.00058385 | 0 | 0 |  | 1 | TRUE | wye
86 | LV_3340-64_0_6_load_195 | 128 | 0.0018171 | 0.00045541 | 0 | 0 |  | 1 | TRUE | wye
87 | LV_3340-64_0_6_load_99 | 132 | 0.0019965 | 0.00050037 | 0 | 0 |  | 1 | TRUE | wye
88 | LV_3340-64_0_6_load_201 | 134 | 0.00095836 | 0.00024019 | 0 | 0 |  | 1 | TRUE | wye
89 | LV_3340-64_0_6_load_100 | 135 | 0.0026703 | 0.00066925 | 0 | 0 |  | 1 | TRUE | wye
90 | LV_3340-64_0_6_load_104 | 136 | 0.0011805 | 0.00029585 | 0 | 0 |  | 1 | TRUE | wye
91 | LV_3340-64_0_6_load_208 | 137 | 0.0027834 | 0.00069759 | 0 | 0 |  | 1 | TRUE | wye
92 | LV_3340-64_0_6_load_205 | 140 | 0.00068563 | 0.00017184 | 0 | 0 |  | 1 | TRUE | wye
93 | LV_3340-64_0_6_load_102 | 141 | 0.001971 | 0.00049397 | 0 | 0 |  | 1 | TRUE | wye
94 | LV_3340-64_0_6_load_112 | 142 | 0.0059819 | 0.0014992 | 0 | 0 |  | 1 | TRUE | wye
95 | LV_3340-64_0_6_load_113 | 143 | 0.0012523 | 0.00031386 | 0 | 0 |  | 1 | TRUE | wye
96 | LV_3340-64_0_6_load_114 | 144 | 0.0017762 | 0.00044516 | 0 | 0 |  | 1 | TRUE | wye
97 | LV_3340-64_0_6_load_115 | 145 | 0.00086873 | 0.00021772 | 0 | 0 |  | 1 | TRUE | wye
98 | LV_3340-64_0_6_load_116 | 146 | 0.0035969 | 0.00090148 | 0 | 0 |  | 1 | TRUE | wye
99 | LV_3340-64_0_6_load_125 | 147 | 0.0019357 | 0.00048513 | 0 | 0 |  | 1 | TRUE | wye
100 | LV_3340-64_0_6_load_162 | 148 | 0.0037146 | 0.00093096 | 0 | 0 |  | 1 | TRUE | wye
101 | LV_3340-64_0_6_load_123 | 149 | 0.0036924 | 0.0009254 | 0 | 0 |  | 1 | TRUE | wye
102 | LV_3340-64_0_6_load_121 | 151 | 0.0020524 | 0.00051438 | 0 | 0 |  | 1 | TRUE | wye
103 | LV_3340-64_0_6_load_154 | 153 | 0.0030792 | 0.00077171 | 0 | 0 |  | 1 | TRUE | wye
104 | LV_3340-64_0_6_load_150 | 154 | 0.0049362 | 0.0012371 | 0 | 0 |  | 1 | TRUE | wye
105 | LV_3340-64_0_6_load_124 | 158 | 0.0032414 | 0.00081236 | 0 | 0 |  | 1 | TRUE | wye
106 | LV_3340-64_0_6_load_127 | 159 | 0.0013731 | 0.00034414 | 0 | 0 |  | 1 | TRUE | wye
107 | LV_3340-64_0_6_load_128 | 160 | 0.0012207 | 0.00030594 | 0 | 0 |  | 1 | TRUE | wye
108 | LV_3340-64_0_6_load_129 | 161 | 0.0012765 | 0.00031991 | 0 | 0 |  | 1 | TRUE | wye
109 | LV_3340-64_0_6_load_160 | 162 | 0.0013178 | 0.00033028 | 0 | 0 |  | 1 | TRUE | wye
110 | LV_3340-64_0_6_load_130 | 164 | 0.0050465 | 0.0012648 | 0 | 0 |  | 1 | TRUE | wye
111 | LV_3340-64_0_6_load_131 | 165 | 0.0033255 | 0.00083344 | 0 | 0 |  | 1 | TRUE | wye
112 | LV_3340-64_0_6_load_132 | 166 | 0.0061841 | 0.0015499 | 0 | 0 |  | 1 | TRUE | wye
113 | LV_3340-64_0_6_load_133 | 167 | 0.0018359 | 0.00046013 | 0 | 0 |  | 1 | TRUE | wye
114 | LV_3340-64_0_6_load_146 | 169 | 0.0025874 | 0.00064848 | 0 | 0 |  | 1 | TRUE | wye
115 | LV_3340-64_0_6_load_155 | 170 | 0.0061543 | 0.0015424 | 0 | 0 |  | 1 | TRUE | wye
116 | LV_3340-64_0_6_load_156 | 171 | 0.0053892 | 0.0013507 | 0 | 0 |  | 1 | TRUE | wye
117 | LV_3340-64_0_6_load_145 | 172 | 0.0025853 | 0.00064793 | 0 | 0 |  | 1 | TRUE | wye
118 | LV_3340-64_0_6_load_138 | 173 | 0.0011261 | 0.00028222 | 0 | 0 |  | 1 | TRUE | wye
119 | LV_3340-64_0_6_load_135 | 174 | 0.0028227 | 0.00070745 | 0 | 0 |  | 1 | TRUE | wye
120 | LV_3340-64_0_6_load_136 | 175 | 0.0023148 | 0.00058014 | 0 | 0 |  | 1 | TRUE | wye
121 | LV_3340-64_0_6_load_137 | 176 | 0.001985 | 0.00049749 | 0 | 0 |  | 1 | TRUE | wye
122 | LV_3340-64_0_6_load_139 | 177 | 0.0022842 | 0.00057247 | 0 | 0 |  | 1 | TRUE | wye
123 | LV_3340-64_0_6_load_167 | 178 | 0.0023978 | 0.00060094 | 0 | 0 |  | 1 | TRUE | wye
124 | LV_3340-64_0_6_load_166 | 179 | 0.0013286 | 0.00033299 | 0 | 0 |  | 1 | TRUE | wye
125 | LV_3340-64_0_6_load_140 | 180 | 0.0028587 | 0.00071646 | 0 | 0 |  | 1 | TRUE | wye
126 | LV_3340-64_0_6_load_141 | 181 | 0.0024275 | 0.0006084 | 0 | 0 |  | 1 | TRUE | wye
127 | LV_3340-64_0_6_load_142 | 182 | 0.0020853 | 0.00052263 | 0 | 0 |  | 1 | TRUE | wye
128 | LV_3340-64_0_6_load_143 | 183 | 0.0016769 | 0.00042026 | 0 | 0 |  | 1 | TRUE | wye
129 | LV_3340-64_0_6_load_144 | 184 | 0.0030894 | 0.00077428 | 0 | 0 |  | 1 | TRUE | wye
130 | LV_3340-64_0_6_load_149 | 185 | 0.0012876 | 0.0003227 | 0 | 0 |  | 1 | TRUE | wye
131 | LV_3340-64_0_6_load_188 | 186 | 0.0018055 | 0.00045249 | 0 | 0 |  | 1 | TRUE | wye
132 | LV_3340-64_0_6_load_189 | 187 | 0.0015831 | 0.00039675 | 0 | 0 |  | 1 | TRUE | wye
133 | LV_3340-64_0_6_load_152 | 188 | 0.0025307 | 0.00063425 | 0 | 0 |  | 1 | TRUE | wye
134 | LV_3340-64_0_6_load_157 | 189 | 0.0043199 | 0.0010827 | 0 | 0 |  | 1 | TRUE | wye
135 | LV_3340-64_0_6_load_158 | 190 | 0.0019731 | 0.0004945 | 0 | 0 |  | 1 | TRUE | wye
136 | LV_3340-64_0_6_load_161 | 191 | 0.0019268 | 0.00048289 | 0 | 0 |  | 1 | TRUE | wye
137 | LV_3340-64_0_6_load_192 | 193 | 0.0020934 | 0.00052465 | 0 | 0 |  | 1 | TRUE | wye
138 | LV_3340-64_0_6_load_190 | 194 | 0.0016871 | 0.00042282 | 0 | 0 |  | 1 | TRUE | wye
139 | LV_3340-64_0_6_load_177 | 195 | 0.0014116 | 0.00035377 | 0 | 0 |  | 1 | TRUE | wye
140 | LV_3340-64_0_6_load_198 | 197 | 0.010555 | 0.0026452 | 0 | 0 |  | 1 | TRUE | wye
141 | LV_3340-64_0_6_load_176 | 198 | 0.0028839 | 0.00072278 | 0 | 0 |  | 1 | TRUE | wye
142 | LV_3340-64_0_6_load_180 | 200 | 0.0011655 | 0.00029211 | 0 | 0 |  | 1 | TRUE | wye
143 | LV_3340-64_0_6_load_193 | 202 | 0.0076473 | 0.0019166 | 0 | 0 |  | 1 | TRUE | wye
144 | LV_3340-64_0_6_load_202 | 203 | 0.0028442 | 0.00071282 | 0 | 0 |  | 1 | TRUE | wye
145 | LV_3340-64_0_6_load_207 | 204 | 0.0024083 | 0.00060358 | 0 | 0 |  | 1 | TRUE | wye
146 | LV_3340-64_0_6_load_206 | 205 | 0.0011872 | 0.00029754 | 0 | 0 |  | 1 | TRUE | wye

## ext_grid
| name | bus | vm_pu | va_degree | slack_weight | in_service
0 |  | 170 | 1 | 0 | 1 | TRUE

## line
| name | std_type | from_bus | to_bus | length_km | r_ohm_per_km | x_ohm_per_km | c_nf_per_km | g_us_per_km | max_i_ka | df | parallel | type | in_service
0 | LV_3340-64_0_6_line_0 |  | 0 | 1 | 0.014428 | 0.125 | 0.08 | 261 | 0 | 0.364 | 1 | 1 | cs | TRUE
1 | LV_3340-64_0_6_line_1 |  | 1 | 5 | 0.003725 | 0.125 | 0.08 | 261 | 0 | 0.364 | 1 | 4 | cs | TRUE
2 | LV_3340-64_0_6_line_2 |  | 1 | 6 | 0.022496 | 0.125 | 0.08 | 261 | 0 | 0.364 | 1 | 4 | cs | TRUE
3 | LV_3340-64_0_6_line_3 |  | 2 | 3 | 0.003251 | 0.125 | 0.08 | 261 | 0 | 0.364 | 1 | 4 | cs | TRUE
4 | LV_3340-64_0_6_line_4 |  | 2 | 4 | 0.02301 | 0.125 | 0.08 | 261 | 0 | 0.364 | 1 | 4 | cs | TRUE
5 | LV_3340-64_0_6_line_5 |  | 3 | 7 | 0.010529 | 0.125 | 0.08 | 261 | 0 | 0.364 | 1 | 4 | cs | TRUE
6 | LV_3340-64_0_6_line_6 |  | 4 | 8 | 0.013855 | 0.125 | 0.08 | 261 | 0 | 0.364 | 1 | 4 | cs | TRUE
7 | LV_3340-64_0_6_line_7 |  | 5 | 9 | 0.0066156 | 0.125 | 0.08 | 261 | 0 | 0.364 | 1 | 4 | cs | TRUE
8 | LV_3340-64_0_6_line_8 |  | 6 | 10 | 0.20174 | 0.125 | 0.08 | 261 | 0 | 0.364 | 1 | 4 | cs | TRUE
9 | LV_3340-64_0_6_line_9 |  | 7 | 9 | 0.025578 | 0.125 | 0.08 | 261 | 0 | 0.364 | 1 | 4 | cs | TRUE
10 | LV_3340-64_0_6_line_10 |  | 8 | 14 | 0.0085353 | 0.125 | 0.08 | 261 | 0 | 0.364 | 1 | 4 | cs | TRUE
11 | LV_3340-64_0_6_line_11 |  | 8 | 15 | 0.013878 | 0.125 | 0.08 | 261 | 0 | 0.364 | 1 | 1 | cs | TRUE
12 | LV_3340-64_0_6_line_12 |  | 10 | 22 | 0.041565 | 0.125 | 0.08 | 261 | 0 | 0.364 | 1 | 4 | cs | TRUE
13 | LV_3340-64_0_6_line_13 |  | 11 | 12 | 0.074773 | 0.125 | 0.08 | 261 | 0 | 0.364 | 1 | 1 | cs | TRUE
14 | LV_3340-64_0_6_line_14 |  | 11 | 13 | 0.073957 | 0.125 | 0.08 | 261 | 0 | 0.364 | 1 | 1 | cs | TRUE
15 | LV_3340-64_0_6_line_15 |  | 12 | 23 | 0.060477 | 0.125 | 0.08 | 261 | 0 | 0.364 | 1 | 1 | cs | TRUE
16 | LV_3340-64_0_6_line_16 |  | 13 | 24 | 0.021839 | 0.125 | 0.08 | 261 | 0 | 0.364 | 1 | 1 | cs | TRUE
17 | LV_3340-64_0_6_line_17 |  | 14 | 31 | 0.003686 | 0.125 | 0.08 | 261 | 0 | 0.364 | 1 | 4 | cs | TRUE
18 | LV_3340-64_0_6_line_18 |  | 15 | 20 | 0.015766 | 0.125 | 0.08 | 261 | 0 | 0.364 | 1 | 1 | cs | TRUE
19 | LV_3340-64_0_6_line_19 |  | 15 | 21 | 0.019479 | 0.125 | 0.08 | 261 | 0 | 0.364 | 1 | 1 | cs | TRUE
20 | LV_3340-64_0_6_line_20 |  | 16 | 17 | 0.003484 | 0.125 | 0.08 | 261 | 0 | 0.364 | 1 | 4 | cs | TRUE
21 | LV_3340-64_0_6_line_21 |  | 16 | 18 | 0.027039 | 0.125 | 0.08 | 261 | 0 | 0.364 | 1 | 4 | cs | TRUE
22 | LV_3340-64_0_6_line_22 |  | 16 | 19 | 0.0057951 | 0.125 | 0.08 | 261 | 0 | 0.364 | 1 | 1 | cs | TRUE
23 | LV_3340-64_0_6_line_23 |  | 17 | 30 | 0.010885 | 0.125 | 0.08 | 261 | 0 | 0.364 | 1 | 1 | cs | TRUE
24 | LV_3340-64_0_6_line_24 |  | 17 | 31 | 0.021667 | 0.125 | 0.08 | 261 | 0 | 0.364 | 1 | 4 | cs | TRUE
25 | LV_3340-64_0_6_line_25 |  | 18 | 32 | 0.025153 | 0.125 | 0.08 | 261 | 0 | 0.364 | 1 | 4 | cs | TRUE
26 | LV_3340-64_0_6_line_26 |  | 19 | 25 | 0.021192 | 0.125 | 0.08 | 261 | 0 | 0.364 | 1 | 1 | cs | TRUE
27 | LV_3340-64_0_6_line_27 |  | 20 | 41 | 0.0048832 | 0.125 | 0.08 | 261 | 0 | 0.364 | 1 | 1 | cs | TRUE
28 | LV_3340-64_0_6_line_28 |  | 22 | 69 | 0.23074 | 0.125 | 0.08 | 261 | 0 | 0.364 | 1 | 4 | cs | TRUE
29 | LV_3340-64_0_6_line_29 |  | 23 | 114 | 0.015286 | 0.125 | 0.08 | 261 | 0 | 0.364 | 1 | 1 | cs | TRUE
30 | LV_3340-64_0_6_line_30 |  | 24 | 95 | 0.026012 | 0.125 | 0.08 | 261 | 0 | 0.364 | 1 | 1 | cs | TRUE
31 | LV_3340-64_0_6_line_31 |  | 25 | 26 | 0.018112 | 0.125 | 0.08 | 261 | 0 | 0.364 | 1 | 1 | cs | TRUE
32 | LV_3340-64_0_6_line_32 |  | 26 | 27 | 0.022497 | 0.125 | 0.08 | 261 | 0 | 0.364 | 1 | 1 | cs | TRUE
33 | LV_3340-64_0_6_line_33 |  | 26 | 28 | 0.020738 | 0.125 | 0.08 | 261 | 0 | 0.364 | 1 | 1 | cs | TRUE
34 | LV_3340-64_0_6_line_34 |  | 27 | 29 | 0.012012 | 0.125 | 0.08 | 261 | 0 | 0.364 | 1 | 1 | cs | TRUE
35 | LV_3340-64_0_6_line_35 |  | 29 | 33 | 0.016228 | 0.125 | 0.08 | 261 | 0 | 0.364 | 1 | 1 | cs | TRUE
36 | LV_3340-64_0_6_line_36 |  | 30 | 49 | 0.0139 | 0.125 | 0.08 | 261 | 0 | 0.364 | 1 | 1 | cs | TRUE
37 | LV_3340-64_0_6_line_37 |  | 32 | 34 | 0.017927 | 0.125 | 0.08 | 261 | 0 | 0.364 | 1 | 4 | cs | TRUE
38 | LV_3340-64_0_6_line_38 |  | 34 | 35 | 0.010298 | 0.125 | 0.08 | 261 | 0 | 0.364 | 1 | 4 | cs | TRUE
39 | LV_3340-64_0_6_line_39 |  | 35 | 36 | 0.02327 | 0.125 | 0.08 | 261 | 0 | 0.364 | 1 | 4 | cs | TRUE
40 | LV_3340-64_0_6_line_40 |  | 36 | 37 | 0.025928 | 0.125 | 0.08 | 261 | 0 | 0.364 | 1 | 4 | cs | TRUE
41 | LV_3340-64_0_6_line_41 |  | 37 | 38 | 0.004504 | 0.125 | 0.08 | 261 | 0 | 0.364 | 1 | 4 | cs | TRUE
42 | LV_3340-64_0_6_line_42 |  | 37 | 39 | 0.023372 | 0.125 | 0.08 | 261 | 0 | 0.364 | 1 | 1 | cs | TRUE
43 | LV_3340-64_0_6_line_43 |  | 37 | 40 | 0.025565 | 0.125 | 0.08 | 261 | 0 | 0.364 | 1 | 1 | cs | TRUE
44 | LV_3340-64_0_6_line_44 |  | 38 | 45 | 0.031261 | 0.125 | 0.08 | 261 | 0 | 0.364 | 1 | 3 | cs | TRUE
45 | LV_3340-64_0_6_line_45 |  | 38 | 46 | 0.0019237 | 0.125 | 0.08 | 261 | 0 | 0.364 | 1 | 4 | cs | TRUE
46 | LV_3340-64_0_6_line_46 |  | 41 | 42 | 0.0061095 | 0.125 | 0.08 | 261 | 0 | 0.364 | 1 | 1 | cs | TRUE
47 | LV_3340-64_0_6_line_47 |  | 42 | 50 | 0.00071056 | 0.125 | 0.08 | 261 | 0 | 0.364 | 1 | 1 | cs | TRUE
48 | LV_3340-64_0_6_line_48 |  | 43 | 44 | 0.026721 | 0.125 | 0.08 | 261 | 0 | 0.364 | 1 | 1 | cs | TRUE
49 | LV_3340-64_0_6_line_49 |  | 43 | 45 | 0.036647 | 0.125 | 0.08 | 261 | 0 | 0.364 | 1 | 2 | cs | TRUE
50 | LV_3340-64_0_6_line_50 |  | 45 | 47 | 0.013125 | 0.125 | 0.08 | 261 | 0 | 0.364 | 1 | 1 | cs | TRUE
51 | LV_3340-64_0_6_line_51 |  | 46 | 48 | 0.028461 | 0.125 | 0.08 | 261 | 0 | 0.364 | 1 | 4 | cs | TRUE
52 | LV_3340-64_0_6_line_52 |  | 47 | 68 | 0.020598 | 0.125 | 0.08 | 261 | 0 | 0.364 | 1 | 1 | cs | TRUE
53 | LV_3340-64_0_6_line_53 |  | 48 | 62 | 0.042355 | 0.125 | 0.08 | 261 | 0 | 0.364 | 1 | 4 | cs | TRUE
54 | LV_3340-64_0_6_line_54 |  | 48 | 59 | 0.012684 | 0.125 | 0.08 | 261 | 0 | 0.364 | 1 | 1 | cs | TRUE
55 | LV_3340-64_0_6_line_55 |  | 49 | 65 | 0.00011861 | 0.125 | 0.08 | 261 | 0 | 0.364 | 1 | 1 | cs | TRUE
56 | LV_3340-64_0_6_line_56 |  | 50 | 51 | 0.0097481 | 0.125 | 0.08 | 261 | 0 | 0.364 | 1 | 1 | cs | TRUE
57 | LV_3340-64_0_6_line_57 |  | 51 | 52 | 0.011176 | 0.125 | 0.08 | 261 | 0 | 0.364 | 1 | 1 | cs | TRUE
58 | LV_3340-64_0_6_line_58 |  | 52 | 53 | 0.0052106 | 0.125 | 0.08 | 261 | 0 | 0.364 | 1 | 1 | cs | TRUE
59 | LV_3340-64_0_6_line_59 |  | 53 | 55 | 0.0050537 | 0.125 | 0.08 | 261 | 0 | 0.364 | 1 | 1 | cs | TRUE
60 | LV_3340-64_0_6_line_60 |  | 54 | 55 | 0.00035345 | 0.125 | 0.08 | 261 | 0 | 0.364 | 1 | 1 | cs | TRUE
61 | LV_3340-64_0_6_line_61 |  | 54 | 56 | 0.0046833 | 0.125 | 0.08 | 261 | 0 | 0.364 | 1 | 1 | cs | TRUE
62 | LV_3340-64_0_6_line_62 |  | 56 | 57 | 0.0048212 | 0.125 | 0.08 | 261 | 0 | 0.364 | 1 | 1 | cs | TRUE
63 | LV_3340-64_0_6_line_63 |  | 57 | 58 | 0.0052166 | 0.125 | 0.08 | 261 | 0 | 0.364 | 1 | 1 | cs | TRUE
64 | LV_3340-64_0_6_line_64 |  | 59 | 60 | 0.0058977 | 0.125 | 0.08 | 261 | 0 | 0.364 | 1 | 1 | cs | TRUE
65 | LV_3340-64_0_6_line_65 |  | 60 | 61 | 0.012607 | 0.125 | 0.08 | 261 | 0 | 0.364 | 1 | 1 | cs | TRUE
66 | LV_3340-64_0_6_line_66 |  | 62 | 63 | 0.015055 | 0.125 | 0.08 | 261 | 0 | 0.364 | 1 | 2 | cs | TRUE
67 | LV_3340-64_0_6_line_67 |  | 63 | 64 | 0.017479 | 0.125 | 0.08 | 261 | 0 | 0.364 | 1 | 1 | cs | TRUE
68 | LV_3340-64_0_6_line_68 |  | 64 | 72 | 0.0032244 | 0.125 | 0.08 | 261 | 0 | 0.364 | 1 | 1 | cs | TRUE
69 | LV_3340-64_0_6_line_69 |  | 65 | 66 | 0.010322 | 0.125 | 0.08 | 261 | 0 | 0.364 | 1 | 1 | cs | TRUE
70 | LV_3340-64_0_6_line_70 |  | 66 | 67 | 0.0043287 | 0.125 | 0.08 | 261 | 0 | 0.364 | 1 | 1 | cs | TRUE
71 | LV_3340-64_0_6_line_71 |  | 69 | 70 | 0.02987 | 0.125 | 0.08 | 261 | 0 | 0.364 | 1 | 4 | cs | TRUE
72 | LV_3340-64_0_6_line_72 |  | 70 | 71 | 0.16064 | 0.125 | 0.08 | 261 | 0 | 0.364 | 1 | 4 | cs | TRUE
73 | LV_3340-64_0_6_line_73 |  | 71 | 73 | 0.0013768 | 0.125 | 0.08 | 261 | 0 | 0.364 | 1 | 4 | cs | TRUE
74 | LV_3340-64_0_6_line_74 |  | 73 | 78 | 0.00848 | 0.125 | 0.08 | 261 | 0 | 0.364 | 1 | 4 | cs | TRUE
75 | LV_3340-64_0_6_line_75 |  | 74 | 75 | 0.00088441 | 0.125 | 0.08 | 261 | 0 | 0.364 | 1 | 4 | cs | TRUE
76 | LV_3340-64_0_6_line_76 |  | 74 | 76 | 0.016351 | 0.125 | 0.08 | 261 | 0 | 0.364 | 1 | 4 | cs | TRUE
77 | LV_3340-64_0_6_line_77 |  | 75 | 77 | 0.007372 | 0.125 | 0.08 | 261 | 0 | 0.364 | 1 | 4 | cs | TRUE
78 | LV_3340-64_0_6_line_78 |  | 76 | 78 | 0.0011314 | 0.125 | 0.08 | 261 | 0 | 0.364 | 1 | 4 | cs | TRUE
79 | LV_3340-64_0_6_line_79 |  | 77 | 79 | 0.0011851 | 0.125 | 0.08 | 261 | 0 | 0.364 | 1 | 4 | cs | TRUE
80 | LV_3340-64_0_6_line_80 |  | 79 | 80 | 0.018668 | 0.125 | 0.08 | 261 | 0 | 0.364 | 1 | 4 | cs | TRUE
81 | LV_3340-64_0_6_line_81 |  | 80 | 136 | 0.0039783 | 0.125 | 0.08 | 261 | 0 | 0.364 | 1 | 4 | cs | TRUE
82 | LV_3340-64_0_6_line_82 |  | 81 | 82 | 0.0027892 | 0.125 | 0.08 | 261 | 0 | 0.364 | 1 | 1 | cs | TRUE
83 | LV_3340-64_0_6_line_83 |  | 81 | 83 | 0.0079282 | 0.125 | 0.08 | 261 | 0 | 0.364 | 1 | 1 | cs | TRUE
84 | LV_3340-64_0_6_line_84 |  | 82 | 84 | 0.012 | 0.125 | 0.08 | 261 | 0 | 0.364 | 1 | 1 | cs | TRUE
85 | LV_3340-64_0_6_line_85 |  | 83 | 85 | 6.7824e-05 | 0.125 | 0.08 | 261 | 0 | 0.364 | 1 | 1 | cs | TRUE
86 | LV_3340-64_0_6_line_86 |  | 84 | 86 | 0.033332 | 0.125 | 0.08 | 261 | 0 | 0.364 | 1 | 4 | cs | TRUE
87 | LV_3340-64_0_6_line_87 |  | 84 | 87 | 0.012242 | 0.125 | 0.08 | 261 | 0 | 0.364 | 1 | 4 | cs | TRUE
88 | LV_3340-64_0_6_line_88 |  | 86 | 88 | 0.028993 | 0.125 | 0.08 | 261 | 0 | 0.364 | 1 | 2 | cs | TRUE
89 | LV_3340-64_0_6_line_89 |  | 87 | 89 | 0.016207 | 0.125 | 0.08 | 261 | 0 | 0.364 | 1 | 4 | cs | TRUE
90 | LV_3340-64_0_6_line_90 |  | 87 | 90 | 0.02039 | 0.125 | 0.08 | 261 | 0 | 0.364 | 1 | 4 | cs | TRUE
91 | LV_3340-64_0_6_line_91 |  | 88 | 91 | 0.0083281 | 0.125 | 0.08 | 261 | 0 | 0.364 | 1 | 1 | cs | TRUE
92 | LV_3340-64_0_6_line_92 |  | 89 | 92 | 0.026394 | 0.125 | 0.08 | 261 | 0 | 0.364 | 1 | 1 | cs | TRUE
93 | LV_3340-64_0_6_line_93 |  | 89 | 93 | 0.0043588 | 0.125 | 0.08 | 261 | 0 | 0.364 | 1 | 4 | cs | TRUE
94 | LV_3340-64_0_6_line_94 |  | 90 | 94 | 0.01285 | 0.125 | 0.08 | 261 | 0 | 0.364 | 1 | 4 | cs | TRUE
95 | LV_3340-64_0_6_line_95 |  | 91 | 115 | 0.019317 | 0.125 | 0.08 | 261 | 0 | 0.364 | 1 | 1 | cs | TRUE
96 | LV_3340-64_0_6_line_96 |  | 91 | 97 | 0.011312 | 0.125 | 0.08 | 261 | 0 | 0.364 | 1 | 1 | cs | TRUE
97 | LV_3340-64_0_6_line_97 |  | 93 | 195 | 0.014994 | 0.125 | 0.08 | 261 | 0 | 0.364 | 1 | 4 | cs | TRUE
98 | LV_3340-64_0_6_line_98 |  | 94 | 170 | 0.014689 | 0.125 | 0.08 | 261 | 0 | 0.364 | 1 | 4 | cs | TRUE
99 | LV_3340-64_0_6_line_99 |  | 95 | 96 | 0.02184 | 0.125 | 0.08 | 261 | 0 | 0.364 | 1 | 1 | cs | TRUE
100 | LV_3340-64_0_6_line_100 |  | 96 | 97 | 0.012974 | 0.125 | 0.08 | 261 | 0 | 0.364 | 1 | 1 | cs | TRUE
101 | LV_3340-64_0_6_line_101 |  | 96 | 98 | 0.045392 | 0.125 | 0.08 | 261 | 0 | 0.364 | 1 | 1 | cs | TRUE
102 | LV_3340-64_0_6_line_102 |  | 99 | 100 | 0.006066 | 0.125 | 0.08 | 261 | 0 | 0.364 | 1 | 1 | cs | TRUE
103 | LV_3340-64_0_6_line_103 |  | 99 | 101 | 0.024754 | 0.125 | 0.08 | 261 | 0 | 0.364 | 1 | 1 | cs | TRUE
104 | LV_3340-64_0_6_line_104 |  | 101 | 102 | 0.016369 | 0.125 | 0.08 | 261 | 0 | 0.364 | 1 | 1 | cs | TRUE
105 | LV_3340-64_0_6_line_105 |  | 102 | 150 | 0.040528 | 0.125 | 0.08 | 261 | 0 | 0.364 | 1 | 1 | cs | TRUE
106 | LV_3340-64_0_6_line_106 |  | 103 | 104 | 0.0090539 | 0.125 | 0.08 | 261 | 0 | 0.364 | 1 | 1 | cs | TRUE
107 | LV_3340-64_0_6_line_107 |  | 103 | 105 | 0.026883 | 0.125 | 0.08 | 261 | 0 | 0.364 | 1 | 1 | cs | TRUE
108 | LV_3340-64_0_6_line_108 |  | 104 | 113 | 0.011043 | 0.125 | 0.08 | 261 | 0 | 0.364 | 1 | 1 | cs | TRUE
109 | LV_3340-64_0_6_line_109 |  | 105 | 112 | 0.01306 | 0.125 | 0.08 | 261 | 0 | 0.364 | 1 | 1 | cs | TRUE
110 | LV_3340-64_0_6_line_110 |  | 106 | 107 | 0.005189 | 0.125 | 0.08 | 261 | 0 | 0.364 | 1 | 1 | cs | TRUE
111 | LV_3340-64_0_6_line_111 |  | 106 | 108 | 0.01906 | 0.125 | 0.08 | 261 | 0 | 0.364 | 1 | 1 | cs | TRUE
112 | LV_3340-64_0_6_line_112 |  | 108 | 197 | 0.00472 | 0.125 | 0.08 | 261 | 0 | 0.364 | 1 | 1 | cs | TRUE
113 | LV_3340-64_0_6_line_113 |  | 108 | 196 | 0.007714 | 0.125 | 0.08 | 261 | 0 | 0.364 | 1 | 1 | cs | TRUE
114 | LV_3340-64_0_6_line_114 |  | 109 | 110 | 0.002937 | 0.125 | 0.08 | 261 | 0 | 0.364 | 1 | 1 | cs | TRUE
115 | LV_3340-64_0_6_line_115 |  | 109 | 111 | 0.012842 | 0.125 | 0.08 | 261 | 0 | 0.364 | 1 | 1 | cs | TRUE
116 | LV_3340-64_0_6_line_116 |  | 110 | 148 | 0.011976 | 0.125 | 0.08 | 261 | 0 | 0.364 | 1 | 1 | cs | TRUE
117 | LV_3340-64_0_6_line_117 |  | 110 | 156 | 0.003693 | 0.125 | 0.08 | 261 | 0 | 0.364 | 1 | 1 | cs | TRUE
118 | LV_3340-64_0_6_line_118 |  | 111 | 196 | 0.028382 | 0.125 | 0.08 | 261 | 0 | 0.364 | 1 | 1 | cs | TRUE
119 | LV_3340-64_0_6_line_119 |  | 112 | 114 | 0.026025 | 0.125 | 0.08 | 261 | 0 | 0.364 | 1 | 1 | cs | TRUE
120 | LV_3340-64_0_6_line_120 |  | 116 | 117 | 0.0027656 | 0.125 | 0.08 | 261 | 0 | 0.364 | 1 | 1 | cs | TRUE
121 | LV_3340-64_0_6_line_121 |  | 116 | 118 | 0.0032773 | 0.125 | 0.08 | 261 | 0 | 0.364 | 1 | 1 | cs | TRUE
122 | LV_3340-64_0_6_line_122 |  | 117 | 119 | 0.006468 | 0.125 | 0.08 | 261 | 0 | 0.364 | 1 | 1 | cs | TRUE
123 | LV_3340-64_0_6_line_123 |  | 117 | 120 | 0.003815 | 0.125 | 0.08 | 261 | 0 | 0.364 | 1 | 1 | cs | TRUE
124 | LV_3340-64_0_6_line_124 |  | 118 | 121 | 0.016532 | 0.125 | 0.08 | 261 | 0 | 0.364 | 1 | 1 | cs | TRUE
125 | LV_3340-64_0_6_line_125 |  | 118 | 122 | 0.003815 | 0.125 | 0.08 | 261 | 0 | 0.364 | 1 | 1 | cs | TRUE
126 | LV_3340-64_0_6_line_126 |  | 121 | 123 | 0.057489 | 0.125 | 0.08 | 261 | 0 | 0.364 | 1 | 1 | cs | TRUE
127 | LV_3340-64_0_6_line_127 |  | 121 | 124 | 0.0009694 | 0.125 | 0.08 | 261 | 0 | 0.364 | 1 | 1 | cs | TRUE
128 | LV_3340-64_0_6_line_128 |  | 123 | 128 | 0.017265 | 0.125 | 0.08 | 261 | 0 | 0.364 | 1 | 1 | cs | TRUE
129 | LV_3340-64_0_6_line_129 |  | 123 | 129 | 0.024643 | 0.125 | 0.08 | 261 | 0 | 0.364 | 1 | 4 | cs | TRUE
130 | LV_3340-64_0_6_line_130 |  | 123 | 125 | 0.043876 | 0.125 | 0.08 | 261 | 0 | 0.364 | 1 | 4 | cs | TRUE
131 | LV_3340-64_0_6_line_131 |  | 124 | 130 | 0.02197 | 0.125 | 0.08 | 261 | 0 | 0.364 | 1 | 1 | cs | TRUE
132 | LV_3340-64_0_6_line_132 |  | 125 | 126 | 0.015091 | 0.125 | 0.08 | 261 | 0 | 0.364 | 1 | 1 | cs | TRUE
133 | LV_3340-64_0_6_line_133 |  | 125 | 127 | 0.039475 | 0.125 | 0.08 | 261 | 0 | 0.364 | 1 | 4 | cs | TRUE
134 | LV_3340-64_0_6_line_134 |  | 126 | 135 | 0.00019118 | 0.125 | 0.08 | 261 | 0 | 0.364 | 1 | 1 | cs | TRUE
135 | LV_3340-64_0_6_line_135 |  | 127 | 136 | 0.014914 | 0.125 | 0.08 | 261 | 0 | 0.364 | 1 | 4 | cs | TRUE
136 | LV_3340-64_0_6_line_136 |  | 129 | 137 | 0.018216 | 0.125 | 0.08 | 261 | 0 | 0.364 | 1 | 1 | cs | TRUE
137 | LV_3340-64_0_6_line_137 |  | 129 | 138 | 0.004024 | 0.125 | 0.08 | 261 | 0 | 0.364 | 1 | 4 | cs | TRUE
138 | LV_3340-64_0_6_line_138 |  | 130 | 131 | 0.016099 | 0.125 | 0.08 | 261 | 0 | 0.364 | 1 | 1 | cs | TRUE
139 | LV_3340-64_0_6_line_139 |  | 130 | 132 | 0.0055036 | 0.125 | 0.08 | 261 | 0 | 0.364 | 1 | 1 | cs | TRUE
140 | LV_3340-64_0_6_line_140 |  | 131 | 133 | 0.00398 | 0.125 | 0.08 | 261 | 0 | 0.364 | 1 | 1 | cs | TRUE
141 | LV_3340-64_0_6_line_141 |  | 131 | 134 | 0.003078 | 0.125 | 0.08 | 261 | 0 | 0.364 | 1 | 1 | cs | TRUE
142 | LV_3340-64_0_6_line_142 |  | 133 | 139 | 0.008159 | 0.125 | 0.08 | 261 | 0 | 0.364 | 1 | 1 | cs | TRUE
143 | LV_3340-64_0_6_line_143 |  | 133 | 140 | 0.003143 | 0.125 | 0.08 | 261 | 0 | 0.364 | 1 | 1 | cs | TRUE
144 | LV_3340-64_0_6_line_144 |  | 135 | 141 | 0.042651 | 0.125 | 0.08 | 261 | 0 | 0.364 | 1 | 1 | cs | TRUE
145 | LV_3340-64_0_6_line_145 |  | 138 | 204 | 0.020161 | 0.125 | 0.08 | 261 | 0 | 0.364 | 1 | 1 | cs | TRUE
146 | LV_3340-64_0_6_line_146 |  | 138 | 201 | 0.021503 | 0.125 | 0.08 | 261 | 0 | 0.364 | 1 | 4 | cs | TRUE
147 | LV_3340-64_0_6_line_147 |  | 139 | 205 | 0.002276 | 0.125 | 0.08 | 261 | 0 | 0.364 | 1 | 1 | cs | TRUE
148 | LV_3340-64_0_6_line_148 |  | 142 | 143 | 0.023645 | 0.125 | 0.08 | 261 | 0 | 0.364 | 1 | 1 | cs | TRUE
149 | LV_3340-64_0_6_line_149 |  | 142 | 144 | 0.017679 | 0.125 | 0.08 | 261 | 0 | 0.364 | 1 | 1 | cs | TRUE
150 | LV_3340-64_0_6_line_150 |  | 143 | 145 | 0.013721 | 0.125 | 0.08 | 261 | 0 | 0.364 | 1 | 1 | cs | TRUE
151 | LV_3340-64_0_6_line_151 |  | 144 | 146 | 0.015937 | 0.125 | 0.08 | 261 | 0 | 0.364 | 1 | 1 | cs | TRUE
152 | LV_3340-64_0_6_line_152 |  | 145 | 147 | 0.0074893 | 0.125 | 0.08 | 261 | 0 | 0.364 | 1 | 1 | cs | TRUE
153 | LV_3340-64_0_6_line_153 |  | 146 | 148 | 0.013333 | 0.125 | 0.08 | 261 | 0 | 0.364 | 1 | 1 | cs | TRUE
154 | LV_3340-64_0_6_line_154 |  | 147 | 149 | 0.01908 | 0.125 | 0.08 | 261 | 0 | 0.364 | 1 | 1 | cs | TRUE
155 | LV_3340-64_0_6_line_155 |  | 149 | 158 | 0.0097849 | 0.125 | 0.08 | 261 | 0 | 0.364 | 1 | 1 | cs | TRUE
156 | LV_3340-64_0_6_line_156 |  | 150 | 151 | 0.0085923 | 0.125 | 0.08 | 261 | 0 | 0.364 | 1 | 1 | cs | TRUE
157 | LV_3340-64_0_6_line_157 |  | 151 | 155 | 0.017636 | 0.125 | 0.08 | 261 | 0 | 0.364 | 1 | 1 | cs | TRUE
158 | LV_3340-64_0_6_line_158 |  | 152 | 153 | 0.019997 | 0.125 | 0.08 | 261 | 0 | 0.364 | 1 | 1 | cs | TRUE
159 | LV_3340-64_0_6_line_159 |  | 152 | 154 | 0.011672 | 0.125 | 0.08 | 261 | 0 | 0.364 | 1 | 1 | cs | TRUE
160 | LV_3340-64_0_6_line_160 |  | 153 | 155 | 0.010104 | 0.125 | 0.08 | 261 | 0 | 0.364 | 1 | 1 | cs | TRUE
161 | LV_3340-64_0_6_line_161 |  | 154 | 156 | 0.027697 | 0.125 | 0.08 | 261 | 0 | 0.364 | 1 | 1 | cs | TRUE
162 | LV_3340-64_0_6_line_162 |  | 155 | 157 | 0.00145 | 0.125 | 0.08 | 261 | 0 | 0.364 | 1 | 1 | cs | TRUE
163 | LV_3340-64_0_6_line_163 |  | 156 | 188 | 0.014287 | 0.125 | 0.08 | 261 | 0 | 0.364 | 1 | 1 | cs | TRUE
164 | LV_3340-64_0_6_line_164 |  | 157 | 185 | 0.019574 | 0.125 | 0.08 | 261 | 0 | 0.364 | 1 | 1 | cs | TRUE
165 | LV_3340-64_0_6_line_165 |  | 157 | 172 | 0.013055 | 0.125 | 0.08 | 261 | 0 | 0.364 | 1 | 1 | cs | TRUE
166 | LV_3340-64_0_6_line_166 |  | 159 | 160 | 0.0064181 | 0.125 | 0.08 | 261 | 0 | 0.364 | 1 | 1 | cs | TRUE
167 | LV_3340-64_0_6_line_167 |  | 160 | 161 | 0.0059257 | 0.125 | 0.08 | 261 | 0 | 0.364 | 1 | 1 | cs | TRUE
168 | LV_3340-64_0_6_line_168 |  | 161 | 162 | 0.0060736 | 0.125 | 0.08 | 261 | 0 | 0.364 | 1 | 1 | cs | TRUE
169 | LV_3340-64_0_6_line_169 |  | 162 | 163 | 0.00014422 | 0.125 | 0.08 | 261 | 0 | 0.364 | 1 | 1 | cs | TRUE
170 | LV_3340-64_0_6_line_170 |  | 163 | 191 | 0.008546 | 0.125 | 0.08 | 261 | 0 | 0.364 | 1 | 1 | cs | TRUE
171 | LV_3340-64_0_6_line_171 |  | 163 | 189 | 0.019452 | 0.125 | 0.08 | 261 | 0 | 0.364 | 1 | 1 | cs | TRUE
172 | LV_3340-64_0_6_line_172 |  | 164 | 165 | 0.014072 | 0.125 | 0.08 | 261 | 0 | 0.364 | 1 | 1 | cs | TRUE
173 | LV_3340-64_0_6_line_173 |  | 164 | 166 | 0.0032169 | 0.125 | 0.08 | 261 | 0 | 0.364 | 1 | 1 | cs | TRUE
174 | LV_3340-64_0_6_line_174 |  | 165 | 167 | 0.01711 | 0.125 | 0.08 | 261 | 0 | 0.364 | 1 | 1 | cs | TRUE
175 | LV_3340-64_0_6_line_175 |  | 166 | 168 | 0.014315 | 0.125 | 0.08 | 261 | 0 | 0.364 | 1 | 1 | cs | TRUE
176 | LV_3340-64_0_6_line_176 |  | 167 | 169 | 0.00036868 | 0.125 | 0.08 | 261 | 0 | 0.364 | 1 | 1 | cs | TRUE
177 | LV_3340-64_0_6_line_177 |  | 168 | 170 | 0.011607 | 0.125 | 0.08 | 261 | 0 | 0.364 | 1 | 2 | cs | TRUE
178 | LV_3340-64_0_6_line_178 |  | 168 | 171 | 0.014514 | 0.125 | 0.08 | 261 | 0 | 0.364 | 1 | 1 | cs | TRUE
179 | LV_3340-64_0_6_line_179 |  | 169 | 172 | 0.000954 | 0.125 | 0.08 | 261 | 0 | 0.364 | 1 | 1 | cs | TRUE
180 | LV_3340-64_0_6_line_180 |  | 171 | 173 | 0.019785 | 0.125 | 0.08 | 261 | 0 | 0.364 | 1 | 1 | cs | TRUE
181 | LV_3340-64_0_6_line_181 |  | 173 | 175 | 0.0015198 | 0.125 | 0.08 | 261 | 0 | 0.364 | 1 | 1 | cs | TRUE
182 | LV_3340-64_0_6_line_182 |  | 174 | 175 | 0.0093883 | 0.125 | 0.08 | 261 | 0 | 0.364 | 1 | 1 | cs | TRUE
183 | LV_3340-64_0_6_line_183 |  | 174 | 176 | 0.0017654 | 0.125 | 0.08 | 261 | 0 | 0.364 | 1 | 1 | cs | TRUE
184 | LV_3340-64_0_6_line_184 |  | 176 | 177 | 0.013518 | 0.125 | 0.08 | 261 | 0 | 0.364 | 1 | 1 | cs | TRUE
185 | LV_3340-64_0_6_line_185 |  | 177 | 178 | 0.0066777 | 0.125 | 0.08 | 261 | 0 | 0.364 | 1 | 1 | cs | TRUE
186 | LV_3340-64_0_6_line_186 |  | 178 | 179 | 0.0022942 | 0.125 | 0.08 | 261 | 0 | 0.364 | 1 | 1 | cs | TRUE
187 | LV_3340-64_0_6_line_187 |  | 179 | 183 | 0.0073133 | 0.125 | 0.08 | 261 | 0 | 0.364 | 1 | 1 | cs | TRUE
188 | LV_3340-64_0_6_line_188 |  | 180 | 181 | 0.0053365 | 0.125 | 0.08 | 261 | 0 | 0.364 | 1 | 1 | cs | TRUE
189 | LV_3340-64_0_6_line_189 |  | 180 | 182 | 0.0070608 | 0.125 | 0.08 | 261 | 0 | 0.364 | 1 | 1 | cs | TRUE
190 | LV_3340-64_0_6_line_190 |  | 181 | 183 | 0.013081 | 0.125 | 0.08 | 261 | 0 | 0.364 | 1 | 1 | cs | TRUE
191 | LV_3340-64_0_6_line_191 |  | 182 | 184 | 0.018519 | 0.125 | 0.08 | 261 | 0 | 0.364 | 1 | 1 | cs | TRUE
192 | LV_3340-64_0_6_line_192 |  | 185 | 186 | 0.0082157 | 0.125 | 0.08 | 261 | 0 | 0.364 | 1 | 1 | cs | TRUE
193 | LV_3340-64_0_6_line_193 |  | 186 | 187 | 0.007219 | 0.125 | 0.08 | 261 | 0 | 0.364 | 1 | 1 | cs | TRUE
194 | LV_3340-64_0_6_line_194 |  | 187 | 194 | 0.008159 | 0.125 | 0.08 | 261 | 0 | 0.364 | 1 | 1 | cs | TRUE
195 | LV_3340-64_0_6_line_195 |  | 189 | 190 | 0.0068488 | 0.125 | 0.08 | 261 | 0 | 0.364 | 1 | 1 | cs | TRUE
196 | LV_3340-64_0_6_line_196 |  | 191 | 192 | 0.01463 | 0.125 | 0.08 | 261 | 0 | 0.364 | 1 | 1 | cs | TRUE
197 | LV_3340-64_0_6_line_197 |  | 192 | 193 | 0.016936 | 0.125 | 0.08 | 261 | 0 | 0.364 | 1 | 1 | cs | TRUE
198 | LV_3340-64_0_6_line_198 |  | 192 | 194 | 0.0072965 | 0.125 | 0.08 | 261 | 0 | 0.364 | 1 | 1 | cs | TRUE
199 | LV_3340-64_0_6_line_199 |  | 195 | 198 | 0.012234 | 0.125 | 0.08 | 261 | 0 | 0.364 | 1 | 4 | cs | TRUE
200 | LV_3340-64_0_6_line_200 |  | 198 | 199 | 0.0090447 | 0.125 | 0.08 | 261 | 0 | 0.364 | 1 | 4 | cs | TRUE
201 | LV_3340-64_0_6_line_201 |  | 199 | 200 | 0.024395 | 0.125 | 0.08 | 261 | 0 | 0.364 | 1 | 1 | cs | TRUE
202 | LV_3340-64_0_6_line_202 |  | 199 | 201 | 0.012511 | 0.125 | 0.08 | 261 | 0 | 0.364 | 1 | 4 | cs | TRUE
203 | LV_3340-64_0_6_line_203 |  | 200 | 202 | 0.0011159 | 0.125 | 0.08 | 261 | 0 | 0.364 | 1 | 1 | cs | TRUE
204 | LV_3340-64_0_6_line_204 |  | 201 | 203 | 0.017173 | 0.125 | 0.08 | 261 | 0 | 0.364 | 1 | 1 | cs | TRUE

## trafo
| name | std_type | hv_bus | lv_bus | sn_mva | vn_hv_kv | vn_lv_kv | vk_percent | vkr_percent | pfe_kw | i0_percent | shift_degree | tap_side | tap_neutral | tap_min | tap_max | tap_step_percent | tap_step_degree | tap_pos | tap_phase_shifter | parallel | df | in_service
0 | LV_3340-64_0_6_trafo_155 | 0.63 MVA 20/0.4 kV | 206 | 170 | 0.63 | 20 | 0.4 | 6 | 1.206 | 1.65 | 0.2619 | 150 | hv | 0 | -2 | 2 | 2.5 | 0 | 0 | FALSE | 1 | 1 | TRUE

## line_geodata
| x0 | y0 | x1 | y1 | x2 | y2 | x3 | y3 | x4 | y4 | x5 | y5 | x6 | y6 | x7 | y7
0 | 2706024.4356 | 1231670.3757 | 2706032.0094 | 1231658.0954
1 | 2706021.2433 | 1231668.4395 | 2706024.4356 | 1231670.3757
2 | 2706022.2998 | 1231687.3393 | 2706016.3467 | 1231683.4858 | 2706024.4356 | 1231670.3757
3 | 2706044.0739 | 1231632.3305 | 2706046.9084 | 1231633.9378
4 | 2706046.9084 | 1231633.9378 | 2706059.7825 | 1231614.8662
5 | 2706044.0739 | 1231632.3305 | 2706038.5043 | 1231641.2655
6 | 2706067.5344 | 1231603.3826 | 2706059.7825 | 1231614.8662
7 | 2706021.2433 | 1231668.4395 | 2706024.829 | 1231662.8798
8 | 2706022.2998 | 1231687.3393 | 2706024.3526 | 1231686.9089 | 2706188.9573 | 1231573.9387
9 | 2706024.829 | 1231662.8798 | 2706030.8642 | 1231653.522 | 2706038.5043 | 1231641.2655
10 | 2706067.5344 | 1231603.3826 | 2706073.1077 | 1231596.9181
11 | 2706055.945 | 1231595.7479 | 2706064.4798 | 1231601.371 | 2706067.5344 | 1231603.3826
12 | 2706188.9573 | 1231573.9387 | 2706223.2278 | 1231550.4185
13 | 2705978.1743 | 1231821.7098 | 2705987.7519 | 1231824.06 | 2705994.0994 | 1231823.2059 | 2706034.8808 | 1231818.0736 | 2706035.6122 | 1231822.0786 | 2706042.6483 | 1231821.259 | 2706048.8234 | 1231820.3018
14 | 2705978.1743 | 1231821.7098 | 2705977.6508 | 1231814.1169 | 2705979.9272 | 1231806.6741 | 2705985.4371 | 1231793.7514 | 2705994.961 | 1231780.4333 | 2706009.5647 | 1231764.2926 | 2706014.2295 | 1231759.948
15 | 2706048.8234 | 1231820.3018 | 2706107.6345 | 1231812.4896 | 2706108.7727 | 1231812.3319
16 | 2706031.1605 | 1231746.2432 | 2706022.4742 | 1231752.2693 | 2706014.2295 | 1231759.948
17 | 2706073.1077 | 1231596.9181 | 2706075.5146 | 1231594.1263
18 | 2706055.945 | 1231595.7479 | 2706050.9479 | 1231592.6564 | 2706048.2694 | 1231586.1259 | 2706048.4219 | 1231583.2983
19 | 2706055.945 | 1231595.7479 | 2706046.2019 | 1231612.6156
20 | 2706090.427 | 1231575.7034 | 2706091.116 | 1231579.1183
21 | 2706090.427 | 1231575.7034 | 2706102.0081 | 1231567.2593 | 2706112.4536 | 1231560.0252
22 | 2706090.427 | 1231575.7034 | 2706090.1695 | 1231574.4312 | 2706091.961 | 1231570.3064
23 | 2706099.8599 | 1231572.6028 | 2706091.116 | 1231579.1183
24 | 2706091.116 | 1231579.1183 | 2706077.8914 | 1231591.3694 | 2706075.5146 | 1231594.1263
25 | 2706112.4536 | 1231560.0252 | 2706125.7993 | 1231550.7825 | 2706133.2144 | 1231545.8267
26 | 2706091.961 | 1231570.3064 | 2706094.3484 | 1231564.8096 | 2706094.9331 | 1231551.9993 | 2706094.6556 | 1231549.6401
27 | 2706048.6848 | 1231578.4222 | 2706048.4219 | 1231583.2983
28 | 2706412.755 | 1231418.8226 | 2706408.1013 | 1231422.3531 | 2706285.121 | 1231507.9405 | 2706223.2278 | 1231550.4185
29 | 2706123.9144 | 1231810.234 | 2706108.7727 | 1231812.3319
30 | 2706031.1605 | 1231746.2432 | 2706052.5333 | 1231731.4158
31 | 2706092.5392 | 1231531.6523 | 2706094.6556 | 1231549.6401
32 | 2706091.668 | 1231509.1753 | 2706092.5392 | 1231531.6523
33 | 2706092.5392 | 1231531.6523 | 2706085.7802 | 1231527.1171 | 2706073.553 | 1231524.0814
34 | 2706091.668 | 1231509.1753 | 2706100.3633 | 1231507.9406 | 2706103.4458 | 1231506.9769
35 | 2706118.9344 | 1231502.1343 | 2706103.4458 | 1231506.9769
36 | 2706099.8599 | 1231572.6028 | 2706107.8747 | 1231583.959
37 | 2706133.2144 | 1231545.8267 | 2706144.4668 | 1231538.3063 | 2706148.1251 | 1231535.874
38 | 2706148.1251 | 1231535.874 | 2706156.7004 | 1231530.1723
39 | 2706176.1379 | 1231517.3797 | 2706164.8734 | 1231524.7382 | 2706156.7004 | 1231530.1723
40 | 2706197.8452 | 1231503.1996 | 2706176.1379 | 1231517.3797
41 | 2706197.6966 | 1231507.7004 | 2706197.8452 | 1231503.1996
42 | 2706184.2486 | 1231490.4694 | 2706186.3934 | 1231489.5625 | 2706189.9387 | 1231489.5481 | 2706193.2234 | 1231490.5519 | 2706195.9293 | 1231493.4247 | 2706197.5914 | 1231497.0571 | 2706197.9051 | 1231501.5439 | 2706197.8452 | 1231503.1996
43 | 2706197.8452 | 1231503.1996 | 2706215.2393 | 1231492.48 | 2706219.5921 | 1231489.759
44 | 2706197.6966 | 1231507.7004 | 2706224.3144 | 1231491.1856
45 | 2706197.6966 | 1231507.7004 | 2706196.0754 | 1231508.736
46 | 2706048.6848 | 1231578.4222 | 2706049.0138 | 1231572.3215
47 | 2706049.0521 | 1231571.612 | 2706049.0138 | 1231572.3215
48 | 2706268.9389 | 1231494.9414 | 2706255.5132 | 1231471.8173
49 | 2706224.3144 | 1231491.1856 | 2706255.5132 | 1231471.8173
50 | 2706224.3144 | 1231491.1856 | 2706230.8399 | 1231502.5738
51 | 2706172.1113 | 1231524.0892 | 2706174.702 | 1231522.3897 | 2706196.0754 | 1231508.736
52 | 2706241.0805 | 1231520.4456 | 2706230.8399 | 1231502.5738
53 | 2706136.6537 | 1231547.4071 | 2706172.1113 | 1231524.0892
54 | 2706172.1113 | 1231524.0892 | 2706178.7415 | 1231534.9025
55 | 2706107.9431 | 1231584.0559 | 2706107.8747 | 1231583.959
56 | 2706049.0521 | 1231571.612 | 2706049.1638 | 1231569.5404 | 2706049.6155 | 1231561.8802
57 | 2706050.2734 | 1231550.7238 | 2706049.6155 | 1231561.8802
58 | 2706050.2734 | 1231550.7238 | 2706050.5801 | 1231545.5222
59 | 2706050.5801 | 1231545.5222 | 2706050.8776 | 1231540.4772
60 | 2706050.8984 | 1231540.1244 | 2706050.8776 | 1231540.4772
61 | 2706051.1741 | 1231535.4492 | 2706050.8984 | 1231540.1244
62 | 2706051.1741 | 1231535.4492 | 2706051.3908 | 1231531.7738 | 2706051.4707 | 1231530.6372
63 | 2706051.4707 | 1231530.6372 | 2706051.8366 | 1231525.4334
64 | 2706178.7415 | 1231534.9025 | 2706181.8243 | 1231539.9303
65 | 2706188.4143 | 1231550.6782 | 2706181.8243 | 1231539.9303
66 | 2706136.6537 | 1231547.4071 | 2706145.0821 | 1231559.411 | 2706145.2847 | 1231559.7419
67 | 2706145.2847 | 1231559.7419 | 2706148.8283 | 1231565.527 | 2706152.5258 | 1231574.3775 | 2706153.0066 | 1231575.3701
68 | 2706154.4124 | 1231578.2719 | 2706153.0066 | 1231575.3701
69 | 2706107.9431 | 1231584.0559 | 2706113.0693 | 1231591.3193 | 2706114.4405 | 1231591.733
70 | 2706118.154 | 1231589.5087 | 2706114.4405 | 1231591.733
71 | 2706412.755 | 1231418.8226 | 2706413.4824 | 1231421.7712 | 2706416.8715 | 1231435.5534 | 2706419.2915 | 1231445.5042 | 2706419.8556 | 1231447.8383
72 | 2706419.8556 | 1231447.8383 | 2706351.9969 | 1231491.5683 | 2706299.6399 | 1231530.0723 | 2706303.0696 | 1231536.5163 | 2706307.6649 | 1231542.5991
73 | 2706308.4948 | 1231543.6976 | 2706307.6649 | 1231542.5991
74 | 2706313.6063 | 1231550.4638 | 2706308.4948 | 1231543.6976
75 | 2706324.1443 | 1231564.4131 | 2706324.6774 | 1231565.1188
76 | 2706314.2883 | 1231551.3666 | 2706324.1443 | 1231564.4131
77 | 2706329.1211 | 1231571.001 | 2706324.6774 | 1231565.1188
78 | 2706314.2883 | 1231551.3666 | 2706313.6063 | 1231550.4638
79 | 2706329.8354 | 1231571.9465 | 2706329.1211 | 1231571.001
80 | 2706329.8354 | 1231571.9465 | 2706341.088 | 1231586.8417
81 | 2706341.088 | 1231586.8417 | 2706343.4861 | 1231590.0161
82 | 2706148.534 | 1231660.7408 | 2706149.5091 | 1231663.3539
83 | 2706145.7623 | 1231653.3128 | 2706148.534 | 1231660.7408
84 | 2706153.7044 | 1231674.5965 | 2706149.5091 | 1231663.3539
85 | 2706145.7385 | 1231653.2493 | 2706145.7623 | 1231653.3128
86 | 2706153.7044 | 1231674.5965 | 2706152.0668 | 1231675.101 | 2706124.5509 | 1231685.5511 | 2706122.5943 | 1231686.5248
87 | 2706153.7044 | 1231674.5965 | 2706165.4483 | 1231671.0258
88 | 2706096.8029 | 1231699.714 | 2706098.3218 | 1231698.6039 | 2706122.5943 | 1231686.5248
89 | 2706181.2134 | 1231667.0821 | 2706165.4483 | 1231671.0258
90 | 2706165.4483 | 1231671.0258 | 2706169.2773 | 1231691.0531
91 | 2706090.0791 | 1231704.6281 | 2706096.8029 | 1231699.714
92 | 2706181.2134 | 1231667.0821 | 2706179.1775 | 1231658.0833 | 2706175.0739 | 1231649.9261 | 2706167.5749 | 1231646.9677
93 | 2706181.2134 | 1231667.0821 | 2706185.4422 | 1231666.0256
94 | 2706171.6904 | 1231703.6744 | 2706169.2773 | 1231691.0531
95 | 2706090.0791 | 1231704.6281 | 2706091.7222 | 1231723.8752
96 | 2706090.0791 | 1231704.6281 | 2706080.9488 | 1231711.307
97 | 2706199.9892 | 1231662.3916 | 2706185.4422 | 1231666.0256
98 | 2706171.6904 | 1231703.6744 | 2706174.4489 | 1231718.1023
99 | 2706070.4776 | 1231718.967 | 2706052.5333 | 1231731.4158
100 | 2706070.4776 | 1231718.967 | 2706080.9488 | 1231711.307
101 | 2706070.4776 | 1231718.967 | 2706085.4402 | 1231761.8216
102 | 2706114.7029 | 1231781.0253 | 2706110.6083 | 1231785.5112
103 | 2706107.2215 | 1231808.4681 | 2706105.7069 | 1231795.7314 | 2706106.2744 | 1231790.2485 | 2706110.6083 | 1231785.5112
104 | 2706107.2215 | 1231808.4681 | 2706123.4297 | 1231806.176
105 | 2706163.5587 | 1231800.5011 | 2706123.4297 | 1231806.176
106 | 2706104.2276 | 1231841.662 | 2706095.4332 | 1231843.8143
107 | 2706104.2276 | 1231841.662 | 2706105.3266 | 1231846.2851 | 2706114.2648 | 1231844.143 | 2706123.567 | 1231847.4893 | 2706126.442 | 1231848.5192
108 | 2706084.7064 | 1231846.4395 | 2706095.4332 | 1231843.8143
109 | 2706126.442 | 1231848.5192 | 2706129.1094 | 1231835.7349
110 | 2706189.788 | 1231853.9544 | 2706194.7829 | 1231852.4981
111 | 2706195.3657 | 1231833.4496 | 2706194.7829 | 1231852.4981
112 | 2706190.7076 | 1231834.2893 | 2706195.3657 | 1231833.4496
113 | 2706195.8669 | 1231825.7527 | 2706195.3657 | 1231833.4496
114 | 2706235.963 | 1231834.8093 | 2706236.1064 | 1231831.8763
115 | 2706235.963 | 1231834.8093 | 2706228.3906 | 1231833.851 | 2706223.2422 | 1231833.0558
116 | 2706236.1064 | 1231831.8763 | 2706248.053 | 1231832.7146
117 | 2706236.1064 | 1231831.8763 | 2706232.4425 | 1231831.3326
118 | 2706195.8669 | 1231825.7527 | 2706208.2726 | 1231829.6328 | 2706216.9923 | 1231832.0905 | 2706223.2422 | 1231833.0558
119 | 2706123.9144 | 1231810.234 | 2706129.1094 | 1231835.7349
120 | 2706256.5579 | 1231616.2786 | 2706258.9504 | 1231614.8914
121 | 2706261.7856 | 1231613.2475 | 2706258.9504 | 1231614.8914
122 | 2706250.9549 | 1231619.5364 | 2706256.5579 | 1231616.2786
123 | 2706254.6629 | 1231612.9644 | 2706256.5579 | 1231616.2786
124 | 2706276.1142 | 1231604.9306 | 2706261.7856 | 1231613.2475
125 | 2706259.8906 | 1231609.9333 | 2706261.7856 | 1231613.2475
126 | 2706276.1142 | 1231604.9306 | 2706298.0858 | 1231639.3717 | 2706281.9405 | 1231643.3861
127 | 2706276.1142 | 1231604.9306 | 2706275.5392 | 1231604.1502
128 | 2706281.9405 | 1231643.3861 | 2706283.2628 | 1231651.6159 | 2706283.4 | 1231655.3768 | 2706284.1929 | 1231659.7498 | 2706284.8929 | 1231659.5733
129 | 2706257.8178 | 1231648.7479 | 2706281.9405 | 1231643.3861
130 | 2706281.9405 | 1231643.3861 | 2706298.0858 | 1231639.3717 | 2706312.9798 | 1231634.1674 | 2706322.1175 | 1231627.2477
131 | 2706262.5071 | 1231586.4623 | 2706275.5392 | 1231604.1502
132 | 2706322.1175 | 1231627.2477 | 2706313.1998 | 1231615.0735
133 | 2706352.4759 | 1231601.916 | 2706322.1175 | 1231627.2477
134 | 2706313.1998 | 1231615.0735 | 2706313.0868 | 1231614.9192
135 | 2706352.4759 | 1231601.916 | 2706343.4861 | 1231590.0161
136 | 2706257.8178 | 1231648.7479 | 2706259.5441 | 1231654.7166 | 2706259.5175 | 1231662.5554 | 2706260.0439 | 1231665.3113 | 2706261.3884 | 1231665.1018
137 | 2706253.8785 | 1231649.6226 | 2706257.8178 | 1231648.7479
138 | 2706262.5071 | 1231586.4623 | 2706248.3332 | 1231594.1704
139 | 2706262.5071 | 1231586.4623 | 2706259.2323 | 1231582.0391
140 | 2706248.3332 | 1231594.1704 | 2706244.8666 | 1231596.1433
141 | 2706246.7136 | 1231591.5506 | 2706248.3332 | 1231594.1704
142 | 2706244.8666 | 1231596.1433 | 2706241.4227 | 1231598.1166 | 2706238.5279 | 1231598.6097 | 2706237.4258 | 1231599.246
143 | 2706243.3632 | 1231593.381 | 2706244.8666 | 1231596.1433
144 | 2706287.8829 | 1231580.5114 | 2706313.0868 | 1231614.9192
145 | 2706253.8785 | 1231649.6226 | 2706247.4246 | 1231636.5084 | 2706242.2023 | 1231634.5803
146 | 2706253.8785 | 1231649.6226 | 2706232.8283 | 1231654.2944
147 | 2706236.2946 | 1231597.2687 | 2706237.4258 | 1231599.246
148 | 2706294.6323 | 1231837.832 | 2706317.7728 | 1231842.6904
149 | 2706294.6323 | 1231837.832 | 2706281.4052 | 1231835.0549 | 2706277.2515 | 1231834.7635
150 | 2706317.7728 | 1231842.6904 | 2706331.2015 | 1231845.5098
151 | 2706261.3535 | 1231833.6479 | 2706277.2515 | 1231834.7635
152 | 2706331.2015 | 1231845.5098 | 2706331.6016 | 1231845.5938 | 2706338.3196 | 1231847.8302
153 | 2706261.3535 | 1231833.6479 | 2706248.053 | 1231832.7146
154 | 2706356.423 | 1231853.8569 | 2706338.3196 | 1231847.8302
155 | 2706356.423 | 1231853.8569 | 2706360.5828 | 1231855.2417 | 2706365.5878 | 1231857.2705
156 | 2706163.5587 | 1231800.5011 | 2706171.6597 | 1231797.6369
157 | 2706188.2866 | 1231791.7583 | 2706171.6597 | 1231797.6369
158 | 2706194.585 | 1231821.1931 | 2706190.4007 | 1231801.6386
159 | 2706194.585 | 1231821.1931 | 2706205.5663 | 1231825.1471
160 | 2706188.2866 | 1231791.7583 | 2706190.4007 | 1231801.6386
161 | 2706232.4425 | 1231831.3326 | 2706215.3492 | 1231828.6696 | 2706205.5663 | 1231825.1471
162 | 2706189.6441 | 1231791.2377 | 2706188.2866 | 1231791.7583
163 | 2706232.4425 | 1231831.3326 | 2706234.5211 | 1231817.1975
164 | 2706189.6441 | 1231791.2377 | 2706208.6102 | 1231786.3968
165 | 2706189.6441 | 1231791.2377 | 2706186.9509 | 1231778.4633
166 | 2706272.7626 | 1231770.0196 | 2706278.9816 | 1231768.4333
167 | 2706272.7626 | 1231770.0196 | 2706267.0207 | 1231771.4842
168 | 2706267.0207 | 1231771.4842 | 2706261.1355 | 1231772.9853
169 | 2706261.1355 | 1231772.9853 | 2706260.9958 | 1231773.0209
170 | 2706260.9958 | 1231773.0209 | 2706252.7157 | 1231775.1362
171 | 2706260.9958 | 1231773.0209 | 2706258.3758 | 1231792.2952
172 | 2706180.2453 | 1231746.6578 | 2706183.1483 | 1231760.4271
173 | 2706180.2453 | 1231746.6578 | 2706179.5817 | 1231743.5101
174 | 2706186.678 | 1231777.1691 | 2706183.1483 | 1231760.4271
175 | 2706176.6286 | 1231729.503 | 2706179.5817 | 1231743.5101
176 | 2706186.678 | 1231777.1691 | 2706186.7541 | 1231777.5299
177 | 2706176.6286 | 1231729.503 | 2706174.4489 | 1231718.1023
178 | 2706176.6286 | 1231729.503 | 2706190.6974 | 1231725.9337
179 | 2706186.7541 | 1231777.5299 | 2706186.9509 | 1231778.4633
180 | 2706190.6974 | 1231725.9337 | 2706209.8749 | 1231721.0682
181 | 2706211.348 | 1231720.6945 | 2706209.8749 | 1231721.0682
182 | 2706220.4481 | 1231718.3858 | 2706211.348 | 1231720.6945
183 | 2706222.1592 | 1231717.9516 | 2706220.4481 | 1231718.3858
184 | 2706222.1592 | 1231717.9516 | 2706235.262 | 1231714.6274
185 | 2706235.262 | 1231714.6274 | 2706235.7511 | 1231714.5033 | 2706236.4587 | 1231714.3269 | 2706241.7942 | 1231713.2461
186 | 2706244.0427 | 1231712.7906 | 2706241.7942 | 1231713.2461
187 | 2706244.0427 | 1231712.7906 | 2706251.2105 | 1231711.3387
188 | 2706264.031 | 1231708.7416 | 2706269.2612 | 1231707.6822
189 | 2706276.1815 | 1231706.2803 | 2706269.2612 | 1231707.6822
190 | 2706264.031 | 1231708.7416 | 2706251.2105 | 1231711.3387
191 | 2706292.006 | 1231697.6515 | 2706283.0141 | 1231704.8963 | 2706276.1815 | 1231706.2803
192 | 2706208.6102 | 1231786.3968 | 2706216.5707 | 1231784.365
193 | 2706216.5707 | 1231784.365 | 2706223.5654 | 1231782.5797
194 | 2706231.471 | 1231780.5618 | 2706223.5654 | 1231782.5797
195 | 2706253.7408 | 1231794.1184 | 2706258.039 | 1231794.7734 | 2706258.3758 | 1231792.2952
196 | 2706238.5409 | 1231778.7573 | 2706252.7157 | 1231775.1362
197 | 2706240.6684 | 1231792.3612 | 2706237.0916 | 1231792.0304 | 2706238.5409 | 1231778.7573
198 | 2706238.5409 | 1231778.7573 | 2706231.471 | 1231780.5618
199 | 2706199.9892 | 1231662.3916 | 2706211.8585 | 1231659.4264
200 | 2706220.6336 | 1231657.2343 | 2706211.8585 | 1231659.4264
201 | 2706220.6336 | 1231657.2343 | 2706213.6998 | 1231633.845
202 | 2706220.6336 | 1231657.2343 | 2706228.8129 | 1231655.19 | 2706232.8283 | 1231654.2944
203 | 2706213.3826 | 1231632.7751 | 2706213.6998 | 1231633.845
204 | 2706239.4999 | 1231669.2138 | 2706235.9452 | 1231666.7929 | 2706232.8283 | 1231654.2944

## bus_geodata
| x | y | coords
0 | 2706032.0094 | 1231658.0954
1 | 2706024.4356 | 1231670.3757
2 | 2706046.9084 | 1231633.9378
3 | 2706044.0739 | 1231632.3305
4 | 2706059.7825 | 1231614.8662
5 | 2706021.2433 | 1231668.4395
6 | 2706022.2998 | 1231687.3393
7 | 2706038.5043 | 1231641.2655
8 | 2706067.5344 | 1231603.3826
9 | 2706024.829 | 1231662.8798
10 | 2706188.9573 | 1231573.9387
11 | 2705978.1743 | 1231821.7098
12 | 2706048.8234 | 1231820.3018
13 | 2706014.2295 | 1231759.948
14 | 2706073.1077 | 1231596.9181
15 | 2706055.945 | 1231595.7479
16 | 2706090.427 | 1231575.7034
17 | 2706091.116 | 1231579.1183
18 | 2706112.4536 | 1231560.0252
19 | 2706091.961 | 1231570.3064
20 | 2706048.4219 | 1231583.2983
21 | 2706046.2019 | 1231612.6156
22 | 2706223.2278 | 1231550.4185
23 | 2706108.7727 | 1231812.3319
24 | 2706031.1605 | 1231746.2432
25 | 2706094.6556 | 1231549.6401
26 | 2706092.5392 | 1231531.6523
27 | 2706091.668 | 1231509.1753
28 | 2706073.553 | 1231524.0814
29 | 2706103.4458 | 1231506.9769
30 | 2706099.8599 | 1231572.6028
31 | 2706075.5146 | 1231594.1263
32 | 2706133.2144 | 1231545.8267
33 | 2706118.9344 | 1231502.1343
34 | 2706148.1251 | 1231535.874
35 | 2706156.7004 | 1231530.1723
36 | 2706176.1379 | 1231517.3797
37 | 2706197.8452 | 1231503.1996
38 | 2706197.6966 | 1231507.7004
39 | 2706184.2486 | 1231490.4694
40 | 2706219.5921 | 1231489.759
41 | 2706048.6848 | 1231578.4222
42 | 2706049.0138 | 1231572.3215
43 | 2706255.5132 | 1231471.8173
44 | 2706268.9389 | 1231494.9414
45 | 2706224.3144 | 1231491.1856
46 | 2706196.0754 | 1231508.736
47 | 2706230.8399 | 1231502.5738
48 | 2706172.1113 | 1231524.0892
49 | 2706107.8747 | 1231583.959
50 | 2706049.0521 | 1231571.612
51 | 2706049.6155 | 1231561.8802
52 | 2706050.2734 | 1231550.7238
53 | 2706050.5801 | 1231545.5222
54 | 2706050.8984 | 1231540.1244
55 | 2706050.8776 | 1231540.4772
56 | 2706051.1741 | 1231535.4492
57 | 2706051.4707 | 1231530.6372
58 | 2706051.8366 | 1231525.4334
59 | 2706178.7415 | 1231534.9025
60 | 2706181.8243 | 1231539.9303
61 | 2706188.4143 | 1231550.6782
62 | 2706136.6537 | 1231547.4071
63 | 2706145.2847 | 1231559.7419
64 | 2706153.0066 | 1231575.3701
65 | 2706107.9431 | 1231584.0559
66 | 2706114.4405 | 1231591.733
67 | 2706118.154 | 1231589.5087
68 | 2706241.0805 | 1231520.4456
69 | 2706412.755 | 1231418.8226
70 | 2706419.8556 | 1231447.8383
71 | 2706307.6649 | 1231542.5991
72 | 2706154.4124 | 1231578.2719
73 | 2706308.4948 | 1231543.6976
74 | 2706324.1443 | 1231564.4131
75 | 2706324.6774 | 1231565.1188
76 | 2706314.2883 | 1231551.3666
77 | 2706329.1211 | 1231571.001
78 | 2706313.6063 | 1231550.4638
79 | 2706329.8354 | 1231571.9465
80 | 2706341.088 | 1231586.8417
81 | 2706148.534 | 1231660.7408
82 | 2706149.5091 | 1231663.3539
83 | 2706145.7623 | 1231653.3128
84 | 2706153.7044 | 1231674.5965
85 | 2706145.7385 | 1231653.2493
86 | 2706122.5943 | 1231686.5248
87 | 2706165.4483 | 1231671.0258
88 | 2706096.8029 | 1231699.714
89 | 2706181.2134 | 1231667.0821
90 | 2706169.2773 | 1231691.0531
91 | 2706090.0791 | 1231704.6281
92 | 2706167.5749 | 1231646.9677
93 | 2706185.4422 | 1231666.0256
94 | 2706171.6904 | 1231703.6744
95 | 2706052.5333 | 1231731.4158
96 | 2706070.4776 | 1231718.967
97 | 2706080.9488 | 1231711.307
98 | 2706085.4402 | 1231761.8216
99 | 2706110.6083 | 1231785.5112
100 | 2706114.7029 | 1231781.0253
101 | 2706107.2215 | 1231808.4681
102 | 2706123.4297 | 1231806.176
103 | 2706104.2276 | 1231841.662
104 | 2706095.4332 | 1231843.8143
105 | 2706126.442 | 1231848.5192
106 | 2706194.7829 | 1231852.4981
107 | 2706189.788 | 1231853.9544
108 | 2706195.3657 | 1231833.4496
109 | 2706235.963 | 1231834.8093
110 | 2706236.1064 | 1231831.8763
111 | 2706223.2422 | 1231833.0558
112 | 2706129.1094 | 1231835.7349
113 | 2706084.7064 | 1231846.4395
114 | 2706123.9144 | 1231810.234
115 | 2706091.7222 | 1231723.8752
116 | 2706258.9504 | 1231614.8914
117 | 2706256.5579 | 1231616.2786
118 | 2706261.7856 | 1231613.2475
119 | 2706250.9549 | 1231619.5364
120 | 2706254.6629 | 1231612.9644
121 | 2706276.1142 | 1231604.9306
122 | 2706259.8906 | 1231609.9333
123 | 2706281.9405 | 1231643.3861
124 | 2706275.5392 | 1231604.1502
125 | 2706322.1175 | 1231627.2477
126 | 2706313.1998 | 1231615.0735
127 | 2706352.4759 | 1231601.916
128 | 2706284.8929 | 1231659.5733
129 | 2706257.8178 | 1231648.7479
130 | 2706262.5071 | 1231586.4623
131 | 2706248.3332 | 1231594.1704
132 | 2706259.2323 | 1231582.0391
133 | 2706244.8666 | 1231596.1433
134 | 2706246.7136 | 1231591.5506
135 | 2706313.0868 | 1231614.9192
136 | 2706343.4861 | 1231590.0161
137 | 2706261.3884 | 1231665.1018
138 | 2706253.8785 | 1231649.6226
139 | 2706237.4258 | 1231599.246
140 | 2706243.3632 | 1231593.381
141 | 2706287.8829 | 1231580.5114
142 | 2706294.6323 | 1231837.832
143 | 2706317.7728 | 1231842.6904
144 | 2706277.2515 | 1231834.7635
145 | 2706331.2015 | 1231845.5098
146 | 2706261.3535 | 1231833.6479
147 | 2706338.3196 | 1231847.8302
148 | 2706248.053 | 1231832.7146
149 | 2706356.423 | 1231853.8569
150 | 2706163.5587 | 1231800.5011
151 | 2706171.6597 | 1231797.6369
152 | 2706194.585 | 1231821.1931
153 | 2706190.4007 | 1231801.6386
154 | 2706205.5663 | 1231825.1471
155 | 2706188.2866 | 1231791.7583
156 | 2706232.4425 | 1231831.3326
157 | 2706189.6441 | 1231791.2377
158 | 2706365.5878 | 1231857.2705
159 | 2706278.9816 | 1231768.4333
160 | 2706272.7626 | 1231770.0196
161 | 2706267.0207 | 1231771.4842
162 | 2706261.1355 | 1231772.9853
163 | 2706260.9958 | 1231773.0209
164 | 2706180.2453 | 1231746.6578
165 | 2706183.1483 | 1231760.4271
166 | 2706179.5817 | 1231743.5101
167 | 2706186.678 | 1231777.1691
168 | 2706176.6286 | 1231729.503
169 | 2706186.7541 | 1231777.5299
170 | 2706174.4489 | 1231718.1023
171 | 2706190.6974 | 1231725.9337
172 | 2706186.9509 | 1231778.4633
173 | 2706209.8749 | 1231721.0682
174 | 2706220.4481 | 1231718.3858
175 | 2706211.348 | 1231720.6945
176 | 2706222.1592 | 1231717.9516
177 | 2706235.262 | 1231714.6274
178 | 2706241.7942 | 1231713.2461
179 | 2706244.0427 | 1231712.7906
180 | 2706269.2612 | 1231707.6822
181 | 2706264.031 | 1231708.7416
182 | 2706276.1815 | 1231706.2803
183 | 2706251.2105 | 1231711.3387
184 | 2706292.006 | 1231697.6515
185 | 2706208.6102 | 1231786.3968
186 | 2706216.5707 | 1231784.365
187 | 2706223.5654 | 1231782.5797
188 | 2706234.5211 | 1231817.1975
189 | 2706258.3758 | 1231792.2952
190 | 2706253.7408 | 1231794.1184
191 | 2706252.7157 | 1231775.1362
192 | 2706238.5409 | 1231778.7573
193 | 2706240.6684 | 1231792.3612
194 | 2706231.471 | 1231780.5618
195 | 2706199.9892 | 1231662.3916
196 | 2706195.8669 | 1231825.7527
197 | 2706190.7076 | 1231834.2893
198 | 2706211.8585 | 1231659.4264
199 | 2706220.6336 | 1231657.2343
200 | 2706213.6998 | 1231633.845
201 | 2706232.8283 | 1231654.2944
202 | 2706213.3826 | 1231632.7751
203 | 2706239.4999 | 1231669.2138
204 | 2706242.2023 | 1231634.5803
205 | 2706236.2946 | 1231597.2687
206 | 2706176.6286 | 1231729.503

## line_std_types
| c_nf_per_km | r_ohm_per_km | x_ohm_per_km | max_i_ka | type | q_mm2 | alpha | voltage_rating
NAYY 4x50 SE | 210 | 0.642 | 0.083 | 0.142 | cs | 50 | 0.00403 | LV
NAYY 4x120 SE | 264 | 0.225 | 0.08 | 0.242 | cs | 120 | 0.00403 | LV
NAYY 4x150 SE | 261 | 0.208 | 0.08 | 0.27 | cs | 150 | 0.00403 | LV
NA2XS2Y 1x95 RM/25 12/20 kV | 216 | 0.313 | 0.132 | 0.252 | cs | 95 | 0.00403 | MV
NA2XS2Y 1x185 RM/25 12/20 kV | 273 | 0.161 | 0.117 | 0.362 | cs | 185 | 0.00403 | MV
NA2XS2Y 1x240 RM/25 12/20 kV | 304 | 0.122 | 0.112 | 0.421 | cs | 240 | 0.00403 | MV
NA2XS2Y 1x95 RM/25 6/10 kV | 315 | 0.313 | 0.123 | 0.249 | cs | 95 | 0.00403 | MV
NA2XS2Y 1x185 RM/25 6/10 kV | 406 | 0.161 | 0.11 | 0.358 | cs | 185 | 0.00403 | MV
NA2XS2Y 1x240 RM/25 6/10 kV | 456 | 0.122 | 0.105 | 0.416 | cs | 240 | 0.00403 | MV
NA2XS2Y 1x150 RM/25 12/20 kV | 250 | 0.206 | 0.116 | 0.319 | cs | 150 | 0.00403 | MV
NA2XS2Y 1x120 RM/25 12/20 kV | 230 | 0.253 | 0.119 | 0.283 | cs | 120 | 0.00403 | MV
NA2XS2Y 1x70 RM/25 12/20 kV | 190 | 0.443 | 0.132 | 0.22 | cs | 70 | 0.00403 | MV
NA2XS2Y 1x150 RM/25 6/10 kV | 360 | 0.206 | 0.11 | 0.315 | cs | 150 | 0.00403 | MV
NA2XS2Y 1x120 RM/25 6/10 kV | 340 | 0.253 | 0.113 | 0.28 | cs | 120 | 0.00403 | MV
NA2XS2Y 1x70 RM/25 6/10 kV | 280 | 0.443 | 0.123 | 0.217 | cs | 70 | 0.00403 | MV
N2XS(FL)2Y 1x120 RM/35 64/110 kV | 112 | 0.153 | 0.166 | 0.366 | cs | 120 | 0.00393 | HV
N2XS(FL)2Y 1x185 RM/35 64/110 kV | 125 | 0.099 | 0.156 | 0.457 | cs | 185 | 0.00393 | HV
N2XS(FL)2Y 1x240 RM/35 64/110 kV | 135 | 0.075 | 0.149 | 0.526 | cs | 240 | 0.00393 | HV
N2XS(FL)2Y 1x300 RM/35 64/110 kV | 144 | 0.06 | 0.144 | 0.588 | cs | 300 | 0.00393 | HV
15-AL1/3-ST1A 0.4 | 11 | 1.8769 | 0.35 | 0.105 | ol | 16 | 0.00403 | LV
24-AL1/4-ST1A 0.4 | 11.25 | 1.2012 | 0.335 | 0.14 | ol | 24 | 0.00403 | LV
48-AL1/8-ST1A 0.4 | 12.2 | 0.5939 | 0.3 | 0.21 | ol | 48 | 0.00403 | LV
94-AL1/15-ST1A 0.4 | 13.2 | 0.306 | 0.29 | 0.35 | ol | 94 | 0.00403 | LV
34-AL1/6-ST1A 10.0 | 9.7 | 0.8342 | 0.36 | 0.17 | ol | 34 | 0.00403 | MV
48-AL1/8-ST1A 10.0 | 10.1 | 0.5939 | 0.35 | 0.21 | ol | 48 | 0.00403 | MV
70-AL1/11-ST1A 10.0 | 10.4 | 0.4132 | 0.339 | 0.29 | ol | 70 | 0.00403 | MV
94-AL1/15-ST1A 10.0 | 10.75 | 0.306 | 0.33 | 0.35 | ol | 94 | 0.00403 | MV
122-AL1/20-ST1A 10.0 | 11.1 | 0.2376 | 0.323 | 0.41 | ol | 122 | 0.00403 | MV
149-AL1/24-ST1A 10.0 | 11.25 | 0.194 | 0.315 | 0.47 | ol | 149 | 0.00403 | MV
34-AL1/6-ST1A 20.0 | 9.15 | 0.8342 | 0.382 | 0.17 | ol | 34 | 0.00403 | MV
48-AL1/8-ST1A 20.0 | 9.5 | 0.5939 | 0.372 | 0.21 | ol | 48 | 0.00403 | MV
70-AL1/11-ST1A 20.0 | 9.7 | 0.4132 | 0.36 | 0.29 | ol | 70 | 0.00403 | MV
94-AL1/15-ST1A 20.0 | 10 | 0.306 | 0.35 | 0.35 | ol | 94 | 0.00403 | MV
122-AL1/20-ST1A 20.0 | 10.3 | 0.2376 | 0.344 | 0.41 | ol | 122 | 0.00403 | MV
149-AL1/24-ST1A 20.0 | 10.5 | 0.194 | 0.337 | 0.47 | ol | 149 | 0.00403 | MV
184-AL1/30-ST1A 20.0 | 10.75 | 0.1571 | 0.33 | 0.535 | ol | 184 | 0.00403 | MV
243-AL1/39-ST1A 20.0 | 11 | 0.1188 | 0.32 | 0.645 | ol | 243 | 0.00403 | MV
48-AL1/8-ST1A 110.0 | 8 | 0.5939 | 0.46 | 0.21 | ol | 48 | 0.00403 | HV
70-AL1/11-ST1A 110.0 | 8.4 | 0.4132 | 0.45 | 0.29 | ol | 70 | 0.00403 | HV
94-AL1/15-ST1A 110.0 | 8.65 | 0.306 | 0.44 | 0.35 | ol | 94 | 0.00403 | HV
122-AL1/20-ST1A 110.0 | 8.5 | 0.2376 | 0.43 | 0.41 | ol | 122 | 0.00403 | HV
149-AL1/24-ST1A 110.0 | 8.75 | 0.194 | 0.41 | 0.47 | ol | 149 | 0.00403 | HV
184-AL1/30-ST1A 110.0 | 8.8 | 0.1571 | 0.4 | 0.535 | ol | 184 | 0.00403 | HV
243-AL1/39-ST1A 110.0 | 9 | 0.1188 | 0.39 | 0.645 | ol | 243 | 0.00403 | HV
305-AL1/39-ST1A 110.0 | 9.2 | 0.0949 | 0.38 | 0.74 | ol | 305 | 0.00403 | HV
490-AL1/64-ST1A 110.0 | 9.75 | 0.059 | 0.37 | 0.96 | ol | 490 | 0.00403 | HV
679-AL1/86-ST1A 110.0 | 9.95 | 0.042 | 0.36 | 1.15 | ol | 679 | 0.00403 | HV
490-AL1/64-ST1A 220.0 | 10 | 0.059 | 0.285 | 0.96 | ol | 490 | 0.00403 | HV
679-AL1/86-ST1A 220.0 | 11.7 | 0.042 | 0.275 | 1.15 | ol | 679 | 0.00403 | HV
490-AL1/64-ST1A 380.0 | 11 | 0.059 | 0.253 | 0.96 | ol | 490 | 0.00403 | HV
679-AL1/86-ST1A 380.0 | 14.6 | 0.042 | 0.25 | 1.15 | ol | 679 | 0.00403 | HV

## trafo_std_types
| i0_percent | pfe_kw | vkr_percent | sn_mva | vn_lv_kv | vn_hv_kv | vk_percent | shift_degree | vector_group | tap_side | tap_neutral | tap_min | tap_max | tap_step_degree | tap_step_percent | tap_phase_shifter
160 MVA 380/110 kV | 0.06 | 60 | 0.25 | 160 | 110 | 380 | 12.2 | 0 | Yy0 | hv | 0 | -9 | 9 | 0 | 1.5 | FALSE
100 MVA 220/110 kV | 0.06 | 55 | 0.26 | 100 | 110 | 220 | 12 | 0 | Yy0 | hv | 0 | -9 | 9 | 0 | 1.5 | FALSE
63 MVA 110/20 kV | 0.04 | 22 | 0.32 | 63 | 20 | 110 | 18 | 150 | YNd5 | hv | 0 | -9 | 9 | 0 | 1.5 | FALSE
40 MVA 110/20 kV | 0.05 | 18 | 0.34 | 40 | 20 | 110 | 16.2 | 150 | YNd5 | hv | 0 | -9 | 9 | 0 | 1.5 | FALSE
25 MVA 110/20 kV | 0.07 | 14 | 0.41 | 25 | 20 | 110 | 12 | 150 | YNd5 | hv | 0 | -9 | 9 | 0 | 1.5 | FALSE
63 MVA 110/10 kV | 0.04 | 22 | 0.32 | 63 | 10 | 110 | 18 | 150 | YNd5 | hv | 0 | -9 | 9 | 0 | 1.5 | FALSE
40 MVA 110/10 kV | 0.05 | 18 | 0.34 | 40 | 10 | 110 | 16.2 | 150 | YNd5 | hv | 0 | -9 | 9 | 0 | 1.5 | FALSE
25 MVA 110/10 kV | 0.07 | 14 | 0.41 | 25 | 10 | 110 | 12 | 150 | YNd5 | hv | 0 | -9 | 9 | 0 | 1.5 | FALSE
0.25 MVA 20/0.4 kV | 0.32 | 0.8 | 1.44 | 0.25 | 0.4 | 20 | 6 | 150 | Yzn5 | hv | 0 | -2 | 2 | 0 | 2.5 | FALSE
0.4 MVA 20/0.4 kV | 0.3375 | 1.35 | 1.425 | 0.4 | 0.4 | 20 | 6 | 150 | Dyn5 | hv | 0 | -2 | 2 | 0 | 2.5 | FALSE
0.63 MVA 20/0.4 kV | 0.2619 | 1.65 | 1.206 | 0.63 | 0.4 | 20 | 6 | 150 | Dyn5 | hv | 0 | -2 | 2 | 0 | 2.5 | FALSE
0.25 MVA 10/0.4 kV | 0.24 | 0.6 | 1.2 | 0.25 | 0.4 | 10 | 4 | 150 | Dyn5 | hv | 0 | -2 | 2 | 0 | 2.5 | FALSE
0.4 MVA 10/0.4 kV | 0.2375 | 0.95 | 1.325 | 0.4 | 0.4 | 10 | 4 | 150 | Dyn5 | hv | 0 | -2 | 2 | 0 | 2.5 | FALSE
0.63 MVA 10/0.4 kV | 0.1873 | 1.18 | 1.0794 | 0.63 | 0.4 | 10 | 4 | 150 | Dyn5 | hv | 0 | -2 | 2 | 0 | 2.5 | FALSE

## trafo3w_std_types
| sn_hv_mva | sn_mv_mva | sn_lv_mva | vn_hv_kv | vn_mv_kv | vn_lv_kv | vk_hv_percent | vk_mv_percent | vk_lv_percent | vkr_hv_percent | vkr_mv_percent | vkr_lv_percent | pfe_kw | i0_percent | shift_mv_degree | shift_lv_degree | vector_group | tap_side | tap_neutral | tap_min | tap_max | tap_step_percent
63/25/38 MVA 110/20/10 kV | 63 | 25 | 38 | 110 | 20 | 10 | 10.4 | 10.4 | 10.4 | 0.28 | 0.32 | 0.35 | 35 | 0.89 | 0 | 0 | YN0yn0yn0 | hv | 0 | -10 | 10 | 1.2
63/25/38 MVA 110/10/10 kV | 63 | 25 | 38 | 110 | 10 | 10 | 10.4 | 10.4 | 10.4 | 0.28 | 0.32 | 0.35 | 35 | 0.89 | 0 | 0 | YN0yn0yn0 | hv | 0 | -10 | 10 | 1.2

## fuse_std_types
| fuse_type | i_rated_a | t_avg | t_min | t_total | x_avg | x_min | x_total
HV 100A | HV 100A | 100 | 0 | [10.0, 3.64, 0.854, 0.281, 0.1, 0.0531, 0.022, 0.01] | [10.0, 4.267, 1.21, 0.403, 0.1, 0.058, 0.022, 0.01] | 0 | [300.0, 350.0, 450.0, 550.0, 700.0, 850.0, 1200.0, 1752.0] | [600.0, 700.0, 900.0, 1150.0, 1665.0, 2000.0, 3000.0, 4313.0]
HV 10A | HV 10A | 10 | 0 | [10.0, 1675.0, 0.344, 0.156, 0.1, 0.0417, 0.0171, 0.01] | [10.0, 1.3, 0.3, 0.155, 0.1, 0.0555, 0.023, 0.01] | 0 | [30.0, 32.0, 35.0, 37.0, 39.0, 50.0, 70.0, 88.0] | [60.0, 70.0, 80.0, 87.0, 94.0, 110.0, 150.0, 216.0]
HV 125A | HV 125A | 125 | 0 | [10.0, 1.82, 0.344, 0.1, 0.0467, 0.0269, 0.01] | [10.0, 2.478, 0.426, 0.1, 0.0427, 0.0211, 0.01] | 0 | [375.0, 500.0, 700.0, 925.0, 1200.0, 1500.0, 2341.0] | [750.0, 1000.0, 1500.0, 2200.0, 3000.0, 4000.0, 5765.0]
HV 160A | HV 160A | 160 | 0 | [10.0, 4.15, 1.03, 0.198, 0.1, 0.051, 0.0172, 0.01] | [10.0, 2.3, 0.734, 0.274, 0.1, 0.046, 0.0177, 0.01] | 0 | [480.0, 550.0, 700.0, 1000.0, 1260.0, 1600.0, 2500.0, 3227.0] | [960.0, 1300.0, 1700.0, 2200.0, 2996.0, 4000.0, 6000.0, 7946.0]
HV 16A | HV 16A | 16 | 0 | [10.0, 0.352, 0.164, 0.1, 0.0649, 0.0342, 0.01] | [10.0, 2.34, 0.722, 0.181, 0.1, 0.055, 0.0296, 0.01] | 0 | [48.0, 60.0, 65.0, 71.0, 80.0, 100.0, 162.0] | [96.0, 110.0, 125.0, 150.0, 168.0, 200.0, 250.0, 398.0]
HV 200A | HV 200A | 200 | 0 | [10.0, 4.267, 1.21, 0.403, 0.1, 0.058, 0.022, 0.01] | [10.0, 3.73, 1.654, 0.328, 0.1, 0.0531, 0.019, 0.01] | 0 | [600.0, 700.0, 900.0, 1150.0, 1665.0, 2000.0, 3000.0, 4313.0] | [1200.0, 1500.0, 1800.0, 2700.0, 3960.0, 5000.0, 7500.0, 10620.0]
HV 20A | HV 20A | 20 | 0 | [10.0, 1.3, 0.3, 0.155, 0.1, 0.0555, 0.023, 0.01] | [10.0, 1.3, 0.161, 0.1, 0.0611, 0.0399, 0.0141, 0.01] | 0 | [60.0, 70.0, 80.0, 87.0, 94.0, 110.0, 150.0, 216.0] | [120.0, 150.0, 200.0, 223.0, 260.0, 300.0, 450.0, 532.0]
HV 25A | HV 25A | 25 | 0 | [10.0, 2.512, 0.833, 0.299, 0.1, 0.0372, 0.0223, 0.01] | [10.0, 3.125, 0.597, 0.198, 0.1, 0.0378, 0.022, 0.01] | 0 | [75.0, 82.0, 90.0, 100.0, 124.0, 170.0, 200.0, 289.0] | [150.0, 170.0, 210.0, 250.0, 294.0, 400.0, 500.0, 711.0]
HV 31.5A | HV 31.5A | 31.5 | 0 | [10.0, 2.34, 0.722, 0.181, 0.1, 0.055, 0.0296, 0.01] | [10.0, 2.84, 0.368, 0.164, 0.1, 0.0621, 0.0378, 0.0195, 0.01] | 0 | [95.0, 110.0, 125.0, 150.0, 165.0, 200.0, 250.0, 390.0] | [189.0, 220.0, 300.0, 350.0, 393.0, 450.0, 530.0, 700.0, 960.0]
HV 40A | HV 40A | 40 | 0 | [10.0, 1.3, 0.161, 0.1, 0.0611, 0.0399, 0.0141, 0.01] | [10.0, 2.05, 0.369, 0.198, 0.1, 0.051, 0.0298, 0.01] | 0 | [120.0, 150.0, 200.0, 223.0, 260.0, 300.0, 450.0, 532.0] | [240.0, 300.0, 400.0, 450.0, 530.0, 650.0, 800.0, 1311.0]
HV 50A | HV 50A | 50 | 0 | [10.0, 3.215, 0.597, 0.198, 0.1, 0.0378, 0.022, 0.01] | [10.0, 3.64, 0.854, 0.281, 0.1, 0.0531, 0.022, 0.01] | 0 | [150.0, 170.0, 210.0, 250.0, 294.0, 400.0, 500.0, 711.0] | [300.0, 350.0, 450.0, 550.0, 700.0, 850.0, 1200.0, 1752.0]
HV 6.3A | HV 6.3A | 6.3 | 0 | [10.0, 1.39, 0.344, 0.168, 0.1, 0.056, 0.0263, 0.01] | [10.0, 1.711, 0.516, 0.198, 0.1, 0.0634, 0.0303, 0.01] | 0 | [19.0, 19.5, 20.4, 20.8, 22.0, 25.0, 32.0, 48.0] | [38.0, 40.0, 43.0, 48.0, 53.0, 60.0, 75.0, 118.0]
HV 63A | HV 63A | 63 | 0 | [10.0, 2.84, 0.368, 0.164, 0.1, 0.0621, 0.0378, 0.0195, 0.01] | [10.0, 1.82, 0.344, 0.1, 0.0467, 0.0269, 0.01] | 0 | [189.0, 220.0, 300.0, 350.0, 393.0, 450.0, 530.0, 700.0, 961.0] | [378.0, 500.0, 700.0, 934.0, 1200.0, 1500.0, 2366.0]
HV 80A | HV 80A | 80 | 0 | [10.0, 2.05, 0.369, 0.198, 0.1, 0.051, 0.0298, 0.01] | [10.0, 4.15, 1.03, 0.198, 0.1, 0.051, 0.0172, 0.01] | 0 | [240.0, 300.0, 400.0, 450.0, 530.0, 650.0, 800.0, 1311.0] | [480.0, 550.0, 700.0, 1000.0, 1260.0, 1600.0, 2500.0, 3227.0]
Siemens NH-1-100 | Siemens NH-1-100 | 100 | [5400.0, 2000.0, 400.0, 20.0, 1.0, 0.2, 0.012, 0.004] | 0 | 0 | [150.0, 190.0, 250.0, 430.0, 900.0, 1250.0, 2700.0, 3600.0] | 0 | 0
Siemens NH-1-125 | Siemens NH-1-125 | 125 | [4800.0, 120.0, 7.0, 0.1, 0.004] | 0 | 0 | [180.0, 400.0, 740.0, 2000.0, 4250.0] | 0 | 0
Siemens NH-1-16 | Siemens NH-1-16 | 16 | [4000.0, 400.0, 2.0, 0.1, 0.04, 0.01] | 0 | 0 | [26.0, 35.0, 75.0, 150.0, 200.0, 300.0] | 0 | 0
Siemens NH-1-160 | Siemens NH-1-160 | 160 | [4800.0, 120.0, 7.0, 0.1, 0.004] | 0 | 0 | [210.0, 500.0, 900.0, 2300.0, 5000.0] | 0 | 0
Siemens NH-1-25 | Siemens NH-1-25 | 25 | [4000.0, 1000.0, 10.0, 0.2, 0.02, 0.01] | 0 | 0 | [40.0, 50.0, 100.0, 210.0, 400.0, 500.0] | 0 | 0
Siemens NH-1-50 | Siemens NH-1-50 | 50 | [4000.0, 40.0, 4.0, 1.0, 0.02, 0.01] | 0 | 0 | [86.0, 200.0, 300.0, 400.0, 1000.0, 1280.0] | 0 | 0
Siemens NH-1-63 | Siemens NH-1-63 | 63 | [4000.0, 100.0, 10.0, 2.0, 0.04, 0.01] | 0 | 0 | [100.0, 200.0, 300.0, 400.0, 1000.0, 1500.0] | 0 | 0
Siemens NH-1-80 | Siemens NH-1-80 | 80 | [4800.0, 120.0, 7.0, 0.1, 0.01] | 0 | 0 | [150.58, 250.0, 450.0, 1150.0, 2470.0] | 0 | 0
Siemens NH-2-1000 | Siemens NH-2-1000 | 1000 | [4800.0, 120.0, 7.0, 0.1, 0.004] | 0 | 0 | [1900.0, 3500.0, 8400.0, 24000.0, 52000.0] | 0 | 0
Siemens NH-2-200 | Siemens NH-2-200 | 200 | [4800.0, 120.0, 7.0, 0.1, 0.004] | 0 | 0 | [280.0, 650.0, 1200.0, 3000.0, 7000.0] | 0 | 0
Siemens NH-2-224 | Siemens NH-2-224 | 224 | [4800.0, 120.0, 7.0, 0.2, 0.04, 0.004] | 0 | 0 | [400.0, 750.0, 1453.0, 3025.0, 4315.0, 7600.0] | 0 | 0
Siemens NH-2-250 | Siemens NH-2-250 | 250 | [4800.0, 120.0, 7.0, 0.1, 0.004] | 0 | 0 | [450.0, 800.0, 1650.0, 4000.0, 8500.0] | 0 | 0
Siemens NH-2-315 | Siemens NH-2-315 | 315 | [4800.0, 120.0, 7.0, 0.1, 0.004] | 0 | 0 | [550.0, 920.0, 1900.0, 5000.0, 11000.0] | 0 | 0
Siemens NH-2-355 | Siemens NH-2-355 | 355 | [4800.0, 120.0, 6.0, 0.1, 0.004] | 0 | 0 | [650.0, 1116.27, 2350.0, 5840.0, 12790.0] | 0 | 0
Siemens NH-2-400 | Siemens NH-2-400 | 400 | [4800.0, 120.0, 7.0, 0.1, 0.004] | 0 | 0 | [720.0, 1350.0, 2800.0, 6500.0, 15000.0] | 0 | 0
Siemens NH-2-425 | Siemens NH-2-425 | 425 | [4800.0, 120.0, 7.0, 0.1, 0.004] | 0 | 0 | [850.0, 1500.0, 3050.0, 7500.0, 16500.0] | 0 | 0
Siemens NH-2-630 | Siemens NH-2-630 | 630 | [4800.0, 120.0, 7.0, 0.1, 0.004] | 0 | 0 | [1200.0, 2000.0, 4800.0, 12000.0, 26000.0] | 0 | 0

## dtypes
| element | column | dtype
0 | bus | name | object
1 | bus | vn_kv | float64
2 | bus | type | object
3 | bus | zone | object
4 | bus | in_service | bool
5 | load | name | object
6 | load | bus | uint32
7 | load | p_mw | float64
8 | load | q_mvar | float64
9 | load | const_z_percent | float64
10 | load | const_i_percent | float64
11 | load | sn_mva | float64
12 | load | scaling | float64
13 | load | in_service | bool
14 | load | type | object
15 | ext_grid | name | object
16 | ext_grid | bus | uint32
17 | ext_grid | vm_pu | float64
18 | ext_grid | va_degree | float64
19 | ext_grid | slack_weight | float64
20 | ext_grid | in_service | bool
21 | line | name | object
22 | line | std_type | object
23 | line | from_bus | uint32
24 | line | to_bus | uint32
25 | line | length_km | float64
26 | line | r_ohm_per_km | float64
27 | line | x_ohm_per_km | float64
28 | line | c_nf_per_km | float64
29 | line | g_us_per_km | float64
30 | line | max_i_ka | float64
31 | line | df | float64
32 | line | parallel | uint32
33 | line | type | object
34 | line | in_service | bool
35 | trafo | name | object
36 | trafo | std_type | object
37 | trafo | hv_bus | uint32
38 | trafo | lv_bus | uint32
39 | trafo | sn_mva | float64
40 | trafo | vn_hv_kv | float64
41 | trafo | vn_lv_kv | float64
42 | trafo | vk_percent | float64
43 | trafo | vkr_percent | float64
44 | trafo | pfe_kw | float64
45 | trafo | i0_percent | float64
46 | trafo | shift_degree | float64
47 | trafo | tap_side | object
48 | trafo | tap_neutral | int32
49 | trafo | tap_min | int32
50 | trafo | tap_max | int32
51 | trafo | tap_step_percent | float64
52 | trafo | tap_step_degree | float64
53 | trafo | tap_pos | int32
54 | trafo | tap_phase_shifter | bool
55 | trafo | parallel | uint32
56 | trafo | df | float64
57 | trafo | in_service | bool
58 | line_geodata | coords | object
59 | bus_geodata | x | float64
60 | bus_geodata | y | float64
61 | bus_geodata | coords | object

## parameters
| version | format_version | converged | OPF_converged | name | f_hz | sn_mva
0 | 2.14.6 | 2.14.0 | FALSE | FALSE |  | 50 | 1