## bus
| name | vn_kv | type | zone | in_service
0 | bus_LV_3402-5_0_8_node_0 | 0.4 | n |  | TRUE
1 | bus_LV_3402-5_0_8_node_1 | 0.4 | n |  | TRUE
2 | bus_LV_3402-5_0_8_node_2 | 0.4 | n |  | TRUE
3 | bus_LV_3402-5_0_8_node_5 | 0.4 | n |  | TRUE
4 | bus_LV_3402-5_0_8_node_175 | 0.4 | n |  | TRUE
5 | bus_LV_3402-5_0_8_node_74 | 0.4 | n |  | TRUE
6 | bus_LV_3402-5_0_8_node_75 | 0.4 | n |  | TRUE
7 | bus_LV_3402-5_0_8_node_6 | 0.4 | n |  | TRUE
8 | bus_LV_3402-5_0_8_node_3 | 0.4 | n |  | TRUE
9 | bus_LV_3402-5_0_8_node_4 | 0.4 | n |  | TRUE
10 | bus_LV_3402-5_0_8_node_7 | 0.4 | n |  | TRUE
11 | bus_LV_3402-5_0_8_node_11 | 0.4 | n |  | TRUE
12 | bus_LV_3402-5_0_8_node_15 | 0.4 | n |  | TRUE
13 | bus_LV_3402-5_0_8_node_16 | 0.4 | n |  | TRUE
14 | bus_LV_3402-5_0_8_node_17 | 0.4 | n |  | TRUE
15 | bus_LV_3402-5_0_8_node_19 | 0.4 | n |  | TRUE
16 | bus_LV_3402-5_0_8_node_9 | 0.4 | n |  | TRUE
17 | bus_LV_3402-5_0_8_node_34 | 0.4 | n |  | TRUE
18 | bus_LV_3402-5_0_8_node_32 | 0.4 | n |  | TRUE
19 | bus_LV_3402-5_0_8_node_8 | 0.4 | n |  | TRUE
20 | bus_LV_3402-5_0_8_node_10 | 0.4 | n |  | TRUE
21 | bus_LV_3402-5_0_8_node_21 | 0.4 | n |  | TRUE
22 | bus_LV_3402-5_0_8_node_177 | 0.4 | n |  | TRUE
23 | bus_LV_3402-5_0_8_node_12 | 0.4 | n |  | TRUE
24 | bus_LV_3402-5_0_8_node_66 | 0.4 | n |  | TRUE
25 | bus_LV_3402-5_0_8_node_67 | 0.4 | n |  | TRUE
26 | bus_LV_3402-5_0_8_node_64 | 0.4 | n |  | TRUE
27 | bus_LV_3402-5_0_8_node_176 | 0.4 | n |  | TRUE
28 | bus_LV_3402-5_0_8_node_24 | 0.4 | n |  | TRUE
29 | bus_LV_3402-5_0_8_node_26 | 0.4 | n |  | TRUE
30 | bus_LV_3402-5_0_8_node_22 | 0.4 | n |  | TRUE
31 | bus_LV_3402-5_0_8_node_65 | 0.4 | n |  | TRUE
32 | bus_LV_3402-5_0_8_node_13 | 0.4 | n |  | TRUE
33 | bus_LV_3402-5_0_8_node_14 | 0.4 | n |  | TRUE
34 | bus_LV_3402-5_0_8_node_18 | 0.4 | n |  | TRUE
35 | bus_LV_3402-5_0_8_node_23 | 0.4 | n |  | TRUE
36 | bus_LV_3402-5_0_8_node_25 | 0.4 | n |  | TRUE
37 | bus_LV_3402-5_0_8_node_33 | 0.4 | n |  | TRUE
38 | bus_LV_3402-5_0_8_node_35 | 0.4 | n |  | TRUE
39 | bus_LV_3402-5_0_8_node_27 | 0.4 | n |  | TRUE
40 | bus_LV_3402-5_0_8_node_28 | 0.4 | n |  | TRUE
41 | bus_LV_3402-5_0_8_node_29 | 0.4 | n |  | TRUE
42 | bus_LV_3402-5_0_8_node_30 | 0.4 | n |  | TRUE
43 | bus_LV_3402-5_0_8_node_31 | 0.4 | n |  | TRUE
44 | bus_LV_3402-5_0_8_node_63 | 0.4 | n |  | TRUE
45 | bus_LV_3402-5_0_8_node_168 | 0.4 | n |  | TRUE
46 | bus_LV_3402-5_0_8_node_107 | 0.4 | n |  | TRUE
47 | bus_LV_3402-5_0_8_node_70 | 0.4 | n |  | TRUE
48 | bus_LV_3402-5_0_8_node_101 | 0.4 | n |  | TRUE
49 | bus_LV_3402-5_0_8_node_53 | 0.4 | n |  | TRUE
50 | bus_LV_3402-5_0_8_node_68 | 0.4 | n |  | TRUE
51 | bus_LV_3402-5_0_8_node_36 | 0.4 | n |  | TRUE
52 | bus_LV_3402-5_0_8_node_37 | 0.4 | n |  | TRUE
53 | bus_LV_3402-5_0_8_node_38 | 0.4 | n |  | TRUE
54 | bus_LV_3402-5_0_8_node_39 | 0.4 | n |  | TRUE
55 | bus_LV_3402-5_0_8_node_40 | 0.4 | n |  | TRUE
56 | bus_LV_3402-5_0_8_node_41 | 0.4 | n |  | TRUE
57 | bus_LV_3402-5_0_8_node_113 | 0.4 | n |  | TRUE
58 | bus_LV_3402-5_0_8_node_54 | 0.4 | n |  | TRUE
59 | bus_LV_3402-5_0_8_node_78 | 0.4 | n |  | TRUE
60 | bus_LV_3402-5_0_8_node_76 | 0.4 | n |  | TRUE
61 | bus_LV_3402-5_0_8_node_42 | 0.4 | n |  | TRUE
62 | bus_LV_3402-5_0_8_node_43 | 0.4 | n |  | TRUE
63 | bus_LV_3402-5_0_8_node_44 | 0.4 | n |  | TRUE
64 | bus_LV_3402-5_0_8_node_45 | 0.4 | n |  | TRUE
65 | bus_LV_3402-5_0_8_node_46 | 0.4 | n |  | TRUE
66 | bus_LV_3402-5_0_8_node_60 | 0.4 | n |  | TRUE
67 | bus_LV_3402-5_0_8_node_58 | 0.4 | n |  | TRUE
68 | bus_LV_3402-5_0_8_node_59 | 0.4 | n |  | TRUE
69 | bus_LV_3402-5_0_8_node_57 | 0.4 | n |  | TRUE
70 | bus_LV_3402-5_0_8_node_47 | 0.4 | n |  | TRUE
71 | bus_LV_3402-5_0_8_node_48 | 0.4 | n |  | TRUE
72 | bus_LV_3402-5_0_8_node_49 | 0.4 | n |  | TRUE
73 | bus_LV_3402-5_0_8_node_50 | 0.4 | n |  | TRUE
74 | bus_LV_3402-5_0_8_node_51 | 0.4 | n |  | TRUE
75 | bus_LV_3402-5_0_8_node_52 | 0.4 | n |  | TRUE
76 | bus_LV_3402-5_0_8_node_71 | 0.4 | n |  | TRUE
77 | bus_LV_3402-5_0_8_node_72 | 0.4 | n |  | TRUE
78 | bus_LV_3402-5_0_8_node_87 | 0.4 | n |  | TRUE
79 | bus_LV_3402-5_0_8_node_69 | 0.4 | n |  | TRUE
80 | bus_LV_3402-5_0_8_node_73 | 0.4 | n |  | TRUE
81 | bus_LV_3402-5_0_8_node_86 | 0.4 | n |  | TRUE
82 | bus_LV_3402-5_0_8_node_55 | 0.4 | n |  | TRUE
83 | bus_LV_3402-5_0_8_node_56 | 0.4 | n |  | TRUE
84 | bus_LV_3402-5_0_8_node_61 | 0.4 | n |  | TRUE
85 | bus_LV_3402-5_0_8_node_62 | 0.4 | n |  | TRUE
86 | bus_LV_3402-5_0_8_node_105 | 0.4 | n |  | TRUE
87 | bus_LV_3402-5_0_8_node_160 | 0.4 | n |  | TRUE
88 | bus_LV_3402-5_0_8_node_106 | 0.4 | n |  | TRUE
89 | bus_LV_3402-5_0_8_node_112 | 0.4 | n |  | TRUE
90 | bus_LV_3402-5_0_8_node_174 | 0.4 | n |  | TRUE
91 | bus_LV_3402-5_0_8_node_173 | 0.4 | n |  | TRUE
92 | bus_LV_3402-5_0_8_node_77 | 0.4 | n |  | TRUE
93 | bus_LV_3402-5_0_8_node_79 | 0.4 | n |  | TRUE
94 | bus_LV_3402-5_0_8_node_109 | 0.4 | n |  | TRUE
95 | bus_LV_3402-5_0_8_node_108 | 0.4 | n |  | TRUE
96 | bus_LV_3402-5_0_8_node_80 | 0.4 | n |  | TRUE
97 | bus_LV_3402-5_0_8_node_81 | 0.4 | n |  | TRUE
98 | bus_LV_3402-5_0_8_node_82 | 0.4 | n |  | TRUE
99 | bus_LV_3402-5_0_8_node_83 | 0.4 | n |  | TRUE
100 | bus_LV_3402-5_0_8_node_84 | 0.4 | n |  | TRUE
101 | bus_LV_3402-5_0_8_node_85 | 0.4 | n |  | TRUE
102 | bus_LV_3402-5_0_8_node_95 | 0.4 | n |  | TRUE
103 | bus_LV_3402-5_0_8_node_111 | 0.4 | n |  | TRUE
104 | bus_LV_3402-5_0_8_node_96 | 0.4 | n |  | TRUE
105 | bus_LV_3402-5_0_8_node_88 | 0.4 | n |  | TRUE
106 | bus_LV_3402-5_0_8_node_89 | 0.4 | n |  | TRUE
107 | bus_LV_3402-5_0_8_node_103 | 0.4 | n |  | TRUE
108 | bus_LV_3402-5_0_8_node_104 | 0.4 | n |  | TRUE
109 | bus_LV_3402-5_0_8_node_94 | 0.4 | n |  | TRUE
110 | bus_LV_3402-5_0_8_node_90 | 0.4 | n |  | TRUE
111 | bus_LV_3402-5_0_8_node_91 | 0.4 | n |  | TRUE
112 | bus_LV_3402-5_0_8_node_92 | 0.4 | n |  | TRUE
113 | bus_LV_3402-5_0_8_node_93 | 0.4 | n |  | TRUE
114 | bus_LV_3402-5_0_8_node_100 | 0.4 | n |  | TRUE
115 | bus_LV_3402-5_0_8_node_102 | 0.4 | n |  | TRUE
116 | bus_LV_3402-5_0_8_node_97 | 0.4 | n |  | TRUE
117 | bus_LV_3402-5_0_8_node_98 | 0.4 | n |  | TRUE
118 | bus_LV_3402-5_0_8_node_99 | 0.4 | n |  | TRUE
119 | bus_LV_3402-5_0_8_node_110 | 0.4 | n |  | TRUE
120 | bus_LV_3402-5_0_8_node_161 | 0.4 | n |  | TRUE
121 | bus_LV_3402-5_0_8_node_162 | 0.4 | n |  | TRUE
122 | bus_LV_3402-5_0_8_node_167 | 0.4 | n |  | TRUE
123 | bus_LV_3402-5_0_8_node_122 | 0.4 | n |  | TRUE
124 | bus_LV_3402-5_0_8_node_166 | 0.4 | n |  | TRUE
125 | bus_LV_3402-5_0_8_node_114 | 0.4 | n |  | TRUE
126 | bus_LV_3402-5_0_8_node_115 | 0.4 | n |  | TRUE
127 | bus_LV_3402-5_0_8_node_116 | 0.4 | n |  | TRUE
128 | bus_LV_3402-5_0_8_node_117 | 0.4 | n |  | TRUE
129 | bus_LV_3402-5_0_8_node_118 | 0.4 | n |  | TRUE
130 | bus_LV_3402-5_0_8_node_129 | 0.4 | n |  | TRUE
131 | bus_LV_3402-5_0_8_node_130 | 0.4 | n |  | TRUE
132 | bus_LV_3402-5_0_8_node_119 | 0.4 | n |  | TRUE
133 | bus_LV_3402-5_0_8_node_131 | 0.4 | n |  | TRUE
134 | bus_LV_3402-5_0_8_node_134 | 0.4 | n |  | TRUE
135 | bus_LV_3402-5_0_8_node_120 | 0.4 | n |  | TRUE
136 | bus_LV_3402-5_0_8_node_121 | 0.4 | n |  | TRUE
137 | bus_LV_3402-5_0_8_node_156 | 0.4 | n |  | TRUE
138 | bus_LV_3402-5_0_8_node_126 | 0.4 | n |  | TRUE
139 | bus_LV_3402-5_0_8_node_157 | 0.4 | n |  | TRUE
140 | bus_LV_3402-5_0_8_node_124 | 0.4 | n |  | TRUE
141 | bus_LV_3402-5_0_8_node_123 | 0.4 | n |  | TRUE
142 | bus_LV_3402-5_0_8_node_125 | 0.4 | n |  | TRUE
143 | bus_LV_3402-5_0_8_node_128 | 0.4 | n |  | TRUE
144 | bus_LV_3402-5_0_8_node_143 | 0.4 | n |  | TRUE
145 | bus_LV_3402-5_0_8_node_138 | 0.4 | n |  | TRUE
146 | bus_LV_3402-5_0_8_node_132 | 0.4 | n |  | TRUE
147 | bus_LV_3402-5_0_8_node_133 | 0.4 | n |  | TRUE
148 | bus_LV_3402-5_0_8_node_135 | 0.4 | n |  | TRUE
149 | bus_LV_3402-5_0_8_node_136 | 0.4 | n |  | TRUE
150 | bus_LV_3402-5_0_8_node_137 | 0.4 | n |  | TRUE
151 | bus_LV_3402-5_0_8_node_139 | 0.4 | n |  | TRUE
152 | bus_LV_3402-5_0_8_node_140 | 0.4 | n |  | TRUE
153 | bus_LV_3402-5_0_8_node_141 | 0.4 | n |  | TRUE
154 | bus_LV_3402-5_0_8_node_142 | 0.4 | n |  | TRUE
155 | bus_LV_3402-5_0_8_node_152 | 0.4 | n |  | TRUE
156 | bus_LV_3402-5_0_8_node_153 | 0.4 | n |  | TRUE
157 | bus_LV_3402-5_0_8_node_144 | 0.4 | n |  | TRUE
158 | bus_LV_3402-5_0_8_node_145 | 0.4 | n |  | TRUE
159 | bus_LV_3402-5_0_8_node_146 | 0.4 | n |  | TRUE
160 | bus_LV_3402-5_0_8_node_147 | 0.4 | n |  | TRUE
161 | bus_LV_3402-5_0_8_node_148 | 0.4 | n |  | TRUE
162 | bus_LV_3402-5_0_8_node_149 | 0.4 | n |  | TRUE
163 | bus_LV_3402-5_0_8_node_150 | 0.4 | n |  | TRUE
164 | bus_LV_3402-5_0_8_node_151 | 0.4 | n |  | TRUE
165 | bus_LV_3402-5_0_8_node_172 | 0.4 | n |  | TRUE
166 | bus_LV_3402-5_0_8_node_154 | 0.4 | n |  | TRUE
167 | bus_LV_3402-5_0_8_node_171 | 0.4 | n |  | TRUE
168 | bus_LV_3402-5_0_8_node_155 | 0.4 | n |  | TRUE
169 | bus_LV_3402-5_0_8_node_158 | 0.4 | n |  | TRUE
170 | bus_LV_3402-5_0_8_node_159 | 0.4 | n |  | TRUE
171 | bus_LV_3402-5_0_8_node_163 | 0.4 | n |  | TRUE
172 | bus_LV_3402-5_0_8_node_164 | 0.4 | n |  | TRUE
173 | bus_LV_3402-5_0_8_node_165 | 0.4 | n |  | TRUE
174 | bus_LV_3402-5_0_8_node_169 | 0.4 | n |  | TRUE
175 | bus_MV_155_1_node_128 | 20 | n |  | TRUE

## load
| name | bus | p_mw | q_mvar | const_z_percent | const_i_percent | sn_mva | scaling | in_service | type
0 | LV_3402-5_0_8_load_0 | 0 | 0.00060278 | 0.00015107 | 0 | 0 |  | 1 | TRUE | wye
1 | LV_3402-5_0_8_load_1 | 1 | 0.004341 | 0.001088 | 0 | 0 |  | 1 | TRUE | wye
2 | LV_3402-5_0_8_load_5 | 3 | 0.0011869 | 0.00029746 | 0 | 0 |  | 1 | TRUE | wye
3 | LV_3402-5_0_8_load_175 | 4 | 0.001936 | 0.00048522 | 0 | 0 |  | 1 | TRUE | wye
4 | LV_3402-5_0_8_load_74 | 5 | 0.0013249 | 0.00033205 | 0 | 0 |  | 1 | TRUE | wye
5 | LV_3402-5_0_8_load_3 | 8 | 0.0077659 | 0.0019463 | 0 | 0 |  | 1 | TRUE | wye
6 | LV_3402-5_0_8_load_4 | 9 | 0.0012467 | 0.00031245 | 0 | 0 |  | 1 | TRUE | wye
7 | LV_3402-5_0_8_load_7 | 10 | 0.0015067 | 0.00037761 | 0 | 0 |  | 1 | TRUE | wye
8 | LV_3402-5_0_8_load_15 | 12 | 0.00044231 | 0.00011085 | 0 | 0 |  | 1 | TRUE | wye
9 | LV_3402-5_0_8_load_16 | 13 | 0.0020438 | 0.00051222 | 0 | 0 |  | 1 | TRUE | wye
10 | LV_3402-5_0_8_load_17 | 14 | 0.0004992 | 0.00012511 | 0 | 0 |  | 1 | TRUE | wye
11 | LV_3402-5_0_8_load_19 | 15 | 0.00039267 | 9.8412e-05 | 0 | 0 |  | 1 | TRUE | wye
12 | LV_3402-5_0_8_load_9 | 16 | 0.0016529 | 0.00041425 | 0 | 0 |  | 1 | TRUE | wye
13 | LV_3402-5_0_8_load_34 | 17 | 0.0048167 | 0.0012072 | 0 | 0 |  | 1 | TRUE | wye
14 | LV_3402-5_0_8_load_8 | 19 | 0.0015487 | 0.00038813 | 0 | 0 |  | 1 | TRUE | wye
15 | LV_3402-5_0_8_load_21 | 21 | 0.0066756 | 0.0016731 | 0 | 0 |  | 1 | TRUE | wye
16 | LV_3402-5_0_8_load_66 | 24 | 0.0066624 | 0.0016697 | 0 | 0 |  | 1 | TRUE | wye
17 | LV_3402-5_0_8_load_67 | 25 | 0.0061742 | 0.0015474 | 0 | 0 |  | 1 | TRUE | wye
18 | LV_3402-5_0_8_load_64 | 26 | 0.001485 | 0.00037218 | 0 | 0 |  | 1 | TRUE | wye
19 | LV_3402-5_0_8_load_176 | 27 | 0.0010108 | 0.00025334 | 0 | 0 |  | 1 | TRUE | wye
20 | LV_3402-5_0_8_load_24 | 28 | 0.0025666 | 0.00064324 | 0 | 0 |  | 1 | TRUE | wye
21 | LV_3402-5_0_8_load_26 | 29 | 0.0052908 | 0.001326 | 0 | 0 |  | 1 | TRUE | wye
22 | LV_3402-5_0_8_load_22 | 30 | 0.0056504 | 0.0014161 | 0 | 0 |  | 1 | TRUE | wye
23 | LV_3402-5_0_8_load_65 | 31 | 0.002394 | 0.00059999 | 0 | 0 |  | 1 | TRUE | wye
24 | LV_3402-5_0_8_load_13 | 32 | 0.00045868 | 0.00011496 | 0 | 0 |  | 1 | TRUE | wye
25 | LV_3402-5_0_8_load_14 | 33 | 0.00036934 | 9.2564e-05 | 0 | 0 |  | 1 | TRUE | wye
26 | LV_3402-5_0_8_load_18 | 34 | 0.0016472 | 0.00041283 | 0 | 0 |  | 1 | TRUE | wye
27 | LV_3402-5_0_8_load_23 | 35 | 0.0068694 | 0.0017216 | 0 | 0 |  | 1 | TRUE | wye
28 | LV_3402-5_0_8_load_25 | 36 | 0.0051758 | 0.0012972 | 0 | 0 |  | 1 | TRUE | wye
29 | LV_3402-5_0_8_load_35 | 38 | 0.0054521 | 0.0013664 | 0 | 0 |  | 1 | TRUE | wye
30 | LV_3402-5_0_8_load_27 | 39 | 0.010658 | 0.0026711 | 0 | 0 |  | 1 | TRUE | wye
31 | LV_3402-5_0_8_load_28 | 40 | 0.0030352 | 0.00076068 | 0 | 0 |  | 1 | TRUE | wye
32 | LV_3402-5_0_8_load_30 | 42 | 0.002623 | 0.00065738 | 0 | 0 |  | 1 | TRUE | wye
33 | LV_3402-5_0_8_load_31 | 43 | 0.0019116 | 0.0004791 | 0 | 0 |  | 1 | TRUE | wye
34 | LV_3402-5_0_8_load_63 | 44 | 0.0026253 | 0.00065797 | 0 | 0 |  | 1 | TRUE | wye
35 | LV_3402-5_0_8_load_168 | 45 | 0.0024828 | 0.00062224 | 0 | 0 |  | 1 | TRUE | wye
36 | LV_3402-5_0_8_load_107 | 46 | 0.0033121 | 0.00083008 | 0 | 0 |  | 1 | TRUE | wye
37 | LV_3402-5_0_8_load_70 | 47 | 0.001814 | 0.00045464 | 0 | 0 |  | 1 | TRUE | wye
38 | LV_3402-5_0_8_load_101 | 48 | 0.0017706 | 0.00044376 | 0 | 0 |  | 1 | TRUE | wye
39 | LV_3402-5_0_8_load_53 | 49 | 0.0052581 | 0.0013178 | 0 | 0 |  | 1 | TRUE | wye
40 | LV_3402-5_0_8_load_68 | 50 | 0.0028043 | 0.00070283 | 0 | 0 |  | 1 | TRUE | wye
41 | LV_3402-5_0_8_load_36 | 51 | 0.0041823 | 0.0010482 | 0 | 0 |  | 1 | TRUE | wye
42 | LV_3402-5_0_8_load_37 | 52 | 0.0023073 | 0.00057825 | 0 | 0 |  | 1 | TRUE | wye
43 | LV_3402-5_0_8_load_39 | 54 | 0.0013598 | 0.0003408 | 0 | 0 |  | 1 | TRUE | wye
44 | LV_3402-5_0_8_load_40 | 55 | 0.011896 | 0.0029814 | 0 | 0 |  | 1 | TRUE | wye
45 | LV_3402-5_0_8_load_41 | 56 | 0.0023073 | 0.00057825 | 0 | 0 |  | 1 | TRUE | wye
46 | LV_3402-5_0_8_load_113 | 57 | 0.0092315 | 0.0023136 | 0 | 0 |  | 1 | TRUE | wye
47 | LV_3402-5_0_8_load_54 | 58 | 0.0093126 | 0.002334 | 0 | 0 |  | 1 | TRUE | wye
48 | LV_3402-5_0_8_load_78 | 59 | 0.0022803 | 0.0005715 | 0 | 0 |  | 1 | TRUE | wye
49 | LV_3402-5_0_8_load_76 | 60 | 0.0085636 | 0.0021462 | 0 | 0 |  | 1 | TRUE | wye
50 | LV_3402-5_0_8_load_42 | 61 | 0.0099524 | 0.0024943 | 0 | 0 |  | 1 | TRUE | wye
51 | LV_3402-5_0_8_load_43 | 62 | 0.011476 | 0.0028761 | 0 | 0 |  | 1 | TRUE | wye
52 | LV_3402-5_0_8_load_44 | 63 | 0.0025822 | 0.00064717 | 0 | 0 |  | 1 | TRUE | wye
53 | LV_3402-5_0_8_load_45 | 64 | 0.0070863 | 0.001776 | 0 | 0 |  | 1 | TRUE | wye
54 | LV_3402-5_0_8_load_46 | 65 | 0.0025822 | 0.00064717 | 0 | 0 |  | 1 | TRUE | wye
55 | LV_3402-5_0_8_load_60 | 66 | 0.0083019 | 0.0020807 | 0 | 0 |  | 1 | TRUE | wye
56 | LV_3402-5_0_8_load_58 | 67 | 0.0024496 | 0.00061394 | 0 | 0 |  | 1 | TRUE | wye
57 | LV_3402-5_0_8_load_59 | 68 | 0.010381 | 0.0026018 | 0 | 0 |  | 1 | TRUE | wye
58 | LV_3402-5_0_8_load_57 | 69 | 0.0024514 | 0.00061439 | 0 | 0 |  | 1 | TRUE | wye
59 | LV_3402-5_0_8_load_47 | 70 | 0.0022357 | 0.00056031 | 0 | 0 |  | 1 | TRUE | wye
60 | LV_3402-5_0_8_load_48 | 71 | 0.0031411 | 0.00078722 | 0 | 0 |  | 1 | TRUE | wye
61 | LV_3402-5_0_8_load_50 | 73 | 0.0027567 | 0.0006909 | 0 | 0 |  | 1 | TRUE | wye
62 | LV_3402-5_0_8_load_51 | 74 | 0.0037868 | 0.00094907 | 0 | 0 |  | 1 | TRUE | wye
63 | LV_3402-5_0_8_load_52 | 75 | 0.0028717 | 0.00071972 | 0 | 0 |  | 1 | TRUE | wye
64 | LV_3402-5_0_8_load_71 | 76 | 0.0028381 | 0.00071129 | 0 | 0 |  | 1 | TRUE | wye
65 | LV_3402-5_0_8_load_72 | 77 | 0.0043439 | 0.0010887 | 0 | 0 |  | 1 | TRUE | wye
66 | LV_3402-5_0_8_load_87 | 78 | 0.0034831 | 0.00087296 | 0 | 0 |  | 1 | TRUE | wye
67 | LV_3402-5_0_8_load_69 | 79 | 0.0022652 | 0.0005677 | 0 | 0 |  | 1 | TRUE | wye
68 | LV_3402-5_0_8_load_73 | 80 | 0.0038877 | 0.00097435 | 0 | 0 |  | 1 | TRUE | wye
69 | LV_3402-5_0_8_load_86 | 81 | 0.0028898 | 0.00072425 | 0 | 0 |  | 1 | TRUE | wye
70 | LV_3402-5_0_8_load_55 | 82 | 0.014194 | 0.0035574 | 0 | 0 |  | 1 | TRUE | wye
71 | LV_3402-5_0_8_load_56 | 83 | 0.011222 | 0.0028126 | 0 | 0 |  | 1 | TRUE | wye
72 | LV_3402-5_0_8_load_61 | 84 | 0.011826 | 0.0029639 | 0 | 0 |  | 1 | TRUE | wye
73 | LV_3402-5_0_8_load_105 | 86 | 0.0033976 | 0.00085152 | 0 | 0 |  | 1 | TRUE | wye
74 | LV_3402-5_0_8_load_160 | 87 | 0.0024219 | 0.00060699 | 0 | 0 |  | 1 | TRUE | wye
75 | LV_3402-5_0_8_load_106 | 88 | 0.0048911 | 0.0012258 | 0 | 0 |  | 1 | TRUE | wye
76 | LV_3402-5_0_8_load_174 | 90 | 0.0013162 | 0.00032986 | 0 | 0 |  | 1 | TRUE | wye
77 | LV_3402-5_0_8_load_173 | 91 | 0.0010942 | 0.00027424 | 0 | 0 |  | 1 | TRUE | wye
78 | LV_3402-5_0_8_load_77 | 92 | 0.0013826 | 0.00034652 | 0 | 0 |  | 1 | TRUE | wye
79 | LV_3402-5_0_8_load_79 | 93 | 0.0013814 | 0.00034621 | 0 | 0 |  | 1 | TRUE | wye
80 | LV_3402-5_0_8_load_109 | 94 | 0.0013715 | 0.00034374 | 0 | 0 |  | 1 | TRUE | wye
81 | LV_3402-5_0_8_load_108 | 95 | 0.0013615 | 0.00034123 | 0 | 0 |  | 1 | TRUE | wye
82 | LV_3402-5_0_8_load_80 | 96 | 0.0064255 | 0.0016104 | 0 | 0 |  | 1 | TRUE | wye
83 | LV_3402-5_0_8_load_81 | 97 | 0.0016212 | 0.00040632 | 0 | 0 |  | 1 | TRUE | wye
84 | LV_3402-5_0_8_load_83 | 99 | 0.0025407 | 0.00063677 | 0 | 0 |  | 1 | TRUE | wye
85 | LV_3402-5_0_8_load_84 | 100 | 0.0021076 | 0.00052821 | 0 | 0 |  | 1 | TRUE | wye
86 | LV_3402-5_0_8_load_85 | 101 | 0.0078785 | 0.0019745 | 0 | 0 |  | 1 | TRUE | wye
87 | LV_3402-5_0_8_load_95 | 102 | 0.0043962 | 0.0011018 | 0 | 0 |  | 1 | TRUE | wye
88 | LV_3402-5_0_8_load_111 | 103 | 0.0049808 | 0.0012483 | 0 | 0 |  | 1 | TRUE | wye
89 | LV_3402-5_0_8_load_96 | 104 | 0.002621 | 0.00065687 | 0 | 0 |  | 1 | TRUE | wye
90 | LV_3402-5_0_8_load_88 | 105 | 0.0024844 | 0.00062264 | 0 | 0 |  | 1 | TRUE | wye
91 | LV_3402-5_0_8_load_103 | 107 | 0.0046037 | 0.0011538 | 0 | 0 |  | 1 | TRUE | wye
92 | LV_3402-5_0_8_load_104 | 108 | 0.0039471 | 0.00098923 | 0 | 0 |  | 1 | TRUE | wye
93 | LV_3402-5_0_8_load_94 | 109 | 0.0021858 | 0.00054782 | 0 | 0 |  | 1 | TRUE | wye
94 | LV_3402-5_0_8_load_90 | 110 | 0.0038415 | 0.00096276 | 0 | 0 |  | 1 | TRUE | wye
95 | LV_3402-5_0_8_load_91 | 111 | 0.00080324 | 0.00020131 | 0 | 0 |  | 1 | TRUE | wye
96 | LV_3402-5_0_8_load_92 | 112 | 0.0052175 | 0.0013076 | 0 | 0 |  | 1 | TRUE | wye
97 | LV_3402-5_0_8_load_93 | 113 | 0.002386 | 0.00059798 | 0 | 0 |  | 1 | TRUE | wye
98 | LV_3402-5_0_8_load_100 | 114 | 0.0021536 | 0.00053975 | 0 | 0 |  | 1 | TRUE | wye
99 | LV_3402-5_0_8_load_97 | 116 | 0.002781 | 0.00069698 | 0 | 0 |  | 1 | TRUE | wye
100 | LV_3402-5_0_8_load_98 | 117 | 0.0073841 | 0.0018506 | 0 | 0 |  | 1 | TRUE | wye
101 | LV_3402-5_0_8_load_110 | 119 | 0.0021832 | 0.00054716 | 0 | 0 |  | 1 | TRUE | wye
102 | LV_3402-5_0_8_load_161 | 120 | 0.0015807 | 0.00039616 | 0 | 0 |  | 1 | TRUE | wye
103 | LV_3402-5_0_8_load_162 | 121 | 0.0031101 | 0.00077946 | 0 | 0 |  | 1 | TRUE | wye
104 | LV_3402-5_0_8_load_167 | 122 | 0.0022249 | 0.00055761 | 0 | 0 |  | 1 | TRUE | wye
105 | LV_3402-5_0_8_load_166 | 124 | 0.00404 | 0.0010125 | 0 | 0 |  | 1 | TRUE | wye
106 | LV_3402-5_0_8_load_114 | 125 | 0.0027949 | 0.00070047 | 0 | 0 |  | 1 | TRUE | wye
107 | LV_3402-5_0_8_load_115 | 126 | 0.00076703 | 0.00019224 | 0 | 0 |  | 1 | TRUE | wye
108 | LV_3402-5_0_8_load_116 | 127 | 0.0018354 | 0.00045998 | 0 | 0 |  | 1 | TRUE | wye
109 | LV_3402-5_0_8_load_118 | 129 | 0.0016101 | 0.00040353 | 0 | 0 |  | 1 | TRUE | wye
110 | LV_3402-5_0_8_load_129 | 130 | 0.0012386 | 0.00031042 | 0 | 0 |  | 1 | TRUE | wye
111 | LV_3402-5_0_8_load_130 | 131 | 0.0022462 | 0.00056295 | 0 | 0 |  | 1 | TRUE | wye
112 | LV_3402-5_0_8_load_119 | 132 | 0.0024067 | 0.00060317 | 0 | 0 |  | 1 | TRUE | wye
113 | LV_3402-5_0_8_load_131 | 133 | 0.0012913 | 0.00032363 | 0 | 0 |  | 1 | TRUE | wye
114 | LV_3402-5_0_8_load_134 | 134 | 0.0026358 | 0.00066058 | 0 | 0 |  | 1 | TRUE | wye
115 | LV_3402-5_0_8_load_126 | 138 | 0.0029032 | 0.00072761 | 0 | 0 |  | 1 | TRUE | wye
116 | LV_3402-5_0_8_load_157 | 139 | 0.0030541 | 0.00076543 | 0 | 0 |  | 1 | TRUE | wye
117 | LV_3402-5_0_8_load_124 | 140 | 0.0026252 | 0.00065794 | 0 | 0 |  | 1 | TRUE | wye
118 | LV_3402-5_0_8_load_123 | 141 | 0.0016306 | 0.00040867 | 0 | 0 |  | 1 | TRUE | wye
119 | LV_3402-5_0_8_load_128 | 143 | 0.00061448 | 0.000154 | 0 | 0 |  | 1 | TRUE | wye
120 | LV_3402-5_0_8_load_143 | 144 | 0.0017497 | 0.00043851 | 0 | 0 |  | 1 | TRUE | wye
121 | LV_3402-5_0_8_load_138 | 145 | 0.0019408 | 0.00048642 | 0 | 0 |  | 1 | TRUE | wye
122 | LV_3402-5_0_8_load_132 | 146 | 0.0022216 | 0.00055679 | 0 | 0 |  | 1 | TRUE | wye
123 | LV_3402-5_0_8_load_133 | 147 | 0.0011448 | 0.00028691 | 0 | 0 |  | 1 | TRUE | wye
124 | LV_3402-5_0_8_load_135 | 148 | 0.0024951 | 0.00062532 | 0 | 0 |  | 1 | TRUE | wye
125 | LV_3402-5_0_8_load_136 | 149 | 0.0022197 | 0.00055631 | 0 | 0 |  | 1 | TRUE | wye
126 | LV_3402-5_0_8_load_137 | 150 | 0.0019656 | 0.00049263 | 0 | 0 |  | 1 | TRUE | wye
127 | LV_3402-5_0_8_load_139 | 151 | 0.0019114 | 0.00047905 | 0 | 0 |  | 1 | TRUE | wye
128 | LV_3402-5_0_8_load_140 | 152 | 0.0014822 | 0.00037148 | 0 | 0 |  | 1 | TRUE | wye
129 | LV_3402-5_0_8_load_141 | 153 | 0.0021739 | 0.00054483 | 0 | 0 |  | 1 | TRUE | wye
130 | LV_3402-5_0_8_load_142 | 154 | 0.0021531 | 0.00053962 | 0 | 0 |  | 1 | TRUE | wye
131 | LV_3402-5_0_8_load_152 | 155 | 0.0019834 | 0.00049709 | 0 | 0 |  | 1 | TRUE | wye
132 | LV_3402-5_0_8_load_153 | 156 | 0.0024584 | 0.00061614 | 0 | 0 |  | 1 | TRUE | wye
133 | LV_3402-5_0_8_load_144 | 157 | 0.002127 | 0.00053307 | 0 | 0 |  | 1 | TRUE | wye
134 | LV_3402-5_0_8_load_148 | 161 | 0.0039653 | 0.0009938 | 0 | 0 |  | 1 | TRUE | wye
135 | LV_3402-5_0_8_load_149 | 162 | 0.0016907 | 0.00042373 | 0 | 0 |  | 1 | TRUE | wye
136 | LV_3402-5_0_8_load_150 | 163 | 0.0014815 | 0.00037129 | 0 | 0 |  | 1 | TRUE | wye
137 | LV_3402-5_0_8_load_151 | 164 | 0.0024702 | 0.00061909 | 0 | 0 |  | 1 | TRUE | wye
138 | LV_3402-5_0_8_load_172 | 165 | 0.0025764 | 0.0006457 | 0 | 0 |  | 1 | TRUE | wye
139 | LV_3402-5_0_8_load_154 | 166 | 0.0021404 | 0.00053644 | 0 | 0 |  | 1 | TRUE | wye
140 | LV_3402-5_0_8_load_155 | 168 | 0.0015541 | 0.0003895 | 0 | 0 |  | 1 | TRUE | wye
141 | LV_3402-5_0_8_load_158 | 169 | 0.0018634 | 0.00046701 | 0 | 0 |  | 1 | TRUE | wye
142 | LV_3402-5_0_8_load_159 | 170 | 0.0015655 | 0.00039235 | 0 | 0 |  | 1 | TRUE | wye
143 | LV_3402-5_0_8_load_163 | 171 | 0.0032228 | 0.0008077 | 0 | 0 |  | 1 | TRUE | wye
144 | LV_3402-5_0_8_load_164 | 172 | 0.0023017 | 0.00057685 | 0 | 0 |  | 1 | TRUE | wye
145 | LV_3402-5_0_8_load_165 | 173 | 0.0034836 | 0.00087307 | 0 | 0 |  | 1 | TRUE | wye
146 | LV_3402-5_0_8_load_169 | 174 | 0.0026695 | 0.00066904 | 0 | 0 |  | 1 | TRUE | wye

## ext_grid
| name | bus | vm_pu | va_degree | slack_weight | in_service
0 |  | 104 | 1 | 0 | 1 | TRUE

## line
| name | std_type | from_bus | to_bus | length_km | r_ohm_per_km | x_ohm_per_km | c_nf_per_km | g_us_per_km | max_i_ka | df | parallel | type | in_service
0 | LV_3402-5_0_8_line_0 |  | 0 | 1 | 0.047943 | 0.125 | 0.08 | 261 | 0 | 0.364 | 1 | 1 | cs | TRUE
1 | LV_3402-5_0_8_line_1 |  | 0 | 2 | 0.018115 | 0.125 | 0.08 | 261 | 0 | 0.364 | 1 | 1 | cs | TRUE
2 | LV_3402-5_0_8_line_2 |  | 1 | 3 | 0.11979 | 0.125 | 0.08 | 261 | 0 | 0.364 | 1 | 1 | cs | TRUE
3 | LV_3402-5_0_8_line_3 |  | 2 | 4 | 0.11954 | 0.125 | 0.08 | 261 | 0 | 0.364 | 1 | 1 | cs | TRUE
4 | LV_3402-5_0_8_line_4 |  | 3 | 7 | 0.028169 | 0.125 | 0.08 | 261 | 0 | 0.364 | 1 | 1 | cs | TRUE
5 | LV_3402-5_0_8_line_5 |  | 3 | 8 | 0.11952 | 0.125 | 0.08 | 261 | 0 | 0.364 | 1 | 1 | cs | TRUE
6 | LV_3402-5_0_8_line_6 |  | 4 | 6 | 0.0028926 | 0.125 | 0.08 | 261 | 0 | 0.364 | 1 | 1 | cs | TRUE
7 | LV_3402-5_0_8_line_7 |  | 5 | 6 | 0.048484 | 0.125 | 0.08 | 261 | 0 | 0.364 | 1 | 1 | cs | TRUE
8 | LV_3402-5_0_8_line_8 |  | 6 | 90 | 0.032206 | 0.125 | 0.08 | 261 | 0 | 0.364 | 1 | 1 | cs | TRUE
9 | LV_3402-5_0_8_line_9 |  | 7 | 12 | 0.020313 | 0.125 | 0.08 | 261 | 0 | 0.364 | 1 | 1 | cs | TRUE
10 | LV_3402-5_0_8_line_10 |  | 7 | 13 | 0.055304 | 0.125 | 0.08 | 261 | 0 | 0.364 | 1 | 1 | cs | TRUE
11 | LV_3402-5_0_8_line_11 |  | 8 | 9 | 0.04387 | 0.125 | 0.08 | 261 | 0 | 0.364 | 1 | 1 | cs | TRUE
12 | LV_3402-5_0_8_line_12 |  | 9 | 10 | 0.030596 | 0.125 | 0.08 | 261 | 0 | 0.364 | 1 | 1 | cs | TRUE
13 | LV_3402-5_0_8_line_13 |  | 10 | 11 | 0.0094421 | 0.125 | 0.08 | 261 | 0 | 0.364 | 1 | 1 | cs | TRUE
14 | LV_3402-5_0_8_line_14 |  | 11 | 16 | 0.023598 | 0.125 | 0.08 | 261 | 0 | 0.364 | 1 | 1 | cs | TRUE
15 | LV_3402-5_0_8_line_15 |  | 12 | 14 | 0.022207 | 0.125 | 0.08 | 261 | 0 | 0.364 | 1 | 1 | cs | TRUE
16 | LV_3402-5_0_8_line_16 |  | 13 | 15 | 0.041995 | 0.125 | 0.08 | 261 | 0 | 0.364 | 1 | 1 | cs | TRUE
17 | LV_3402-5_0_8_line_17 |  | 14 | 34 | 0.004801 | 0.125 | 0.08 | 261 | 0 | 0.364 | 1 | 1 | cs | TRUE
18 | LV_3402-5_0_8_line_18 |  | 15 | 32 | 0.076577 | 0.125 | 0.08 | 261 | 0 | 0.364 | 1 | 1 | cs | TRUE
19 | LV_3402-5_0_8_line_19 |  | 16 | 22 | 0.13449 | 0.125 | 0.08 | 261 | 0 | 0.364 | 1 | 1 | cs | TRUE
20 | LV_3402-5_0_8_line_20 |  | 16 | 19 | 0.031376 | 0.125 | 0.08 | 261 | 0 | 0.364 | 1 | 1 | cs | TRUE
21 | LV_3402-5_0_8_line_21 |  | 17 | 18 | 0.040362 | 0.125 | 0.08 | 261 | 0 | 0.364 | 1 | 1 | cs | TRUE
22 | LV_3402-5_0_8_line_22 |  | 18 | 37 | 0.035779 | 0.125 | 0.08 | 261 | 0 | 0.364 | 1 | 4 | cs | TRUE
23 | LV_3402-5_0_8_line_23 |  | 18 | 38 | 0.041406 | 0.125 | 0.08 | 261 | 0 | 0.364 | 1 | 1 | cs | TRUE
24 | LV_3402-5_0_8_line_24 |  | 18 | 36 | 0.042556 | 0.125 | 0.08 | 261 | 0 | 0.364 | 1 | 4 | cs | TRUE
25 | LV_3402-5_0_8_line_25 |  | 19 | 20 | 0.03755 | 0.125 | 0.08 | 261 | 0 | 0.364 | 1 | 1 | cs | TRUE
26 | LV_3402-5_0_8_line_26 |  | 19 | 21 | 0.031263 | 0.125 | 0.08 | 261 | 0 | 0.364 | 1 | 1 | cs | TRUE
27 | LV_3402-5_0_8_line_27 |  | 20 | 23 | 0.072449 | 0.125 | 0.08 | 261 | 0 | 0.364 | 1 | 1 | cs | TRUE
28 | LV_3402-5_0_8_line_28 |  | 22 | 27 | 0.020479 | 0.125 | 0.08 | 261 | 0 | 0.364 | 1 | 1 | cs | TRUE
29 | LV_3402-5_0_8_line_29 |  | 23 | 31 | 0.13315 | 0.125 | 0.08 | 261 | 0 | 0.364 | 1 | 1 | cs | TRUE
30 | LV_3402-5_0_8_line_30 |  | 24 | 25 | 0.00080913 | 0.125 | 0.08 | 261 | 0 | 0.364 | 1 | 1 | cs | TRUE
31 | LV_3402-5_0_8_line_31 |  | 24 | 26 | 0.02081 | 0.125 | 0.08 | 261 | 0 | 0.364 | 1 | 1 | cs | TRUE
32 | LV_3402-5_0_8_line_32 |  | 25 | 29 | 0.019368 | 0.125 | 0.08 | 261 | 0 | 0.364 | 1 | 1 | cs | TRUE
33 | LV_3402-5_0_8_line_33 |  | 26 | 31 | 0.0055757 | 0.125 | 0.08 | 261 | 0 | 0.364 | 1 | 1 | cs | TRUE
34 | LV_3402-5_0_8_line_34 |  | 28 | 29 | 0.0016446 | 0.125 | 0.08 | 261 | 0 | 0.364 | 1 | 1 | cs | TRUE
35 | LV_3402-5_0_8_line_35 |  | 28 | 30 | 0.01515 | 0.125 | 0.08 | 261 | 0 | 0.364 | 1 | 1 | cs | TRUE
36 | LV_3402-5_0_8_line_36 |  | 30 | 35 | 0.02179 | 0.125 | 0.08 | 261 | 0 | 0.364 | 1 | 1 | cs | TRUE
37 | LV_3402-5_0_8_line_37 |  | 32 | 33 | 0.040827 | 0.125 | 0.08 | 261 | 0 | 0.364 | 1 | 1 | cs | TRUE
38 | LV_3402-5_0_8_line_38 |  | 35 | 36 | 0.015158 | 0.125 | 0.08 | 261 | 0 | 0.364 | 1 | 1 | cs | TRUE
39 | LV_3402-5_0_8_line_39 |  | 37 | 47 | 0.025075 | 0.125 | 0.08 | 261 | 0 | 0.364 | 1 | 4 | cs | TRUE
40 | LV_3402-5_0_8_line_40 |  | 37 | 48 | 0.012838 | 0.125 | 0.08 | 261 | 0 | 0.364 | 1 | 1 | cs | TRUE
41 | LV_3402-5_0_8_line_41 |  | 38 | 49 | 0.018966 | 0.125 | 0.08 | 261 | 0 | 0.364 | 1 | 1 | cs | TRUE
42 | LV_3402-5_0_8_line_42 |  | 39 | 40 | 0.024108 | 0.125 | 0.08 | 261 | 0 | 0.364 | 1 | 1 | cs | TRUE
43 | LV_3402-5_0_8_line_43 |  | 39 | 41 | 0.023341 | 0.125 | 0.08 | 261 | 0 | 0.364 | 1 | 1 | cs | TRUE
44 | LV_3402-5_0_8_line_44 |  | 40 | 42 | 0.031219 | 0.125 | 0.08 | 261 | 0 | 0.364 | 1 | 1 | cs | TRUE
45 | LV_3402-5_0_8_line_45 |  | 41 | 43 | 0.0072429 | 0.125 | 0.08 | 261 | 0 | 0.364 | 1 | 1 | cs | TRUE
46 | LV_3402-5_0_8_line_46 |  | 42 | 44 | 0.024946 | 0.125 | 0.08 | 261 | 0 | 0.364 | 1 | 1 | cs | TRUE
47 | LV_3402-5_0_8_line_47 |  | 43 | 45 | 0.0039995 | 0.125 | 0.08 | 261 | 0 | 0.364 | 1 | 1 | cs | TRUE
48 | LV_3402-5_0_8_line_48 |  | 45 | 46 | 0.035267 | 0.125 | 0.08 | 261 | 0 | 0.364 | 1 | 1 | cs | TRUE
49 | LV_3402-5_0_8_line_49 |  | 46 | 85 | 0.019232 | 0.125 | 0.08 | 261 | 0 | 0.364 | 1 | 1 | cs | TRUE
50 | LV_3402-5_0_8_line_50 |  | 47 | 50 | 0.0031862 | 0.125 | 0.08 | 261 | 0 | 0.364 | 1 | 4 | cs | TRUE
51 | LV_3402-5_0_8_line_51 |  | 50 | 79 | 0.022657 | 0.125 | 0.08 | 261 | 0 | 0.364 | 1 | 4 | cs | TRUE
52 | LV_3402-5_0_8_line_52 |  | 51 | 52 | 0.01288 | 0.125 | 0.08 | 261 | 0 | 0.364 | 1 | 1 | cs | TRUE
53 | LV_3402-5_0_8_line_53 |  | 51 | 53 | 0.019696 | 0.125 | 0.08 | 261 | 0 | 0.364 | 1 | 1 | cs | TRUE
54 | LV_3402-5_0_8_line_54 |  | 52 | 54 | 0.0055497 | 0.125 | 0.08 | 261 | 0 | 0.364 | 1 | 1 | cs | TRUE
55 | LV_3402-5_0_8_line_55 |  | 53 | 55 | 0.024303 | 0.125 | 0.08 | 261 | 0 | 0.364 | 1 | 1 | cs | TRUE
56 | LV_3402-5_0_8_line_56 |  | 53 | 56 | 0.030826 | 0.125 | 0.08 | 261 | 0 | 0.364 | 1 | 1 | cs | TRUE
57 | LV_3402-5_0_8_line_57 |  | 54 | 57 | 0.010017 | 0.125 | 0.08 | 261 | 0 | 0.364 | 1 | 1 | cs | TRUE
58 | LV_3402-5_0_8_line_58 |  | 55 | 58 | 8.1687e-05 | 0.125 | 0.08 | 261 | 0 | 0.364 | 1 | 1 | cs | TRUE
59 | LV_3402-5_0_8_line_59 |  | 56 | 59 | 8.6954e-05 | 0.125 | 0.08 | 261 | 0 | 0.364 | 1 | 1 | cs | TRUE
60 | LV_3402-5_0_8_line_60 |  | 59 | 60 | 0.020307 | 0.125 | 0.08 | 261 | 0 | 0.364 | 1 | 1 | cs | TRUE
61 | LV_3402-5_0_8_line_61 |  | 60 | 92 | 0.0096331 | 0.125 | 0.08 | 261 | 0 | 0.364 | 1 | 1 | cs | TRUE
62 | LV_3402-5_0_8_line_62 |  | 61 | 62 | 0.027072 | 0.125 | 0.08 | 261 | 0 | 0.364 | 1 | 4 | cs | TRUE
63 | LV_3402-5_0_8_line_63 |  | 61 | 63 | 0.0075061 | 0.125 | 0.08 | 261 | 0 | 0.364 | 1 | 2 | cs | TRUE
64 | LV_3402-5_0_8_line_64 |  | 62 | 64 | 0.00048107 | 0.125 | 0.08 | 261 | 0 | 0.364 | 1 | 4 | cs | TRUE
65 | LV_3402-5_0_8_line_65 |  | 63 | 65 | 1.3898e-06 | 0.125 | 0.08 | 261 | 0 | 0.364 | 1 | 1 | cs | TRUE
66 | LV_3402-5_0_8_line_66 |  | 64 | 66 | 0.020043 | 0.125 | 0.08 | 261 | 0 | 0.364 | 1 | 4 | cs | TRUE
67 | LV_3402-5_0_8_line_67 |  | 65 | 67 | 0.0013685 | 0.125 | 0.08 | 261 | 0 | 0.364 | 1 | 1 | cs | TRUE
68 | LV_3402-5_0_8_line_68 |  | 66 | 68 | 0.027994 | 0.125 | 0.08 | 261 | 0 | 0.364 | 1 | 4 | cs | TRUE
69 | LV_3402-5_0_8_line_69 |  | 67 | 69 | 2.7807e-05 | 0.125 | 0.08 | 261 | 0 | 0.364 | 1 | 1 | cs | TRUE
70 | LV_3402-5_0_8_line_70 |  | 68 | 84 | 0.009841 | 0.125 | 0.08 | 261 | 0 | 0.364 | 1 | 4 | cs | TRUE
71 | LV_3402-5_0_8_line_71 |  | 69 | 82 | 0.034379 | 0.125 | 0.08 | 261 | 0 | 0.364 | 1 | 1 | cs | TRUE
72 | LV_3402-5_0_8_line_72 |  | 70 | 71 | 0.024889 | 0.125 | 0.08 | 261 | 0 | 0.364 | 1 | 4 | cs | TRUE
73 | LV_3402-5_0_8_line_73 |  | 70 | 72 | 0.012755 | 0.125 | 0.08 | 261 | 0 | 0.364 | 1 | 4 | cs | TRUE
74 | LV_3402-5_0_8_line_74 |  | 71 | 73 | 0.00015604 | 0.125 | 0.08 | 261 | 0 | 0.364 | 1 | 4 | cs | TRUE
75 | LV_3402-5_0_8_line_75 |  | 72 | 74 | 0.023765 | 0.125 | 0.08 | 261 | 0 | 0.364 | 1 | 1 | cs | TRUE
76 | LV_3402-5_0_8_line_76 |  | 72 | 75 | 0.020352 | 0.125 | 0.08 | 261 | 0 | 0.364 | 1 | 4 | cs | TRUE
77 | LV_3402-5_0_8_line_77 |  | 73 | 76 | 0.019885 | 0.125 | 0.08 | 261 | 0 | 0.364 | 1 | 4 | cs | TRUE
78 | LV_3402-5_0_8_line_78 |  | 74 | 77 | 0.0020618 | 0.125 | 0.08 | 261 | 0 | 0.364 | 1 | 1 | cs | TRUE
79 | LV_3402-5_0_8_line_79 |  | 75 | 78 | 0.0016198 | 0.125 | 0.08 | 261 | 0 | 0.364 | 1 | 4 | cs | TRUE
80 | LV_3402-5_0_8_line_80 |  | 76 | 79 | 0.0082699 | 0.125 | 0.08 | 261 | 0 | 0.364 | 1 | 4 | cs | TRUE
81 | LV_3402-5_0_8_line_81 |  | 77 | 80 | 0.0035482 | 0.125 | 0.08 | 261 | 0 | 0.364 | 1 | 1 | cs | TRUE
82 | LV_3402-5_0_8_line_82 |  | 78 | 81 | 0.029915 | 0.125 | 0.08 | 261 | 0 | 0.364 | 1 | 4 | cs | TRUE
83 | LV_3402-5_0_8_line_83 |  | 81 | 105 | 0.00067589 | 0.125 | 0.08 | 261 | 0 | 0.364 | 1 | 4 | cs | TRUE
84 | LV_3402-5_0_8_line_84 |  | 82 | 83 | 0.041338 | 0.125 | 0.08 | 261 | 0 | 0.364 | 1 | 1 | cs | TRUE
85 | LV_3402-5_0_8_line_85 |  | 84 | 85 | 0.019817 | 0.125 | 0.08 | 261 | 0 | 0.364 | 1 | 4 | cs | TRUE
86 | LV_3402-5_0_8_line_86 |  | 85 | 86 | 0.030964 | 0.125 | 0.08 | 261 | 0 | 0.364 | 1 | 4 | cs | TRUE
87 | LV_3402-5_0_8_line_87 |  | 86 | 87 | 0.0093912 | 0.125 | 0.08 | 261 | 0 | 0.364 | 1 | 4 | cs | TRUE
88 | LV_3402-5_0_8_line_88 |  | 87 | 120 | 0.014699 | 0.125 | 0.08 | 261 | 0 | 0.364 | 1 | 4 | cs | TRUE
89 | LV_3402-5_0_8_line_89 |  | 88 | 89 | 0.016572 | 0.125 | 0.08 | 261 | 0 | 0.364 | 1 | 1 | cs | TRUE
90 | LV_3402-5_0_8_line_90 |  | 89 | 121 | 0.01529 | 0.125 | 0.08 | 261 | 0 | 0.364 | 1 | 4 | cs | TRUE
91 | LV_3402-5_0_8_line_91 |  | 89 | 103 | 0.01529 | 0.125 | 0.08 | 261 | 0 | 0.364 | 1 | 4 | cs | TRUE
92 | LV_3402-5_0_8_line_92 |  | 90 | 91 | 0.016212 | 0.125 | 0.08 | 261 | 0 | 0.364 | 1 | 1 | cs | TRUE
93 | LV_3402-5_0_8_line_93 |  | 92 | 93 | 7.9155e-06 | 0.125 | 0.08 | 261 | 0 | 0.364 | 1 | 1 | cs | TRUE
94 | LV_3402-5_0_8_line_94 |  | 93 | 94 | 5.2007e-05 | 0.125 | 0.08 | 261 | 0 | 0.364 | 1 | 1 | cs | TRUE
95 | LV_3402-5_0_8_line_95 |  | 94 | 95 | 1.1312e-05 | 0.125 | 0.08 | 261 | 0 | 0.364 | 1 | 1 | cs | TRUE
96 | LV_3402-5_0_8_line_96 |  | 95 | 99 | 0.0052433 | 0.125 | 0.08 | 261 | 0 | 0.364 | 1 | 1 | cs | TRUE
97 | LV_3402-5_0_8_line_97 |  | 96 | 97 | 0.011407 | 0.125 | 0.08 | 261 | 0 | 0.364 | 1 | 1 | cs | TRUE
98 | LV_3402-5_0_8_line_98 |  | 96 | 98 | 0.011631 | 0.125 | 0.08 | 261 | 0 | 0.364 | 1 | 1 | cs | TRUE
99 | LV_3402-5_0_8_line_99 |  | 97 | 99 | 0.017523 | 0.125 | 0.08 | 261 | 0 | 0.364 | 1 | 1 | cs | TRUE
100 | LV_3402-5_0_8_line_100 |  | 98 | 100 | 0.012611 | 0.125 | 0.08 | 261 | 0 | 0.364 | 1 | 4 | cs | TRUE
101 | LV_3402-5_0_8_line_101 |  | 98 | 101 | 0.034208 | 0.125 | 0.08 | 261 | 0 | 0.364 | 1 | 4 | cs | TRUE
102 | LV_3402-5_0_8_line_102 |  | 100 | 102 | 0.015287 | 0.125 | 0.08 | 261 | 0 | 0.364 | 1 | 4 | cs | TRUE
103 | LV_3402-5_0_8_line_103 |  | 101 | 103 | 0.020532 | 0.125 | 0.08 | 261 | 0 | 0.364 | 1 | 4 | cs | TRUE
104 | LV_3402-5_0_8_line_104 |  | 102 | 104 | 0.0037492 | 0.125 | 0.08 | 261 | 0 | 0.364 | 1 | 4 | cs | TRUE
105 | LV_3402-5_0_8_line_105 |  | 104 | 107 | 0.018796 | 0.125 | 0.08 | 261 | 0 | 0.364 | 1 | 4 | cs | TRUE
106 | LV_3402-5_0_8_line_106 |  | 105 | 106 | 0.01408 | 0.125 | 0.08 | 261 | 0 | 0.364 | 1 | 4 | cs | TRUE
107 | LV_3402-5_0_8_line_107 |  | 106 | 107 | 0.0088963 | 0.125 | 0.08 | 261 | 0 | 0.364 | 1 | 4 | cs | TRUE
108 | LV_3402-5_0_8_line_108 |  | 106 | 108 | 0.021348 | 0.125 | 0.08 | 261 | 0 | 0.364 | 1 | 1 | cs | TRUE
109 | LV_3402-5_0_8_line_109 |  | 108 | 109 | 0.019093 | 0.125 | 0.08 | 261 | 0 | 0.364 | 1 | 1 | cs | TRUE
110 | LV_3402-5_0_8_line_110 |  | 109 | 112 | 0.019035 | 0.125 | 0.08 | 261 | 0 | 0.364 | 1 | 1 | cs | TRUE
111 | LV_3402-5_0_8_line_111 |  | 110 | 111 | 0.01652 | 0.125 | 0.08 | 261 | 0 | 0.364 | 1 | 1 | cs | TRUE
112 | LV_3402-5_0_8_line_112 |  | 110 | 112 | 0.013085 | 0.125 | 0.08 | 261 | 0 | 0.364 | 1 | 1 | cs | TRUE
113 | LV_3402-5_0_8_line_113 |  | 111 | 113 | 0.0019247 | 0.125 | 0.08 | 261 | 0 | 0.364 | 1 | 1 | cs | TRUE
114 | LV_3402-5_0_8_line_114 |  | 113 | 114 | 0.014535 | 0.125 | 0.08 | 261 | 0 | 0.364 | 1 | 1 | cs | TRUE
115 | LV_3402-5_0_8_line_115 |  | 114 | 115 | 0.02336 | 0.125 | 0.08 | 261 | 0 | 0.364 | 1 | 1 | cs | TRUE
116 | LV_3402-5_0_8_line_116 |  | 115 | 118 | 0.008027 | 0.125 | 0.08 | 261 | 0 | 0.364 | 1 | 1 | cs | TRUE
117 | LV_3402-5_0_8_line_117 |  | 116 | 117 | 0.036005 | 0.125 | 0.08 | 261 | 0 | 0.364 | 1 | 1 | cs | TRUE
118 | LV_3402-5_0_8_line_118 |  | 117 | 118 | 0.041776 | 0.125 | 0.08 | 261 | 0 | 0.364 | 1 | 1 | cs | TRUE
119 | LV_3402-5_0_8_line_119 |  | 118 | 119 | 0.0081178 | 0.125 | 0.08 | 261 | 0 | 0.364 | 1 | 1 | cs | TRUE
120 | LV_3402-5_0_8_line_120 |  | 120 | 168 | 0.0059523 | 0.125 | 0.08 | 261 | 0 | 0.364 | 1 | 4 | cs | TRUE
121 | LV_3402-5_0_8_line_121 |  | 121 | 124 | 0.011099 | 0.125 | 0.08 | 261 | 0 | 0.364 | 1 | 4 | cs | TRUE
122 | LV_3402-5_0_8_line_122 |  | 122 | 123 | 0.0073123 | 0.125 | 0.08 | 261 | 0 | 0.364 | 1 | 1 | cs | TRUE
123 | LV_3402-5_0_8_line_123 |  | 123 | 137 | 0.006921 | 0.125 | 0.08 | 261 | 0 | 0.364 | 1 | 1 | cs | TRUE
124 | LV_3402-5_0_8_line_124 |  | 124 | 173 | 0.021025 | 0.125 | 0.08 | 261 | 0 | 0.364 | 1 | 4 | cs | TRUE
125 | LV_3402-5_0_8_line_125 |  | 125 | 126 | 0.017879 | 0.125 | 0.08 | 261 | 0 | 0.364 | 1 | 1 | cs | TRUE
126 | LV_3402-5_0_8_line_126 |  | 125 | 127 | 0.0051568 | 0.125 | 0.08 | 261 | 0 | 0.364 | 1 | 1 | cs | TRUE
127 | LV_3402-5_0_8_line_127 |  | 126 | 128 | 0.0015193 | 0.125 | 0.08 | 261 | 0 | 0.364 | 1 | 1 | cs | TRUE
128 | LV_3402-5_0_8_line_128 |  | 127 | 129 | 0.0055525 | 0.125 | 0.08 | 261 | 0 | 0.364 | 1 | 1 | cs | TRUE
129 | LV_3402-5_0_8_line_129 |  | 128 | 130 | 0.013315 | 0.125 | 0.08 | 261 | 0 | 0.364 | 1 | 1 | cs | TRUE
130 | LV_3402-5_0_8_line_130 |  | 128 | 131 | 0.0051669 | 0.125 | 0.08 | 261 | 0 | 0.364 | 1 | 1 | cs | TRUE
131 | LV_3402-5_0_8_line_131 |  | 129 | 132 | 0.029121 | 0.125 | 0.08 | 261 | 0 | 0.364 | 1 | 1 | cs | TRUE
132 | LV_3402-5_0_8_line_132 |  | 130 | 133 | 0.022153 | 0.125 | 0.08 | 261 | 0 | 0.364 | 1 | 1 | cs | TRUE
133 | LV_3402-5_0_8_line_133 |  | 131 | 134 | 0.019748 | 0.125 | 0.08 | 261 | 0 | 0.364 | 1 | 1 | cs | TRUE
134 | LV_3402-5_0_8_line_134 |  | 132 | 135 | 0.0033579 | 0.125 | 0.08 | 261 | 0 | 0.364 | 1 | 1 | cs | TRUE
135 | LV_3402-5_0_8_line_135 |  | 133 | 146 | 0.021754 | 0.125 | 0.08 | 261 | 0 | 0.364 | 1 | 1 | cs | TRUE
136 | LV_3402-5_0_8_line_136 |  | 135 | 136 | 0.0131 | 0.125 | 0.08 | 261 | 0 | 0.364 | 1 | 1 | cs | TRUE
137 | LV_3402-5_0_8_line_137 |  | 136 | 137 | 0.023826 | 0.125 | 0.08 | 261 | 0 | 0.364 | 1 | 4 | cs | TRUE
138 | LV_3402-5_0_8_line_138 |  | 136 | 138 | 0.014042 | 0.125 | 0.08 | 261 | 0 | 0.364 | 1 | 4 | cs | TRUE
139 | LV_3402-5_0_8_line_139 |  | 137 | 139 | 0.017976 | 0.125 | 0.08 | 261 | 0 | 0.364 | 1 | 4 | cs | TRUE
140 | LV_3402-5_0_8_line_140 |  | 138 | 140 | 0.018455 | 0.125 | 0.08 | 261 | 0 | 0.364 | 1 | 4 | cs | TRUE
141 | LV_3402-5_0_8_line_141 |  | 139 | 169 | 0.014454 | 0.125 | 0.08 | 261 | 0 | 0.364 | 1 | 4 | cs | TRUE
142 | LV_3402-5_0_8_line_142 |  | 140 | 141 | 0.023557 | 0.125 | 0.08 | 261 | 0 | 0.364 | 1 | 4 | cs | TRUE
143 | LV_3402-5_0_8_line_143 |  | 141 | 142 | 0.012962 | 0.125 | 0.08 | 261 | 0 | 0.364 | 1 | 4 | cs | TRUE
144 | LV_3402-5_0_8_line_144 |  | 142 | 143 | 0.015639 | 0.125 | 0.08 | 261 | 0 | 0.364 | 1 | 4 | cs | TRUE
145 | LV_3402-5_0_8_line_145 |  | 143 | 144 | 0.011676 | 0.125 | 0.08 | 261 | 0 | 0.364 | 1 | 4 | cs | TRUE
146 | LV_3402-5_0_8_line_146 |  | 144 | 145 | 0.001924 | 0.125 | 0.08 | 261 | 0 | 0.364 | 1 | 4 | cs | TRUE
147 | LV_3402-5_0_8_line_147 |  | 145 | 149 | 0.021674 | 0.125 | 0.08 | 261 | 0 | 0.364 | 1 | 4 | cs | TRUE
148 | LV_3402-5_0_8_line_148 |  | 146 | 147 | 0.0086 | 0.125 | 0.08 | 261 | 0 | 0.364 | 1 | 1 | cs | TRUE
149 | LV_3402-5_0_8_line_149 |  | 148 | 149 | 0.0075514 | 0.125 | 0.08 | 261 | 0 | 0.364 | 1 | 4 | cs | TRUE
150 | LV_3402-5_0_8_line_150 |  | 148 | 150 | 0.019725 | 0.125 | 0.08 | 261 | 0 | 0.364 | 1 | 4 | cs | TRUE
151 | LV_3402-5_0_8_line_151 |  | 150 | 151 | 0.0065317 | 0.125 | 0.08 | 261 | 0 | 0.364 | 1 | 4 | cs | TRUE
152 | LV_3402-5_0_8_line_152 |  | 151 | 152 | 0.022372 | 0.125 | 0.08 | 261 | 0 | 0.364 | 1 | 4 | cs | TRUE
153 | LV_3402-5_0_8_line_153 |  | 152 | 153 | 0.0040961 | 0.125 | 0.08 | 261 | 0 | 0.364 | 1 | 4 | cs | TRUE
154 | LV_3402-5_0_8_line_154 |  | 153 | 154 | 0.02251 | 0.125 | 0.08 | 261 | 0 | 0.364 | 1 | 4 | cs | TRUE
155 | LV_3402-5_0_8_line_155 |  | 154 | 155 | 0.0074223 | 0.125 | 0.08 | 261 | 0 | 0.364 | 1 | 4 | cs | TRUE
156 | LV_3402-5_0_8_line_156 |  | 155 | 156 | 0.0017405 | 0.125 | 0.08 | 261 | 0 | 0.364 | 1 | 4 | cs | TRUE
157 | LV_3402-5_0_8_line_157 |  | 156 | 163 | 0.017829 | 0.125 | 0.08 | 261 | 0 | 0.364 | 1 | 4 | cs | TRUE
158 | LV_3402-5_0_8_line_158 |  | 157 | 158 | 0.027607 | 0.125 | 0.08 | 261 | 0 | 0.364 | 1 | 1 | cs | TRUE
159 | LV_3402-5_0_8_line_159 |  | 157 | 159 | 0.017444 | 0.125 | 0.08 | 261 | 0 | 0.364 | 1 | 1 | cs | TRUE
160 | LV_3402-5_0_8_line_160 |  | 158 | 160 | 0.010858 | 0.125 | 0.08 | 261 | 0 | 0.364 | 1 | 1 | cs | TRUE
161 | LV_3402-5_0_8_line_161 |  | 158 | 161 | 0.028288 | 0.125 | 0.08 | 261 | 0 | 0.364 | 1 | 1 | cs | TRUE
162 | LV_3402-5_0_8_line_162 |  | 159 | 162 | 0.014313 | 0.125 | 0.08 | 261 | 0 | 0.364 | 1 | 4 | cs | TRUE
163 | LV_3402-5_0_8_line_163 |  | 159 | 163 | 0.025834 | 0.125 | 0.08 | 261 | 0 | 0.364 | 1 | 4 | cs | TRUE
164 | LV_3402-5_0_8_line_164 |  | 160 | 164 | 0.020341 | 0.125 | 0.08 | 261 | 0 | 0.364 | 1 | 1 | cs | TRUE
165 | LV_3402-5_0_8_line_165 |  | 161 | 165 | 0.040099 | 0.125 | 0.08 | 261 | 0 | 0.364 | 1 | 1 | cs | TRUE
166 | LV_3402-5_0_8_line_166 |  | 162 | 166 | 0.012114 | 0.125 | 0.08 | 261 | 0 | 0.364 | 1 | 4 | cs | TRUE
167 | LV_3402-5_0_8_line_167 |  | 165 | 167 | 0.0015942 | 0.125 | 0.08 | 261 | 0 | 0.364 | 1 | 1 | cs | TRUE
168 | LV_3402-5_0_8_line_168 |  | 166 | 168 | 0.0049604 | 0.125 | 0.08 | 261 | 0 | 0.364 | 1 | 4 | cs | TRUE
169 | LV_3402-5_0_8_line_169 |  | 167 | 174 | 0.013151 | 0.125 | 0.08 | 261 | 0 | 0.364 | 1 | 1 | cs | TRUE
170 | LV_3402-5_0_8_line_170 |  | 169 | 170 | 0.009823 | 0.125 | 0.08 | 261 | 0 | 0.364 | 1 | 4 | cs | TRUE
171 | LV_3402-5_0_8_line_171 |  | 170 | 171 | 0.015877 | 0.125 | 0.08 | 261 | 0 | 0.364 | 1 | 4 | cs | TRUE
172 | LV_3402-5_0_8_line_172 |  | 171 | 172 | 0.020058 | 0.125 | 0.08 | 261 | 0 | 0.364 | 1 | 4 | cs | TRUE
173 | LV_3402-5_0_8_line_173 |  | 172 | 173 | 0.00060821 | 0.125 | 0.08 | 261 | 0 | 0.364 | 1 | 4 | cs | TRUE

## trafo
| name | std_type | hv_bus | lv_bus | sn_mva | vn_hv_kv | vn_lv_kv | vk_percent | vkr_percent | pfe_kw | i0_percent | shift_degree | tap_side | tap_neutral | tap_min | tap_max | tap_step_percent | tap_step_degree | tap_pos | tap_phase_shifter | parallel | df | in_service
0 | LV_3402-5_0_8_trafo_96 | 0.63 MVA 20/0.4 kV | 175 | 104 | 0.63 | 20 | 0.4 | 6 | 1.206 | 1.65 | 0.2619 | 150 | hv | 0 | -2 | 2 | 2.5 | 0 | 0 | FALSE | 1 | 1 | TRUE

## line_geodata
| x0 | y0 | x1 | y1 | x2 | y2 | x3 | y3 | x4 | y4 | x5 | y5
0 | 2731101.465 | 1252454.1543 | 2731147.9112 | 1252452.3983 | 2731149.3368 | 1252452.7296
1 | 2731083.3626 | 1252454.8387 | 2731101.465 | 1252454.1543
2 | 2731203.4078 | 1252345.8414 | 2731149.3368 | 1252452.7296
3 | 2730984.5921 | 1252522.1791 | 2731083.3626 | 1252454.8387
4 | 2731180.7271 | 1252329.1366 | 2731203.4078 | 1252345.8414
5 | 2731203.4078 | 1252345.8414 | 2731313.9132 | 1252391.3678
6 | 2730986.2445 | 1252524.5532 | 2730984.5921 | 1252522.1791
7 | 2730986.2445 | 1252524.5532 | 2731000.3747 | 1252535.5644 | 2731018.7087 | 1252560.0266
8 | 2730986.2445 | 1252524.5532 | 2730967.1368 | 1252536.8529 | 2730959.7046 | 1252542.7402
9 | 2731180.7271 | 1252329.1366 | 2731189.8924 | 1252316.5283 | 2731193.9431 | 1252314.094
10 | 2731180.7271 | 1252329.1366 | 2731174.9288 | 1252330.5095 | 2731172.9474 | 1252330.321 | 2731169.6968 | 1252329.4928 | 2731139.2689 | 1252317.7087 | 2731127.9797 | 1252316.3544
11 | 2731313.9132 | 1252391.3678 | 2731356.9743 | 1252399.7527
12 | 2731387.0061 | 1252405.6005 | 2731356.9743 | 1252399.7527
13 | 2731396.2742 | 1252407.4052 | 2731387.0061 | 1252405.6005
14 | 2731396.2742 | 1252407.4052 | 2731405.3136 | 1252404.9034 | 2731418.4165 | 1252404.3602 | 2731419.5044 | 1252404.5515
15 | 2731206.4005 | 1252297.9574 | 2731204.2772 | 1252307.8835 | 2731193.9431 | 1252314.094
16 | 2731086.3969 | 1252317.0421 | 2731106.6357 | 1252313.7941 | 2731127.9797 | 1252316.3544
17 | 2731206.4005 | 1252297.9574 | 2731207.4048 | 1252293.2626
18 | 2731086.3969 | 1252317.0421 | 2731064.6815 | 1252243.6082
19 | 2731419.5044 | 1252404.5515 | 2731442.809 | 1252272.0939
20 | 2731419.5044 | 1252404.5515 | 2731438.4727 | 1252407.886 | 2731450.4045 | 1252409.9947
21 | 2731393.1264 | 1252624.7191 | 2731375.0783 | 1252588.617
22 | 2731393.1264 | 1252624.7191 | 2731399.528 | 1252648.8716 | 2731402.7948 | 1252659.1644
23 | 2731393.1264 | 1252624.7191 | 2731384.9754 | 1252613.7396 | 2731367.0583 | 1252609.1048 | 2731357.9238 | 1252607.8195
24 | 2731393.1264 | 1252624.7191 | 2731393.5115 | 1252603.6309 | 2731412.2019 | 1252593.0777
25 | 2731484.061 | 1252423.6561 | 2731476.7273 | 1252416.3201 | 2731468.4849 | 1252413.19 | 2731450.4045 | 1252409.9947
26 | 2731450.4045 | 1252409.9947 | 2731445.6549 | 1252440.8952
27 | 2731553.8789 | 1252443.6794 | 2731534.1961 | 1252437.6259 | 2731522.8881 | 1252434.1829 | 2731511.4675 | 1252430.704 | 2731498.3085 | 1252427.3201 | 2731484.061 | 1252423.6561
28 | 2731442.809 | 1252272.0939 | 2731441.854 | 1252260.3622 | 2731444.7242 | 1252252.1407
29 | 2731509.5225 | 1252569.2204 | 2731553.8789 | 1252443.6794
30 | 2731483.7538 | 1252574.8919 | 2731482.9636 | 1252575.0658
31 | 2731504.0771 | 1252570.4189 | 2731483.7538 | 1252574.8919
32 | 2731482.9636 | 1252575.0658 | 2731464.0487 | 1252579.2287
33 | 2731504.0771 | 1252570.4189 | 2731509.5225 | 1252569.2204
34 | 2731462.4425 | 1252579.5822 | 2731464.0487 | 1252579.2287
35 | 2731447.6463 | 1252582.8387 | 2731462.4425 | 1252579.5822
36 | 2731447.6463 | 1252582.8387 | 2731435.2218 | 1252585.5732 | 2731426.5848 | 1252588.3354
37 | 2731031.8415 | 1252219.3523 | 2731064.6815 | 1252243.6082
38 | 2731412.2019 | 1252593.0777 | 2731412.7847 | 1252592.7486 | 2731426.5848 | 1252588.3354
39 | 2731402.7948 | 1252659.1644 | 2731378.4725 | 1252653.0653
40 | 2731402.7948 | 1252659.1644 | 2731407.0455 | 1252671.2784
41 | 2731357.9238 | 1252607.8195 | 2731339.1428 | 1252605.1767
42 | 2731115.7011 | 1252804.5675 | 2731115.4688 | 1252804.2399 | 2731110.2097 | 1252799.3525 | 2731104.513 | 1252794.8001 | 2731098.212 | 1252791.2797 | 2731096.3162 | 1252790.5918
43 | 2731130.9316 | 1252822.1871 | 2731120.0513 | 1252810.7027 | 2731115.7011 | 1252804.5675
44 | 2731096.3162 | 1252790.5918 | 2731091.2924 | 1252788.7688 | 2731084.2046 | 1252787.0327 | 2731065.8471 | 1252784.1823
45 | 2731130.9316 | 1252822.1871 | 2731136.4095 | 1252817.4487
46 | 2731043.1574 | 1252775.5921 | 2731049.395 | 1252780.6124 | 2731052.8783 | 1252782.1686 | 2731065.8471 | 1252784.1823
47 | 2731139.4343 | 1252814.8322 | 2731136.4095 | 1252817.4487
48 | 2731169.0375 | 1252796.0241 | 2731165.77 | 1252797.3138 | 2731152.43 | 1252804.5138 | 2731140.5213 | 1252813.8919 | 2731139.4343 | 1252814.8322
49 | 2731186.9261 | 1252788.9636 | 2731169.0375 | 1252796.0241
50 | 2731375.382 | 1252652.2904 | 2731378.4725 | 1252653.0653
51 | 2731375.382 | 1252652.2904 | 2731353.4055 | 1252646.7795
52 | 2731196.2739 | 1252618.3137 | 2731187.2629 | 1252619.8083 | 2731183.544 | 1252620.2578
53 | 2731165.8903 | 1252625.974 | 2731166.6901 | 1252624.2902 | 2731167.9435 | 1252622.9167 | 2731169.5352 | 1252621.9511 | 2731183.544 | 1252620.2578
54 | 2731196.2739 | 1252618.3137 | 2731201.7488 | 1252617.4056
55 | 2731165.8903 | 1252625.974 | 2731157.9184 | 1252624.9522 | 2731146.8365 | 1252627.6648 | 2731142.5218 | 1252629.8949
56 | 2731165.8903 | 1252625.974 | 2731165.6019 | 1252627.747 | 2731165.8191 | 1252629.5312 | 2731166.5221 | 1252631.1927 | 2731181.6737 | 1252651.6136
57 | 2731211.6307 | 1252615.7666 | 2731201.7488 | 1252617.4056
58 | 2731142.4492 | 1252629.9324 | 2731142.5218 | 1252629.8949
59 | 2731181.7255 | 1252651.6834 | 2731181.6737 | 1252651.6136
60 | 2731181.7255 | 1252651.6834 | 2731193.8257 | 1252667.9917
61 | 2731199.5656 | 1252675.7279 | 2731193.8257 | 1252667.9917
62 | 2731124.6454 | 1252704.121 | 2731140.6653 | 1252725.9442
63 | 2731124.6454 | 1252704.121 | 2731120.2037 | 1252698.0702
64 | 2731140.9499 | 1252726.332 | 2731140.6653 | 1252725.9442
65 | 2731120.2037 | 1252698.0702 | 2731120.2028 | 1252698.069
66 | 2731152.8105 | 1252742.4892 | 2731140.9499 | 1252726.332
67 | 2731120.2028 | 1252698.069 | 2731119.393 | 1252696.9659
68 | 2731169.3757 | 1252765.0553 | 2731152.8105 | 1252742.4892
69 | 2731119.393 | 1252696.9659 | 2731119.3766 | 1252696.9434
70 | 2731169.3757 | 1252765.0553 | 2731175.1992 | 1252772.9884
71 | 2731099.0329 | 1252669.2301 | 2731119.3766 | 1252696.9434
72 | 2731301.0198 | 1252638.1171 | 2731309.1153 | 1252638.4911 | 2731325.6908 | 1252641.1343
73 | 2731288.2783 | 1252637.5285 | 2731301.0198 | 1252638.1171
74 | 2731325.6908 | 1252641.1343 | 2731325.8449 | 1252641.1589
75 | 2731288.2783 | 1252637.5285 | 2731275.7368 | 1252636.9501 | 2731270.5587 | 1252627.0069
76 | 2731288.2783 | 1252637.5285 | 2731287.0899 | 1252657.846
77 | 2731325.8449 | 1252641.1589 | 2731339.9804 | 1252643.413 | 2731345.384 | 1252644.768
78 | 2731270.5587 | 1252627.0069 | 2731269.6063 | 1252625.1782
79 | 2731286.9953 | 1252659.4631 | 2731287.0899 | 1252657.846
80 | 2731345.384 | 1252644.768 | 2731353.4055 | 1252646.7795
81 | 2731267.9674 | 1252622.0312 | 2731269.6063 | 1252625.1782
82 | 2731285.2486 | 1252689.3269 | 2731286.9953 | 1252659.4631
83 | 2731285.2486 | 1252689.3269 | 2731285.2091 | 1252690.0016
84 | 2731099.0329 | 1252669.2301 | 2731074.5712 | 1252635.9069
85 | 2731186.9261 | 1252788.9636 | 2731175.1992 | 1252772.9884
86 | 2731186.9261 | 1252788.9636 | 2731205.8942 | 1252813.4383
87 | 2731211.647 | 1252820.8612 | 2731205.8942 | 1252813.4383
88 | 2731220.6513 | 1252832.4794 | 2731211.647 | 1252820.8612
89 | 2731262.2177 | 1252771.6936 | 2731245.8104 | 1252774.0205
90 | 2731262.2177 | 1252771.6936 | 2731277.5024 | 1252771.3063
91 | 2731262.2177 | 1252771.6936 | 2731259.3121 | 1252756.6824
92 | 2730946.9964 | 1252552.8067 | 2730959.7046 | 1252542.7402
93 | 2731199.5704 | 1252675.7342 | 2731199.5656 | 1252675.7279
94 | 2731199.6013 | 1252675.776 | 2731199.5704 | 1252675.7342
95 | 2731199.6081 | 1252675.7851 | 2731199.6013 | 1252675.776
96 | 2731199.6081 | 1252675.7851 | 2731202.7324 | 1252679.996
97 | 2731219.9704 | 1252703.2289 | 2731213.1737 | 1252694.0685
98 | 2731226.9007 | 1252712.5693 | 2731219.9704 | 1252703.2289
99 | 2731202.7324 | 1252679.996 | 2731213.1737 | 1252694.0685
100 | 2731226.9007 | 1252712.5693 | 2731237.7552 | 1252706.1484
101 | 2731226.9007 | 1252712.5693 | 2731247.155 | 1252740.1362
102 | 2731253.0116 | 1252705.1875 | 2731237.7552 | 1252706.1484
103 | 2731259.3121 | 1252756.6824 | 2731259.3121 | 1252756.6824 | 2731247.155 | 1252740.1362
104 | 2731253.0116 | 1252705.1875 | 2731256.7534 | 1252704.9518
105 | 2731275.512 | 1252703.7704 | 2731256.7534 | 1252704.9518
106 | 2731284.387 | 1252704.0575 | 2731285.2091 | 1252690.0016
107 | 2731284.387 | 1252704.0575 | 2731278.1086 | 1252703.6068 | 2731275.512 | 1252703.7704
108 | 2731284.387 | 1252704.0575 | 2731305.6824 | 1252705.5538
109 | 2731305.6824 | 1252705.5538 | 2731320.4683 | 1252706.5927 | 2731324.6045 | 1252707.6572
110 | 2731343.0386 | 1252712.4014 | 2731324.6045 | 1252707.6572
111 | 2731355.7109 | 1252715.6627 | 2731371.7096 | 1252719.7801
112 | 2731343.0386 | 1252712.4014 | 2731355.7109 | 1252715.6627
113 | 2731373.5735 | 1252720.2598 | 2731371.7096 | 1252719.7801
114 | 2731373.5735 | 1252720.2598 | 2731387.6495 | 1252723.8824
115 | 2731410.2726 | 1252729.7046 | 2731387.6495 | 1252723.8824
116 | 2731410.2726 | 1252729.7046 | 2731409.2655 | 1252737.6672
117 | 2731479.7625 | 1252705.0254 | 2731467.9778 | 1252709.9894 | 2731447.2428 | 1252720.4348
118 | 2731409.2655 | 1252737.6672 | 2731422.0105 | 1252733.1459 | 2731447.2428 | 1252720.4348
119 | 2731409.2655 | 1252737.6672 | 2731408.6075 | 1252742.8239 | 2731408.3904 | 1252745.7351
120 | 2731224.2975 | 1252837.1842 | 2731220.6513 | 1252832.4794
121 | 2731277.5024 | 1252771.3063 | 2731280.7081 | 1252771.2251 | 2731288.5354 | 1252772.2352
122 | 2731392.4922 | 1252782.5244 | 2731397.0287 | 1252776.7895
123 | 2731386.0845 | 1252785.1846 | 2731392.4922 | 1252782.5244
124 | 2731309.3876 | 1252774.9261 | 2731288.5354 | 1252772.2352
125 | 2731461.1349 | 1252799.59 | 2731463.3878 | 1252799.39 | 2731478.7629 | 1252796.6504
126 | 2731461.1349 | 1252799.59 | 2731455.9983 | 1252800.0459
127 | 2731480.2586 | 1252796.3839 | 2731478.7629 | 1252796.6504
128 | 2731450.4675 | 1252800.5368 | 2731455.9983 | 1252800.0459
129 | 2731480.2586 | 1252796.3839 | 2731480.7525 | 1252783.0776
130 | 2731480.2586 | 1252796.3839 | 2731485.4254 | 1252796.3494
131 | 2731421.7926 | 1252797.0062 | 2731431.1838 | 1252799.7313 | 2731446.5506 | 1252800.8844 | 2731450.4675 | 1252800.5368
132 | 2731480.7525 | 1252783.0776 | 2731481.3302 | 1252767.5151 | 2731481.0467 | 1252760.9411
133 | 2731505.1713 | 1252796.0692 | 2731495.2683 | 1252796.2836 | 2731485.4254 | 1252796.3494
134 | 2731418.5677 | 1252796.0704 | 2731421.7926 | 1252797.0062
135 | 2731481.0467 | 1252760.9411 | 2731480.1094 | 1252739.207
136 | 2731418.5677 | 1252796.0704 | 2731408.541 | 1252799.2064 | 2731406.2364 | 1252797.943
137 | 2731386.0845 | 1252785.1846 | 2731398.9347 | 1252793.9442 | 2731406.2364 | 1252797.943
138 | 2731406.2364 | 1252797.943 | 2731404.813 | 1252811.9126
139 | 2731386.0845 | 1252785.1846 | 2731377.8637 | 1252788.5832 | 2731368.9084 | 1252787.0804
140 | 2731407.6164 | 1252829.3248 | 2731403.7558 | 1252822.2876 | 2731404.813 | 1252811.9126
141 | 2731354.6909 | 1252784.5061 | 2731357.0907 | 1252785.0972 | 2731368.9084 | 1252787.0804
142 | 2731418.9465 | 1252849.9781 | 2731407.6164 | 1252829.3248
143 | 2731425.1808 | 1252861.3424 | 2731418.9465 | 1252849.9781
144 | 2731425.1808 | 1252861.3424 | 2731409.6957 | 1252859.152
145 | 2731398.1349 | 1252857.5168 | 2731398.1349 | 1252857.5168 | 2731409.6957 | 1252859.152
146 | 2731398.1349 | 1252857.5168 | 2731396.2165 | 1252857.3706
147 | 2731374.6051 | 1252855.7234 | 2731396.2165 | 1252857.3706
148 | 2731486.709 | 1252733.693 | 2731480.1094 | 1252739.207
149 | 2731374.6051 | 1252855.7234 | 2731367.0755 | 1252855.1495
150 | 2731347.4073 | 1252853.6504 | 2731367.0755 | 1252855.1495
151 | 2731347.4073 | 1252853.6504 | 2731340.8945 | 1252853.1541
152 | 2731318.5869 | 1252851.4538 | 2731340.8945 | 1252853.1541
153 | 2731318.5869 | 1252851.4538 | 2731314.5026 | 1252851.1425
154 | 2731292.0104 | 1252850.6551 | 2731308.3867 | 1252850.6764 | 2731314.5026 | 1252851.1425
155 | 2731292.0104 | 1252850.6551 | 2731284.5881 | 1252850.6455
156 | 2731284.5881 | 1252850.6455 | 2731282.8476 | 1252850.6432
157 | 2731265.1344 | 1252851.6403 | 2731269.5109 | 1252850.6259 | 2731282.8476 | 1252850.6432
158 | 2731268.632 | 1252899.4503 | 2731252.6303 | 1252876.9538
159 | 2731242.5192 | 1252862.7388 | 2731252.6303 | 1252876.9538
160 | 2731275.7341 | 1252907.6817 | 2731268.632 | 1252899.4503
161 | 2731268.632 | 1252899.4503 | 2731258.6963 | 1252904.2789 | 2731242.411 | 1252909.9394
162 | 2731242.5192 | 1252862.7388 | 2731234.2338 | 1252851.0674
163 | 2731242.5192 | 1252862.7388 | 2731252.8251 | 1252854.4931 | 2731265.1344 | 1252851.6403
164 | 2731275.7341 | 1252907.6817 | 2731281.1527 | 1252900.9402 | 2731292.6746 | 1252898.9574
165 | 2731202.6355 | 1252909.4654 | 2731230.2808 | 1252911.8451 | 2731239.2668 | 1252911.0323 | 2731242.411 | 1252909.9394
166 | 2731227.2217 | 1252841.1897 | 2731234.2338 | 1252851.0674
167 | 2731201.0471 | 1252909.3287 | 2731202.6355 | 1252909.4654
168 | 2731224.2975 | 1252837.1842 | 2731225.258 | 1252838.4235 | 2731227.2217 | 1252841.1897
169 | 2731201.0471 | 1252909.3287 | 2731187.896 | 1252909.3443
170 | 2731345.153 | 1252782.1567 | 2731354.6909 | 1252784.5061
171 | 2731345.153 | 1252782.1567 | 2731329.7367 | 1252778.3593
172 | 2731309.9908 | 1252775.004 | 2731322.8544 | 1252776.664 | 2731329.7367 | 1252778.3593
173 | 2731309.3876 | 1252774.9261 | 2731309.9908 | 1252775.004

## bus_geodata
| x | y | coords
0 | 2731101.465 | 1252454.1543
1 | 2731149.3368 | 1252452.7296
2 | 2731083.3626 | 1252454.8387
3 | 2731203.4078 | 1252345.8414
4 | 2730984.5921 | 1252522.1791
5 | 2731018.7087 | 1252560.0266
6 | 2730986.2445 | 1252524.5532
7 | 2731180.7271 | 1252329.1366
8 | 2731313.9132 | 1252391.3678
9 | 2731356.9743 | 1252399.7527
10 | 2731387.0061 | 1252405.6005
11 | 2731396.2742 | 1252407.4052
12 | 2731193.9431 | 1252314.094
13 | 2731127.9797 | 1252316.3545
14 | 2731206.4005 | 1252297.9574
15 | 2731086.3969 | 1252317.0421
16 | 2731419.5044 | 1252404.5515
17 | 2731375.0783 | 1252588.617
18 | 2731393.1264 | 1252624.7191
19 | 2731450.4045 | 1252409.9947
20 | 2731484.061 | 1252423.6561
21 | 2731445.6549 | 1252440.8952
22 | 2731442.809 | 1252272.0939
23 | 2731553.8789 | 1252443.6794
24 | 2731483.7538 | 1252574.8919
25 | 2731482.9636 | 1252575.0658
26 | 2731504.0771 | 1252570.4189
27 | 2731444.7242 | 1252252.1407
28 | 2731462.4425 | 1252579.5822
29 | 2731464.0487 | 1252579.2287
30 | 2731447.6463 | 1252582.8387
31 | 2731509.5225 | 1252569.2204
32 | 2731064.6815 | 1252243.6082
33 | 2731031.8415 | 1252219.3523
34 | 2731207.4048 | 1252293.2626
35 | 2731426.5848 | 1252588.3354
36 | 2731412.2019 | 1252593.0777
37 | 2731402.7948 | 1252659.1644
38 | 2731357.9238 | 1252607.8195
39 | 2731115.7011 | 1252804.5675
40 | 2731096.3162 | 1252790.5918
41 | 2731130.9316 | 1252822.1871
42 | 2731065.8471 | 1252784.1823
43 | 2731136.4095 | 1252817.4487
44 | 2731043.1574 | 1252775.5921
45 | 2731139.4343 | 1252814.8322
46 | 2731169.0375 | 1252796.0241
47 | 2731378.4725 | 1252653.0653
48 | 2731407.0455 | 1252671.2784
49 | 2731339.1428 | 1252605.1767
50 | 2731375.382 | 1252652.2904
51 | 2731183.544 | 1252620.2578
52 | 2731196.2739 | 1252618.3137
53 | 2731165.8903 | 1252625.974
54 | 2731201.7488 | 1252617.4056
55 | 2731142.5218 | 1252629.8949
56 | 2731181.6737 | 1252651.6136
57 | 2731211.6307 | 1252615.7666
58 | 2731142.4492 | 1252629.9324
59 | 2731181.7255 | 1252651.6834
60 | 2731193.8257 | 1252667.9917
61 | 2731124.6454 | 1252704.121
62 | 2731140.6653 | 1252725.9442
63 | 2731120.2037 | 1252698.0702
64 | 2731140.9499 | 1252726.332
65 | 2731120.2028 | 1252698.069
66 | 2731152.8105 | 1252742.4892
67 | 2731119.393 | 1252696.9659
68 | 2731169.3757 | 1252765.0553
69 | 2731119.3766 | 1252696.9434
70 | 2731301.0198 | 1252638.1171
71 | 2731325.6908 | 1252641.1343
72 | 2731288.2783 | 1252637.5285
73 | 2731325.8449 | 1252641.1589
74 | 2731270.5586 | 1252627.0069
75 | 2731287.0899 | 1252657.846
76 | 2731345.384 | 1252644.768
77 | 2731269.6063 | 1252625.1782
78 | 2731286.9953 | 1252659.4631
79 | 2731353.4055 | 1252646.7795
80 | 2731267.9674 | 1252622.0312
81 | 2731285.2486 | 1252689.3269
82 | 2731099.0329 | 1252669.2301
83 | 2731074.5712 | 1252635.9069
84 | 2731175.1992 | 1252772.9884
85 | 2731186.9261 | 1252788.9636
86 | 2731205.8942 | 1252813.4383
87 | 2731211.647 | 1252820.8612
88 | 2731245.8104 | 1252774.0205
89 | 2731262.2177 | 1252771.6936
90 | 2730959.7046 | 1252542.7402
91 | 2730946.9964 | 1252552.8067
92 | 2731199.5656 | 1252675.7279
93 | 2731199.5704 | 1252675.7342
94 | 2731199.6013 | 1252675.776
95 | 2731199.6081 | 1252675.7851
96 | 2731219.9704 | 1252703.2289
97 | 2731213.1737 | 1252694.0685
98 | 2731226.9007 | 1252712.5693
99 | 2731202.7324 | 1252679.996
100 | 2731237.7552 | 1252706.1484
101 | 2731247.155 | 1252740.1362
102 | 2731253.0116 | 1252705.1875
103 | 2731259.3121 | 1252756.6824
104 | 2731256.7534 | 1252704.9518
105 | 2731285.2091 | 1252690.0016
106 | 2731284.387 | 1252704.0575
107 | 2731275.512 | 1252703.7704
108 | 2731305.6824 | 1252705.5538
109 | 2731324.6045 | 1252707.6572
110 | 2731355.7109 | 1252715.6627
111 | 2731371.7096 | 1252719.7801
112 | 2731343.0386 | 1252712.4014
113 | 2731373.5735 | 1252720.2598
114 | 2731387.6495 | 1252723.8824
115 | 2731410.2726 | 1252729.7046
116 | 2731479.7625 | 1252705.0254
117 | 2731447.2428 | 1252720.4348
118 | 2731409.2655 | 1252737.6672
119 | 2731408.3904 | 1252745.7351
120 | 2731220.6513 | 1252832.4794
121 | 2731277.5024 | 1252771.3063
122 | 2731397.0287 | 1252776.7895
123 | 2731392.4922 | 1252782.5244
124 | 2731288.5354 | 1252772.2352
125 | 2731461.1349 | 1252799.59
126 | 2731478.7629 | 1252796.6504
127 | 2731455.9983 | 1252800.0459
128 | 2731480.2586 | 1252796.3839
129 | 2731450.4675 | 1252800.5368
130 | 2731480.7525 | 1252783.0776
131 | 2731485.4254 | 1252796.3494
132 | 2731421.7926 | 1252797.0062
133 | 2731481.0467 | 1252760.9411
134 | 2731505.1713 | 1252796.0692
135 | 2731418.5677 | 1252796.0704
136 | 2731406.2364 | 1252797.943
137 | 2731386.0845 | 1252785.1846
138 | 2731404.813 | 1252811.9126
139 | 2731368.9084 | 1252787.0804
140 | 2731407.6164 | 1252829.3248
141 | 2731418.9465 | 1252849.9781
142 | 2731425.1808 | 1252861.3424
143 | 2731409.6957 | 1252859.152
144 | 2731398.1349 | 1252857.5168
145 | 2731396.2165 | 1252857.3706
146 | 2731480.1094 | 1252739.207
147 | 2731486.709 | 1252733.693
148 | 2731367.0755 | 1252855.1495
149 | 2731374.6051 | 1252855.7234
150 | 2731347.4073 | 1252853.6504
151 | 2731340.8945 | 1252853.1541
152 | 2731318.5869 | 1252851.4538
153 | 2731314.5026 | 1252851.1425
154 | 2731292.0104 | 1252850.6551
155 | 2731284.5881 | 1252850.6455
156 | 2731282.8476 | 1252850.6432
157 | 2731252.6303 | 1252876.9538
158 | 2731268.632 | 1252899.4503
159 | 2731242.5192 | 1252862.7388
160 | 2731275.7341 | 1252907.6817
161 | 2731242.411 | 1252909.9394
162 | 2731234.2338 | 1252851.0674
163 | 2731265.1344 | 1252851.6403
164 | 2731292.6746 | 1252898.9574
165 | 2731202.6355 | 1252909.4654
166 | 2731227.2217 | 1252841.1897
167 | 2731201.0471 | 1252909.3287
168 | 2731224.2975 | 1252837.1842
169 | 2731354.6909 | 1252784.5061
170 | 2731345.153 | 1252782.1567
171 | 2731329.7367 | 1252778.3593
172 | 2731309.9908 | 1252775.004
173 | 2731309.3876 | 1252774.9261
174 | 2731187.896 | 1252909.3443
175 | 2731284.387 | 1252704.0575

## line_std_types
| c_nf_per_km | r_ohm_per_km | x_ohm_per_km | max_i_ka | type | q_mm2 | alpha | voltage_rating
NAYY 4x50 SE | 210 | 0.642 | 0.083 | 0.142 | cs | 50 | 0.00403 | LV
NAYY 4x120 SE | 264 | 0.225 | 0.08 | 0.242 | cs | 120 | 0.00403 | LV
NAYY 4x150 SE | 261 | 0.208 | 0.08 | 0.27 | cs | 150 | 0.00403 | LV
NA2XS2Y 1x95 RM/25 12/20 kV | 216 | 0.313 | 0.132 | 0.252 | cs | 95 | 0.00403 | MV
NA2XS2Y 1x185 RM/25 12/20 kV | 273 | 0.161 | 0.117 | 0.362 | cs | 185 | 0.00403 | MV
NA2XS2Y 1x240 RM/25 12/20 kV | 304 | 0.122 | 0.112 | 0.421 | cs | 240 | 0.00403 | MV
NA2XS2Y 1x95 RM/25 6/10 kV | 315 | 0.313 | 0.123 | 0.249 | cs | 95 | 0.00403 | MV
NA2XS2Y 1x185 RM/25 6/10 kV | 406 | 0.161 | 0.11 | 0.358 | cs | 185 | 0.00403 | MV
NA2XS2Y 1x240 RM/25 6/10 kV | 456 | 0.122 | 0.105 | 0.416 | cs | 240 | 0.00403 | MV
NA2XS2Y 1x150 RM/25 12/20 kV | 250 | 0.206 | 0.116 | 0.319 | cs | 150 | 0.00403 | MV
NA2XS2Y 1x120 RM/25 12/20 kV | 230 | 0.253 | 0.119 | 0.283 | cs | 120 | 0.00403 | MV
NA2XS2Y 1x70 RM/25 12/20 kV | 190 | 0.443 | 0.132 | 0.22 | cs | 70 | 0.00403 | MV
NA2XS2Y 1x150 RM/25 6/10 kV | 360 | 0.206 | 0.11 | 0.315 | cs | 150 | 0.00403 | MV
NA2XS2Y 1x120 RM/25 6/10 kV | 340 | 0.253 | 0.113 | 0.28 | cs | 120 | 0.00403 | MV
NA2XS2Y 1x70 RM/25 6/10 kV | 280 | 0.443 | 0.123 | 0.217 | cs | 70 | 0.00403 | MV
N2XS(FL)2Y 1x120 RM/35 64/110 kV | 112 | 0.153 | 0.166 | 0.366 | cs | 120 | 0.00393 | HV
N2XS(FL)2Y 1x185 RM/35 64/110 kV | 125 | 0.099 | 0.156 | 0.457 | cs | 185 | 0.00393 | HV
N2XS(FL)2Y 1x240 RM/35 64/110 kV | 135 | 0.075 | 0.149 | 0.526 | cs | 240 | 0.00393 | HV
N2XS(FL)2Y 1x300 RM/35 64/110 kV | 144 | 0.06 | 0.144 | 0.588 | cs | 300 | 0.00393 | HV
15-AL1/3-ST1A 0.4 | 11 | 1.8769 | 0.35 | 0.105 | ol | 16 | 0.00403 | LV
24-AL1/4-ST1A 0.4 | 11.25 | 1.2012 | 0.335 | 0.14 | ol | 24 | 0.00403 | LV
48-AL1/8-ST1A 0.4 | 12.2 | 0.5939 | 0.3 | 0.21 | ol | 48 | 0.00403 | LV
94-AL1/15-ST1A 0.4 | 13.2 | 0.306 | 0.29 | 0.35 | ol | 94 | 0.00403 | LV
34-AL1/6-ST1A 10.0 | 9.7 | 0.8342 | 0.36 | 0.17 | ol | 34 | 0.00403 | MV
48-AL1/8-ST1A 10.0 | 10.1 | 0.5939 | 0.35 | 0.21 | ol | 48 | 0.00403 | MV
70-AL1/11-ST1A 10.0 | 10.4 | 0.4132 | 0.339 | 0.29 | ol | 70 | 0.00403 | MV
94-AL1/15-ST1A 10.0 | 10.75 | 0.306 | 0.33 | 0.35 | ol | 94 | 0.00403 | MV
122-AL1/20-ST1A 10.0 | 11.1 | 0.2376 | 0.323 | 0.41 | ol | 122 | 0.00403 | MV
149-AL1/24-ST1A 10.0 | 11.25 | 0.194 | 0.315 | 0.47 | ol | 149 | 0.00403 | MV
34-AL1/6-ST1A 20.0 | 9.15 | 0.8342 | 0.382 | 0.17 | ol | 34 | 0.00403 | MV
48-AL1/8-ST1A 20.0 | 9.5 | 0.5939 | 0.372 | 0.21 | ol | 48 | 0.00403 | MV
70-AL1/11-ST1A 20.0 | 9.7 | 0.4132 | 0.36 | 0.29 | ol | 70 | 0.00403 | MV
94-AL1/15-ST1A 20.0 | 10 | 0.306 | 0.35 | 0.35 | ol | 94 | 0.00403 | MV
122-AL1/20-ST1A 20.0 | 10.3 | 0.2376 | 0.344 | 0.41 | ol | 122 | 0.00403 | MV
149-AL1/24-ST1A 20.0 | 10.5 | 0.194 | 0.337 | 0.47 | ol | 149 | 0.00403 | MV
184-AL1/30-ST1A 20.0 | 10.75 | 0.1571 | 0.33 | 0.535 | ol | 184 | 0.00403 | MV
243-AL1/39-ST1A 20.0 | 11 | 0.1188 | 0.32 | 0.645 | ol | 243 | 0.00403 | MV
48-AL1/8-ST1A 110.0 | 8 | 0.5939 | 0.46 | 0.21 | ol | 48 | 0.00403 | HV
70-AL1/11-ST1A 110.0 | 8.4 | 0.4132 | 0.45 | 0.29 | ol | 70 | 0.00403 | HV
94-AL1/15-ST1A 110.0 | 8.65 | 0.306 | 0.44 | 0.35 | ol | 94 | 0.00403 | HV
122-AL1/20-ST1A 110.0 | 8.5 | 0.2376 | 0.43 | 0.41 | ol | 122 | 0.00403 | HV
149-AL1/24-ST1A 110.0 | 8.75 | 0.194 | 0.41 | 0.47 | ol | 149 | 0.00403 | HV
184-AL1/30-ST1A 110.0 | 8.8 | 0.1571 | 0.4 | 0.535 | ol | 184 | 0.00403 | HV
243-AL1/39-ST1A 110.0 | 9 | 0.1188 | 0.39 | 0.645 | ol | 243 | 0.00403 | HV
305-AL1/39-ST1A 110.0 | 9.2 | 0.0949 | 0.38 | 0.74 | ol | 305 | 0.00403 | HV
490-AL1/64-ST1A 110.0 | 9.75 | 0.059 | 0.37 | 0.96 | ol | 490 | 0.00403 | HV
679-AL1/86-ST1A 110.0 | 9.95 | 0.042 | 0.36 | 1.15 | ol | 679 | 0.00403 | HV
490-AL1/64-ST1A 220.0 | 10 | 0.059 | 0.285 | 0.96 | ol | 490 | 0.00403 | HV
679-AL1/86-ST1A 220.0 | 11.7 | 0.042 | 0.275 | 1.15 | ol | 679 | 0.00403 | HV
490-AL1/64-ST1A 380.0 | 11 | 0.059 | 0.253 | 0.96 | ol | 490 | 0.00403 | HV
679-AL1/86-ST1A 380.0 | 14.6 | 0.042 | 0.25 | 1.15 | ol | 679 | 0.00403 | HV

## trafo_std_types
| i0_percent | pfe_kw | vkr_percent | sn_mva | vn_lv_kv | vn_hv_kv | vk_percent | shift_degree | vector_group | tap_side | tap_neutral | tap_min | tap_max | tap_step_degree | tap_step_percent | tap_phase_shifter
160 MVA 380/110 kV | 0.06 | 60 | 0.25 | 160 | 110 | 380 | 12.2 | 0 | Yy0 | hv | 0 | -9 | 9 | 0 | 1.5 | FALSE
100 MVA 220/110 kV | 0.06 | 55 | 0.26 | 100 | 110 | 220 | 12 | 0 | Yy0 | hv | 0 | -9 | 9 | 0 | 1.5 | FALSE
63 MVA 110/20 kV | 0.04 | 22 | 0.32 | 63 | 20 | 110 | 18 | 150 | YNd5 | hv | 0 | -9 | 9 | 0 | 1.5 | FALSE
40 MVA 110/20 kV | 0.05 | 18 | 0.34 | 40 | 20 | 110 | 16.2 | 150 | YNd5 | hv | 0 | -9 | 9 | 0 | 1.5 | FALSE
25 MVA 110/20 kV | 0.07 | 14 | 0.41 | 25 | 20 | 110 | 12 | 150 | YNd5 | hv | 0 | -9 | 9 | 0 | 1.5 | FALSE
63 MVA 110/10 kV | 0.04 | 22 | 0.32 | 63 | 10 | 110 | 18 | 150 | YNd5 | hv | 0 | -9 | 9 | 0 | 1.5 | FALSE
40 MVA 110/10 kV | 0.05 | 18 | 0.34 | 40 | 10 | 110 | 16.2 | 150 | YNd5 | hv | 0 | -9 | 9 | 0 | 1.5 | FALSE
25 MVA 110/10 kV | 0.07 | 14 | 0.41 | 25 | 10 | 110 | 12 | 150 | YNd5 | hv | 0 | -9 | 9 | 0 | 1.5 | FALSE
0.25 MVA 20/0.4 kV | 0.32 | 0.8 | 1.44 | 0.25 | 0.4 | 20 | 6 | 150 | Yzn5 | hv | 0 | -2 | 2 | 0 | 2.5 | FALSE
0.4 MVA 20/0.4 kV | 0.3375 | 1.35 | 1.425 | 0.4 | 0.4 | 20 | 6 | 150 | Dyn5 | hv | 0 | -2 | 2 | 0 | 2.5 | FALSE
0.63 MVA 20/0.4 kV | 0.2619 | 1.65 | 1.206 | 0.63 | 0.4 | 20 | 6 | 150 | Dyn5 | hv | 0 | -2 | 2 | 0 | 2.5 | FALSE
0.25 MVA 10/0.4 kV | 0.24 | 0.6 | 1.2 | 0.25 | 0.4 | 10 | 4 | 150 | Dyn5 | hv | 0 | -2 | 2 | 0 | 2.5 | FALSE
0.4 MVA 10/0.4 kV | 0.2375 | 0.95 | 1.325 | 0.4 | 0.4 | 10 | 4 | 150 | Dyn5 | hv | 0 | -2 | 2 | 0 | 2.5 | FALSE
0.63 MVA 10/0.4 kV | 0.1873 | 1.18 | 1.0794 | 0.63 | 0.4 | 10 | 4 | 150 | Dyn5 | hv | 0 | -2 | 2 | 0 | 2.5 | FALSE

## trafo3w_std_types
| sn_hv_mva | sn_mv_mva | sn_lv_mva | vn_hv_kv | vn_mv_kv | vn_lv_kv | vk_hv_percent | vk_mv_percent | vk_lv_percent | vkr_hv_percent | vkr_mv_percent | vkr_lv_percent | pfe_kw | i0_percent | shift_mv_degree | shift_lv_degree | vector_group | tap_side | tap_neutral | tap_min | tap_max | tap_step_percent
63/25/38 MVA 110/20/10 kV | 63 | 25 | 38 | 110 | 20 | 10 | 10.4 | 10.4 | 10.4 | 0.28 | 0.32 | 0.35 | 35 | 0.89 | 0 | 0 | YN0yn0yn0 | hv | 0 | -10 | 10 | 1.2
63/25/38 MVA 110/10/10 kV | 63 | 25 | 38 | 110 | 10 | 10 | 10.4 | 10.4 | 10.4 | 0.28 | 0.32 | 0.35 | 35 | 0.89 | 0 | 0 | YN0yn0yn0 | hv | 0 | -10 | 10 | 1.2

## fuse_std_types
| fuse_type | i_rated_a | t_avg | t_min | t_total | x_avg | x_min | x_total
HV 100A | HV 100A | 100 | 0 | [10.0, 3.64, 0.854, 0.281, 0.1, 0.0531, 0.022, 0.01] | [10.0, 4.267, 1.21, 0.403, 0.1, 0.058, 0.022, 0.01] | 0 | [300.0, 350.0, 450.0, 550.0, 700.0, 850.0, 1200.0, 1752.0] | [600.0, 700.0, 900.0, 1150.0, 1665.0, 2000.0, 3000.0, 4313.0]
HV 10A | HV 10A | 10 | 0 | [10.0, 1675.0, 0.344, 0.156, 0.1, 0.0417, 0.0171, 0.01] | [10.0, 1.3, 0.3, 0.155, 0.1, 0.0555, 0.023, 0.01] | 0 | [30.0, 32.0, 35.0, 37.0, 39.0, 50.0, 70.0, 88.0] | [60.0, 70.0, 80.0, 87.0, 94.0, 110.0, 150.0, 216.0]
HV 125A | HV 125A | 125 | 0 | [10.0, 1.82, 0.344, 0.1, 0.0467, 0.0269, 0.01] | [10.0, 2.478, 0.426, 0.1, 0.0427, 0.0211, 0.01] | 0 | [375.0, 500.0, 700.0, 925.0, 1200.0, 1500.0, 2341.0] | [750.0, 1000.0, 1500.0, 2200.0, 3000.0, 4000.0, 5765.0]
HV 160A | HV 160A | 160 | 0 | [10.0, 4.15, 1.03, 0.198, 0.1, 0.051, 0.0172, 0.01] | [10.0, 2.3, 0.734, 0.274, 0.1, 0.046, 0.0177, 0.01] | 0 | [480.0, 550.0, 700.0, 1000.0, 1260.0, 1600.0, 2500.0, 3227.0] | [960.0, 1300.0, 1700.0, 2200.0, 2996.0, 4000.0, 6000.0, 7946.0]
HV 16A | HV 16A | 16 | 0 | [10.0, 0.352, 0.164, 0.1, 0.0649, 0.0342, 0.01] | [10.0, 2.34, 0.722, 0.181, 0.1, 0.055, 0.0296, 0.01] | 0 | [48.0, 60.0, 65.0, 71.0, 80.0, 100.0, 162.0] | [96.0, 110.0, 125.0, 150.0, 168.0, 200.0, 250.0, 398.0]
HV 200A | HV 200A | 200 | 0 | [10.0, 4.267, 1.21, 0.403, 0.1, 0.058, 0.022, 0.01] | [10.0, 3.73, 1.654, 0.328, 0.1, 0.0531, 0.019, 0.01] | 0 | [600.0, 700.0, 900.0, 1150.0, 1665.0, 2000.0, 3000.0, 4313.0] | [1200.0, 1500.0, 1800.0, 2700.0, 3960.0, 5000.0, 7500.0, 10620.0]
HV 20A | HV 20A | 20 | 0 | [10.0, 1.3, 0.3, 0.155, 0.1, 0.0555, 0.023, 0.01] | [10.0, 1.3, 0.161, 0.1, 0.0611, 0.0399, 0.0141, 0.01] | 0 | [60.0, 70.0, 80.0, 87.0, 94.0, 110.0, 150.0, 216.0] | [120.0, 150.0, 200.0, 223.0, 260.0, 300.0, 450.0, 532.0]
HV 25A | HV 25A | 25 | 0 | [10.0, 2.512, 0.833, 0.299, 0.1, 0.0372, 0.0223, 0.01] | [10.0, 3.125, 0.597, 0.198, 0.1, 0.0378, 0.022, 0.01] | 0 | [75.0, 82.0, 90.0, 100.0, 124.0, 170.0, 200.0, 289.0] | [150.0, 170.0, 210.0, 250.0, 294.0, 400.0, 500.0, 711.0]
HV 31.5A | HV 31.5A | 31.5 | 0 | [10.0, 2.34, 0.722, 0.181, 0.1, 0.055, 0.0296, 0.01] | [10.0, 2.84, 0.368, 0.164, 0.1, 0.0621, 0.0378, 0.0195, 0.01] | 0 | [95.0, 110.0, 125.0, 150.0, 165.0, 200.0, 250.0, 390.0] | [189.0, 220.0, 300.0, 350.0, 393.0, 450.0, 530.0, 700.0, 960.0]
HV 40A | HV 40A | 40 | 0 | [10.0, 1.3, 0.161, 0.1, 0.0611, 0.0399, 0.0141, 0.01] | [10.0, 2.05, 0.369, 0.198, 0.1, 0.051, 0.0298, 0.01] | 0 | [120.0, 150.0, 200.0, 223.0, 260.0, 300.0, 450.0, 532.0] | [240.0, 300.0, 400.0, 450.0, 530.0, 650.0, 800.0, 1311.0]
HV 50A | HV 50A | 50 | 0 | [10.0, 3.215, 0.597, 0.198, 0.1, 0.0378, 0.022, 0.01] | [10.0, 3.64, 0.854, 0.281, 0.1, 0.0531, 0.022, 0.01] | 0 | [150.0, 170.0, 210.0, 250.0, 294.0, 400.0, 500.0, 711.0] | [300.0, 350.0, 450.0, 550.0, 700.0, 850.0, 1200.0, 1752.0]
HV 6.3A | HV 6.3A | 6.3 | 0 | [10.0, 1.39, 0.344, 0.168, 0.1, 0.056, 0.0263, 0.01] | [10.0, 1.711, 0.516, 0.198, 0.1, 0.0634, 0.0303, 0.01] | 0 | [19.0, 19.5, 20.4, 20.8, 22.0, 25.0, 32.0, 48.0] | [38.0, 40.0, 43.0, 48.0, 53.0, 60.0, 75.0, 118.0]
HV 63A | HV 63A | 63 | 0 | [10.0, 2.84, 0.368, 0.164, 0.1, 0.0621, 0.0378, 0.0195, 0.01] | [10.0, 1.82, 0.344, 0.1, 0.0467, 0.0269, 0.01] | 0 | [189.0, 220.0, 300.0, 350.0, 393.0, 450.0, 530.0, 700.0, 961.0] | [378.0, 500.0, 700.0, 934.0, 1200.0, 1500.0, 2366.0]
HV 80A | HV 80A | 80 | 0 | [10.0, 2.05, 0.369, 0.198, 0.1, 0.051, 0.0298, 0.01] | [10.0, 4.15, 1.03, 0.198, 0.1, 0.051, 0.0172, 0.01] | 0 | [240.0, 300.0, 400.0, 450.0, 530.0, 650.0, 800.0, 1311.0] | [480.0, 550.0, 700.0, 1000.0, 1260.0, 1600.0, 2500.0, 3227.0]
Siemens NH-1-100 | Siemens NH-1-100 | 100 | [5400.0, 2000.0, 400.0, 20.0, 1.0, 0.2, 0.012, 0.004] | 0 | 0 | [150.0, 190.0, 250.0, 430.0, 900.0, 1250.0, 2700.0, 3600.0] | 0 | 0
Siemens NH-1-125 | Siemens NH-1-125 | 125 | [4800.0, 120.0, 7.0, 0.1, 0.004] | 0 | 0 | [180.0, 400.0, 740.0, 2000.0, 4250.0] | 0 | 0
Siemens NH-1-16 | Siemens NH-1-16 | 16 | [4000.0, 400.0, 2.0, 0.1, 0.04, 0.01] | 0 | 0 | [26.0, 35.0, 75.0, 150.0, 200.0, 300.0] | 0 | 0
Siemens NH-1-160 | Siemens NH-1-160 | 160 | [4800.0, 120.0, 7.0, 0.1, 0.004] | 0 | 0 | [210.0, 500.0, 900.0, 2300.0, 5000.0] | 0 | 0
Siemens NH-1-25 | Siemens NH-1-25 | 25 | [4000.0, 1000.0, 10.0, 0.2, 0.02, 0.01] | 0 | 0 | [40.0, 50.0, 100.0, 210.0, 400.0, 500.0] | 0 | 0
Siemens NH-1-50 | Siemens NH-1-50 | 50 | [4000.0, 40.0, 4.0, 1.0, 0.02, 0.01] | 0 | 0 | [86.0, 200.0, 300.0, 400.0, 1000.0, 1280.0] | 0 | 0
Siemens NH-1-63 | Siemens NH-1-63 | 63 | [4000.0, 100.0, 10.0, 2.0, 0.04, 0.01] | 0 | 0 | [100.0, 200.0, 300.0, 400.0, 1000.0, 1500.0] | 0 | 0
Siemens NH-1-80 | Siemens NH-1-80 | 80 | [4800.0, 120.0, 7.0, 0.1, 0.01] | 0 | 0 | [150.58, 250.0, 450.0, 1150.0, 2470.0] | 0 | 0
Siemens NH-2-1000 | Siemens NH-2-1000 | 1000 | [4800.0, 120.0, 7.0, 0.1, 0.004] | 0 | 0 | [1900.0, 3500.0, 8400.0, 24000.0, 52000.0] | 0 | 0
Siemens NH-2-200 | Siemens NH-2-200 | 200 | [4800.0, 120.0, 7.0, 0.1, 0.004] | 0 | 0 | [280.0, 650.0, 1200.0, 3000.0, 7000.0] | 0 | 0
Siemens NH-2-224 | Siemens NH-2-224 | 224 | [4800.0, 120.0, 7.0, 0.2, 0.04, 0.004] | 0 | 0 | [400.0, 750.0, 1453.0, 3025.0, 4315.0, 7600.0] | 0 | 0
Siemens NH-2-250 | Siemens NH-2-250 | 250 | [4800.0, 120.0, 7.0, 0.1, 0.004] | 0 | 0 | [450.0, 800.0, 1650.0, 4000.0, 8500.0] | 0 | 0
Siemens NH-2-315 | Siemens NH-2-315 | 315 | [4800.0, 120.0, 7.0, 0.1, 0.004] | 0 | 0 | [550.0, 920.0, 1900.0, 5000.0, 11000.0] | 0 | 0
Siemens NH-2-355 | Siemens NH-2-355 | 355 | [4800.0, 120.0, 6.0, 0.1, 0.004] | 0 | 0 | [650.0, 1116.27, 2350.0, 5840.0, 12790.0] | 0 | 0
Siemens NH-2-400 | Siemens NH-2-400 | 400 | [4800.0, 120.0, 7.0, 0.1, 0.004] | 0 | 0 | [720.0, 1350.0, 2800.0, 6500.0, 15000.0] | 0 | 0
Siemens NH-2-425 | Siemens NH-2-425 | 425 | [4800.0, 120.0, 7.0, 0.1, 0.004] | 0 | 0 | [850.0, 1500.0, 3050.0, 7500.0, 16500.0] | 0 | 0
Siemens NH-2-630 | Siemens NH-2-630 | 630 | [4800.0, 120.0, 7.0, 0.1, 0.004] | 0 | 0 | [1200.0, 2000.0, 4800.0, 12000.0, 26000.0] | 0 | 0

## dtypes
| element | column | dtype
0 | bus | name | object
1 | bus | vn_kv | float64
2 | bus | type | object
3 | bus | zone | object
4 | bus | in_service | bool
5 | load | name | object
6 | load | bus | uint32
7 | load | p_mw | float64
8 | load | q_mvar | float64
9 | load | const_z_percent | float64
10 | load | const_i_percent | float64
11 | load | sn_mva | float64
12 | load | scaling | float64
13 | load | in_service | bool
14 | load | type | object
15 | ext_grid | name | object
16 | ext_grid | bus | uint32
17 | ext_grid | vm_pu | float64
18 | ext_grid | va_degree | float64
19 | ext_grid | slack_weight | float64
20 | ext_grid | in_service | bool
21 | line | name | object
22 | line | std_type | object
23 | line | from_bus | uint32
24 | line | to_bus | uint32
25 | line | length_km | float64
26 | line | r_ohm_per_km | float64
27 | line | x_ohm_per_km | float64
28 | line | c_nf_per_km | float64
29 | line | g_us_per_km | float64
30 | line | max_i_ka | float64
31 | line | df | float64
32 | line | parallel | uint32
33 | line | type | object
34 | line | in_service | bool
35 | trafo | name | object
36 | trafo | std_type | object
37 | trafo | hv_bus | uint32
38 | trafo | lv_bus | uint32
39 | trafo | sn_mva | float64
40 | trafo | vn_hv_kv | float64
41 | trafo | vn_lv_kv | float64
42 | trafo | vk_percent | float64
43 | trafo | vkr_percent | float64
44 | trafo | pfe_kw | float64
45 | trafo | i0_percent | float64
46 | trafo | shift_degree | float64
47 | trafo | tap_side | object
48 | trafo | tap_neutral | int32
49 | trafo | tap_min | int32
50 | trafo | tap_max | int32
51 | trafo | tap_step_percent | float64
52 | trafo | tap_step_degree | float64
53 | trafo | tap_pos | int32
54 | trafo | tap_phase_shifter | bool
55 | trafo | parallel | uint32
56 | trafo | df | float64
57 | trafo | in_service | bool
58 | line_geodata | coords | object
59 | bus_geodata | x | float64
60 | bus_geodata | y | float64
61 | bus_geodata | coords | object

## parameters
| version | format_version | converged | OPF_converged | name | f_hz | sn_mva
0 | 2.14.6 | 2.14.0 | FALSE | FALSE |  | 50 | 1