## bus
| name | vn_kv | type | zone | in_service
0 | bus_LV_3408-2_0_4_node_0 | 0.4 | n |  | TRUE
1 | bus_LV_3408-2_0_4_node_1 | 0.4 | n |  | TRUE
2 | bus_LV_3408-2_0_4_node_2 | 0.4 | n |  | TRUE
3 | bus_LV_3408-2_0_4_node_6 | 0.4 | n |  | TRUE
4 | bus_LV_3408-2_0_4_node_3 | 0.4 | n |  | TRUE
5 | bus_LV_3408-2_0_4_node_165 | 0.4 | n |  | TRUE
6 | bus_LV_3408-2_0_4_node_167 | 0.4 | n |  | TRUE
7 | bus_LV_3408-2_0_4_node_4 | 0.4 | n |  | TRUE
8 | bus_LV_3408-2_0_4_node_5 | 0.4 | n |  | TRUE
9 | bus_LV_3408-2_0_4_node_19 | 0.4 | n |  | TRUE
10 | bus_LV_3408-2_0_4_node_16 | 0.4 | n |  | TRUE
11 | bus_LV_3408-2_0_4_node_164 | 0.4 | n |  | TRUE
12 | bus_LV_3408-2_0_4_node_162 | 0.4 | n |  | TRUE
13 | bus_LV_3408-2_0_4_node_7 | 0.4 | n |  | TRUE
14 | bus_LV_3408-2_0_4_node_8 | 0.4 | n |  | TRUE
15 | bus_LV_3408-2_0_4_node_9 | 0.4 | n |  | TRUE
16 | bus_LV_3408-2_0_4_node_10 | 0.4 | n |  | TRUE
17 | bus_LV_3408-2_0_4_node_11 | 0.4 | n |  | TRUE
18 | bus_LV_3408-2_0_4_node_26 | 0.4 | n |  | TRUE
19 | bus_LV_3408-2_0_4_node_28 | 0.4 | n |  | TRUE
20 | bus_LV_3408-2_0_4_node_30 | 0.4 | n |  | TRUE
21 | bus_LV_3408-2_0_4_node_27 | 0.4 | n |  | TRUE
22 | bus_LV_3408-2_0_4_node_12 | 0.4 | n |  | TRUE
23 | bus_LV_3408-2_0_4_node_13 | 0.4 | n |  | TRUE
24 | bus_LV_3408-2_0_4_node_14 | 0.4 | n |  | TRUE
25 | bus_LV_3408-2_0_4_node_15 | 0.4 | n |  | TRUE
26 | bus_LV_3408-2_0_4_node_17 | 0.4 | n |  | TRUE
27 | bus_LV_3408-2_0_4_node_18 | 0.4 | n |  | TRUE
28 | bus_LV_3408-2_0_4_node_20 | 0.4 | n |  | TRUE
29 | bus_LV_3408-2_0_4_node_96 | 0.4 | n |  | TRUE
30 | bus_LV_3408-2_0_4_node_29 | 0.4 | n |  | TRUE
31 | bus_LV_3408-2_0_4_node_21 | 0.4 | n |  | TRUE
32 | bus_LV_3408-2_0_4_node_22 | 0.4 | n |  | TRUE
33 | bus_LV_3408-2_0_4_node_44 | 0.4 | n |  | TRUE
34 | bus_LV_3408-2_0_4_node_23 | 0.4 | n |  | TRUE
35 | bus_LV_3408-2_0_4_node_51 | 0.4 | n |  | TRUE
36 | bus_LV_3408-2_0_4_node_24 | 0.4 | n |  | TRUE
37 | bus_LV_3408-2_0_4_node_52 | 0.4 | n |  | TRUE
38 | bus_LV_3408-2_0_4_node_25 | 0.4 | n |  | TRUE
39 | bus_LV_3408-2_0_4_node_33 | 0.4 | n |  | TRUE
40 | bus_LV_3408-2_0_4_node_34 | 0.4 | n |  | TRUE
41 | bus_LV_3408-2_0_4_node_31 | 0.4 | n |  | TRUE
42 | bus_LV_3408-2_0_4_node_61 | 0.4 | n |  | TRUE
43 | bus_LV_3408-2_0_4_node_59 | 0.4 | n |  | TRUE
44 | bus_LV_3408-2_0_4_node_88 | 0.4 | n |  | TRUE
45 | bus_LV_3408-2_0_4_node_176 | 0.4 | n |  | TRUE
46 | bus_LV_3408-2_0_4_node_177 | 0.4 | n |  | TRUE
47 | bus_LV_3408-2_0_4_node_32 | 0.4 | n |  | TRUE
48 | bus_LV_3408-2_0_4_node_181 | 0.4 | n |  | TRUE
49 | bus_LV_3408-2_0_4_node_180 | 0.4 | n |  | TRUE
50 | bus_LV_3408-2_0_4_node_63 | 0.4 | n |  | TRUE
51 | bus_LV_3408-2_0_4_node_60 | 0.4 | n |  | TRUE
52 | bus_LV_3408-2_0_4_node_86 | 0.4 | n |  | TRUE
53 | bus_LV_3408-2_0_4_node_35 | 0.4 | n |  | TRUE
54 | bus_LV_3408-2_0_4_node_36 | 0.4 | n |  | TRUE
55 | bus_LV_3408-2_0_4_node_37 | 0.4 | n |  | TRUE
56 | bus_LV_3408-2_0_4_node_38 | 0.4 | n |  | TRUE
57 | bus_LV_3408-2_0_4_node_39 | 0.4 | n |  | TRUE
58 | bus_LV_3408-2_0_4_node_125 | 0.4 | n |  | TRUE
59 | bus_LV_3408-2_0_4_node_104 | 0.4 | n |  | TRUE
60 | bus_LV_3408-2_0_4_node_126 | 0.4 | n |  | TRUE
61 | bus_LV_3408-2_0_4_node_40 | 0.4 | n |  | TRUE
62 | bus_LV_3408-2_0_4_node_41 | 0.4 | n |  | TRUE
63 | bus_LV_3408-2_0_4_node_42 | 0.4 | n |  | TRUE
64 | bus_LV_3408-2_0_4_node_43 | 0.4 | n |  | TRUE
65 | bus_LV_3408-2_0_4_node_45 | 0.4 | n |  | TRUE
66 | bus_LV_3408-2_0_4_node_64 | 0.4 | n |  | TRUE
67 | bus_LV_3408-2_0_4_node_84 | 0.4 | n |  | TRUE
68 | bus_LV_3408-2_0_4_node_65 | 0.4 | n |  | TRUE
69 | bus_LV_3408-2_0_4_node_66 | 0.4 | n |  | TRUE
70 | bus_LV_3408-2_0_4_node_85 | 0.4 | n |  | TRUE
71 | bus_LV_3408-2_0_4_node_83 | 0.4 | n |  | TRUE
72 | bus_LV_3408-2_0_4_node_46 | 0.4 | n |  | TRUE
73 | bus_LV_3408-2_0_4_node_47 | 0.4 | n |  | TRUE
74 | bus_LV_3408-2_0_4_node_49 | 0.4 | n |  | TRUE
75 | bus_LV_3408-2_0_4_node_50 | 0.4 | n |  | TRUE
76 | bus_LV_3408-2_0_4_node_80 | 0.4 | n |  | TRUE
77 | bus_LV_3408-2_0_4_node_92 | 0.4 | n |  | TRUE
78 | bus_LV_3408-2_0_4_node_95 | 0.4 | n |  | TRUE
79 | bus_LV_3408-2_0_4_node_77 | 0.4 | n |  | TRUE
80 | bus_LV_3408-2_0_4_node_81 | 0.4 | n |  | TRUE
81 | bus_LV_3408-2_0_4_node_67 | 0.4 | n |  | TRUE
82 | bus_LV_3408-2_0_4_node_68 | 0.4 | n |  | TRUE
83 | bus_LV_3408-2_0_4_node_53 | 0.4 | n |  | TRUE
84 | bus_LV_3408-2_0_4_node_54 | 0.4 | n |  | TRUE
85 | bus_LV_3408-2_0_4_node_55 | 0.4 | n |  | TRUE
86 | bus_LV_3408-2_0_4_node_56 | 0.4 | n |  | TRUE
87 | bus_LV_3408-2_0_4_node_57 | 0.4 | n |  | TRUE
88 | bus_LV_3408-2_0_4_node_58 | 0.4 | n |  | TRUE
89 | bus_LV_3408-2_0_4_node_69 | 0.4 | n |  | TRUE
90 | bus_LV_3408-2_0_4_node_93 | 0.4 | n |  | TRUE
91 | bus_LV_3408-2_0_4_node_75 | 0.4 | n |  | TRUE
92 | bus_LV_3408-2_0_4_node_74 | 0.4 | n |  | TRUE
93 | bus_LV_3408-2_0_4_node_62 | 0.4 | n |  | TRUE
94 | bus_LV_3408-2_0_4_node_82 | 0.4 | n |  | TRUE
95 | bus_LV_3408-2_0_4_node_71 | 0.4 | n |  | TRUE
96 | bus_LV_3408-2_0_4_node_90 | 0.4 | n |  | TRUE
97 | bus_LV_3408-2_0_4_node_91 | 0.4 | n |  | TRUE
98 | bus_LV_3408-2_0_4_node_78 | 0.4 | n |  | TRUE
99 | bus_LV_3408-2_0_4_node_72 | 0.4 | n |  | TRUE
100 | bus_LV_3408-2_0_4_node_182 | 0.4 | n |  | TRUE
101 | bus_LV_3408-2_0_4_node_73 | 0.4 | n |  | TRUE
102 | bus_LV_3408-2_0_4_node_98 | 0.4 | n |  | TRUE
103 | bus_LV_3408-2_0_4_node_102 | 0.4 | n |  | TRUE
104 | bus_LV_3408-2_0_4_node_100 | 0.4 | n |  | TRUE
105 | bus_LV_3408-2_0_4_node_101 | 0.4 | n |  | TRUE
106 | bus_LV_3408-2_0_4_node_76 | 0.4 | n |  | TRUE
107 | bus_LV_3408-2_0_4_node_79 | 0.4 | n |  | TRUE
108 | bus_LV_3408-2_0_4_node_103 | 0.4 | n |  | TRUE
109 | bus_LV_3408-2_0_4_node_87 | 0.4 | n |  | TRUE
110 | bus_LV_3408-2_0_4_node_89 | 0.4 | n |  | TRUE
111 | bus_LV_3408-2_0_4_node_105 | 0.4 | n |  | TRUE
112 | bus_LV_3408-2_0_4_node_106 | 0.4 | n |  | TRUE
113 | bus_LV_3408-2_0_4_node_107 | 0.4 | n |  | TRUE
114 | bus_LV_3408-2_0_4_node_108 | 0.4 | n |  | TRUE
115 | bus_LV_3408-2_0_4_node_109 | 0.4 | n |  | TRUE
116 | bus_LV_3408-2_0_4_node_112 | 0.4 | n |  | TRUE
117 | bus_LV_3408-2_0_4_node_155 | 0.4 | n |  | TRUE
118 | bus_LV_3408-2_0_4_node_152 | 0.4 | n |  | TRUE
119 | bus_LV_3408-2_0_4_node_115 | 0.4 | n |  | TRUE
120 | bus_LV_3408-2_0_4_node_110 | 0.4 | n |  | TRUE
121 | bus_LV_3408-2_0_4_node_174 | 0.4 | n |  | TRUE
122 | bus_LV_3408-2_0_4_node_153 | 0.4 | n |  | TRUE
123 | bus_LV_3408-2_0_4_node_111 | 0.4 | n |  | TRUE
124 | bus_LV_3408-2_0_4_node_113 | 0.4 | n |  | TRUE
125 | bus_LV_3408-2_0_4_node_114 | 0.4 | n |  | TRUE
126 | bus_LV_3408-2_0_4_node_118 | 0.4 | n |  | TRUE
127 | bus_LV_3408-2_0_4_node_127 | 0.4 | n |  | TRUE
128 | bus_LV_3408-2_0_4_node_135 | 0.4 | n |  | TRUE
129 | bus_LV_3408-2_0_4_node_116 | 0.4 | n |  | TRUE
130 | bus_LV_3408-2_0_4_node_128 | 0.4 | n |  | TRUE
131 | bus_LV_3408-2_0_4_node_136 | 0.4 | n |  | TRUE
132 | bus_LV_3408-2_0_4_node_117 | 0.4 | n |  | TRUE
133 | bus_LV_3408-2_0_4_node_119 | 0.4 | n |  | TRUE
134 | bus_LV_3408-2_0_4_node_137 | 0.4 | n |  | TRUE
135 | bus_LV_3408-2_0_4_node_124 | 0.4 | n |  | TRUE
136 | bus_LV_3408-2_0_4_node_120 | 0.4 | n |  | TRUE
137 | bus_LV_3408-2_0_4_node_121 | 0.4 | n |  | TRUE
138 | bus_LV_3408-2_0_4_node_122 | 0.4 | n |  | TRUE
139 | bus_LV_3408-2_0_4_node_123 | 0.4 | n |  | TRUE
140 | bus_LV_3408-2_0_4_node_133 | 0.4 | n |  | TRUE
141 | bus_LV_3408-2_0_4_node_134 | 0.4 | n |  | TRUE
142 | bus_LV_3408-2_0_4_node_129 | 0.4 | n |  | TRUE
143 | bus_LV_3408-2_0_4_node_132 | 0.4 | n |  | TRUE
144 | bus_LV_3408-2_0_4_node_131 | 0.4 | n |  | TRUE
145 | bus_LV_3408-2_0_4_node_130 | 0.4 | n |  | TRUE
146 | bus_LV_3408-2_0_4_node_156 | 0.4 | n |  | TRUE
147 | bus_LV_3408-2_0_4_node_170 | 0.4 | n |  | TRUE
148 | bus_LV_3408-2_0_4_node_138 | 0.4 | n |  | TRUE
149 | bus_LV_3408-2_0_4_node_139 | 0.4 | n |  | TRUE
150 | bus_LV_3408-2_0_4_node_140 | 0.4 | n |  | TRUE
151 | bus_LV_3408-2_0_4_node_141 | 0.4 | n |  | TRUE
152 | bus_LV_3408-2_0_4_node_142 | 0.4 | n |  | TRUE
153 | bus_LV_3408-2_0_4_node_143 | 0.4 | n |  | TRUE
154 | bus_LV_3408-2_0_4_node_166 | 0.4 | n |  | TRUE
155 | bus_LV_3408-2_0_4_node_149 | 0.4 | n |  | TRUE
156 | bus_LV_3408-2_0_4_node_144 | 0.4 | n |  | TRUE
157 | bus_LV_3408-2_0_4_node_145 | 0.4 | n |  | TRUE
158 | bus_LV_3408-2_0_4_node_146 | 0.4 | n |  | TRUE
159 | bus_LV_3408-2_0_4_node_147 | 0.4 | n |  | TRUE
160 | bus_LV_3408-2_0_4_node_148 | 0.4 | n |  | TRUE
161 | bus_LV_3408-2_0_4_node_150 | 0.4 | n |  | TRUE
162 | bus_LV_3408-2_0_4_node_151 | 0.4 | n |  | TRUE
163 | bus_LV_3408-2_0_4_node_154 | 0.4 | n |  | TRUE
164 | bus_LV_3408-2_0_4_node_172 | 0.4 | n |  | TRUE
165 | bus_LV_3408-2_0_4_node_157 | 0.4 | n |  | TRUE
166 | bus_LV_3408-2_0_4_node_158 | 0.4 | n |  | TRUE
167 | bus_LV_3408-2_0_4_node_159 | 0.4 | n |  | TRUE
168 | bus_LV_3408-2_0_4_node_160 | 0.4 | n |  | TRUE
169 | bus_LV_3408-2_0_4_node_161 | 0.4 | n |  | TRUE
170 | bus_LV_3408-2_0_4_node_163 | 0.4 | n |  | TRUE
171 | bus_LV_3408-2_0_4_node_168 | 0.4 | n |  | TRUE
172 | bus_LV_3408-2_0_4_node_169 | 0.4 | n |  | TRUE
173 | bus_LV_3408-2_0_4_node_171 | 0.4 | n |  | TRUE
174 | bus_MV_587_0_node_74 | 20 | n |  | TRUE

## load
| name | bus | p_mw | q_mvar | const_z_percent | const_i_percent | sn_mva | scaling | in_service | type
0 | LV_3408-2_0_4_load_0 | 0 | 0.0026998 | 0.00067662 | 0 | 0 |  | 1 | TRUE | wye
1 | LV_3408-2_0_4_load_3 | 4 | 0.00099515 | 0.00024941 | 0 | 0 |  | 1 | TRUE | wye
2 | LV_3408-2_0_4_load_165 | 5 | 0.00092474 | 0.00023176 | 0 | 0 |  | 1 | TRUE | wye
3 | LV_3408-2_0_4_load_167 | 6 | 0.0017336 | 0.00043449 | 0 | 0 |  | 1 | TRUE | wye
4 | LV_3408-2_0_4_load_4 | 7 | 0.00099059 | 0.00024826 | 0 | 0 |  | 1 | TRUE | wye
5 | LV_3408-2_0_4_load_5 | 8 | 0.002199 | 0.00055112 | 0 | 0 |  | 1 | TRUE | wye
6 | LV_3408-2_0_4_load_19 | 9 | 0.0019452 | 0.00048751 | 0 | 0 |  | 1 | TRUE | wye
7 | LV_3408-2_0_4_load_164 | 11 | 0.002055 | 0.00051504 | 0 | 0 |  | 1 | TRUE | wye
8 | LV_3408-2_0_4_load_162 | 12 | 0.0023094 | 0.00057879 | 0 | 0 |  | 1 | TRUE | wye
9 | LV_3408-2_0_4_load_7 | 13 | 0.0012131 | 0.00030404 | 0 | 0 |  | 1 | TRUE | wye
10 | LV_3408-2_0_4_load_8 | 14 | 0.0012196 | 0.00030566 | 0 | 0 |  | 1 | TRUE | wye
11 | LV_3408-2_0_4_load_9 | 15 | 0.0012154 | 0.00030462 | 0 | 0 |  | 1 | TRUE | wye
12 | LV_3408-2_0_4_load_10 | 16 | 0.0012077 | 0.00030268 | 0 | 0 |  | 1 | TRUE | wye
13 | LV_3408-2_0_4_load_11 | 17 | 0.0011698 | 0.00029317 | 0 | 0 |  | 1 | TRUE | wye
14 | LV_3408-2_0_4_load_26 | 18 | 0.0012154 | 0.00030462 | 0 | 0 |  | 1 | TRUE | wye
15 | LV_3408-2_0_4_load_28 | 19 | 0.0020842 | 0.00052234 | 0 | 0 |  | 1 | TRUE | wye
16 | LV_3408-2_0_4_load_30 | 20 | 0.0012131 | 0.00030404 | 0 | 0 |  | 1 | TRUE | wye
17 | LV_3408-2_0_4_load_12 | 22 | 0.003048 | 0.00076389 | 0 | 0 |  | 1 | TRUE | wye
18 | LV_3408-2_0_4_load_13 | 23 | 0.0020406 | 0.00051141 | 0 | 0 |  | 1 | TRUE | wye
19 | LV_3408-2_0_4_load_15 | 25 | 0.0021098 | 0.00052877 | 0 | 0 |  | 1 | TRUE | wye
20 | LV_3408-2_0_4_load_17 | 26 | 0.0043754 | 0.0010966 | 0 | 0 |  | 1 | TRUE | wye
21 | LV_3408-2_0_4_load_96 | 29 | 0.0015758 | 0.00039492 | 0 | 0 |  | 1 | TRUE | wye
22 | LV_3408-2_0_4_load_29 | 30 | 0.0034782 | 0.00087171 | 0 | 0 |  | 1 | TRUE | wye
23 | LV_3408-2_0_4_load_21 | 31 | 0.0036496 | 0.00091467 | 0 | 0 |  | 1 | TRUE | wye
24 | LV_3408-2_0_4_load_22 | 32 | 0.0037885 | 0.00094948 | 0 | 0 |  | 1 | TRUE | wye
25 | LV_3408-2_0_4_load_44 | 33 | 0.00119 | 0.00029825 | 0 | 0 |  | 1 | TRUE | wye
26 | LV_3408-2_0_4_load_23 | 34 | 0.0033435 | 0.00083797 | 0 | 0 |  | 1 | TRUE | wye
27 | LV_3408-2_0_4_load_51 | 35 | 0.0021958 | 0.00055033 | 0 | 0 |  | 1 | TRUE | wye
28 | LV_3408-2_0_4_load_24 | 36 | 0.009198 | 0.0023052 | 0 | 0 |  | 1 | TRUE | wye
29 | LV_3408-2_0_4_load_34 | 40 | 0.0030271 | 0.00075867 | 0 | 0 |  | 1 | TRUE | wye
30 | LV_3408-2_0_4_load_61 | 42 | 0.0057781 | 0.0014481 | 0 | 0 |  | 1 | TRUE | wye
31 | LV_3408-2_0_4_load_59 | 43 | 0.00047385 | 0.00011876 | 0 | 0 |  | 1 | TRUE | wye
32 | LV_3408-2_0_4_load_176 | 45 | 0.0012196 | 0.00030566 | 0 | 0 |  | 1 | TRUE | wye
33 | LV_3408-2_0_4_load_177 | 46 | 0.0012077 | 0.00030268 | 0 | 0 |  | 1 | TRUE | wye
34 | LV_3408-2_0_4_load_181 | 48 | 0.0055715 | 0.0013963 | 0 | 0 |  | 1 | TRUE | wye
35 | LV_3408-2_0_4_load_180 | 49 | 0.0056376 | 0.0014129 | 0 | 0 |  | 1 | TRUE | wye
36 | LV_3408-2_0_4_load_63 | 50 | 0.0013701 | 0.00034339 | 0 | 0 |  | 1 | TRUE | wye
37 | LV_3408-2_0_4_load_86 | 52 | 0.0008085 | 0.00020263 | 0 | 0 |  | 1 | TRUE | wye
38 | LV_3408-2_0_4_load_35 | 53 | 0.0099693 | 0.0024986 | 0 | 0 |  | 1 | TRUE | wye
39 | LV_3408-2_0_4_load_36 | 54 | 0.0019745 | 0.00049486 | 0 | 0 |  | 1 | TRUE | wye
40 | LV_3408-2_0_4_load_38 | 56 | 0.0028532 | 0.00071507 | 0 | 0 |  | 1 | TRUE | wye
41 | LV_3408-2_0_4_load_39 | 57 | 0.0065895 | 0.0016515 | 0 | 0 |  | 1 | TRUE | wye
42 | LV_3408-2_0_4_load_125 | 58 | 0.0028507 | 0.00071446 | 0 | 0 |  | 1 | TRUE | wye
43 | LV_3408-2_0_4_load_104 | 59 | 0.0078263 | 0.0019615 | 0 | 0 |  | 1 | TRUE | wye
44 | LV_3408-2_0_4_load_126 | 60 | 0.0020764 | 0.00052041 | 0 | 0 |  | 1 | TRUE | wye
45 | LV_3408-2_0_4_load_40 | 61 | 0.0016386 | 0.00041066 | 0 | 0 |  | 1 | TRUE | wye
46 | LV_3408-2_0_4_load_41 | 62 | 0.0042994 | 0.0010775 | 0 | 0 |  | 1 | TRUE | wye
47 | LV_3408-2_0_4_load_43 | 64 | 0.0044458 | 0.0011142 | 0 | 0 |  | 1 | TRUE | wye
48 | LV_3408-2_0_4_load_45 | 65 | 0.0015373 | 0.00038528 | 0 | 0 |  | 1 | TRUE | wye
49 | LV_3408-2_0_4_load_65 | 68 | 0.0040709 | 0.0010203 | 0 | 0 |  | 1 | TRUE | wye
50 | LV_3408-2_0_4_load_66 | 69 | 0.0025009 | 0.00062677 | 0 | 0 |  | 1 | TRUE | wye
51 | LV_3408-2_0_4_load_85 | 70 | 0.0058731 | 0.0014719 | 0 | 0 |  | 1 | TRUE | wye
52 | LV_3408-2_0_4_load_83 | 71 | 0.0034324 | 0.00086023 | 0 | 0 |  | 1 | TRUE | wye
53 | LV_3408-2_0_4_load_46 | 72 | 0.00046993 | 0.00011777 | 0 | 0 |  | 1 | TRUE | wye
54 | LV_3408-2_0_4_load_49 | 74 | 0.001616 | 0.00040501 | 0 | 0 |  | 1 | TRUE | wye
55 | LV_3408-2_0_4_load_50 | 75 | 0.00080769 | 0.00020243 | 0 | 0 |  | 1 | TRUE | wye
56 | LV_3408-2_0_4_load_80 | 76 | 0.00433 | 0.0010852 | 0 | 0 |  | 1 | TRUE | wye
57 | LV_3408-2_0_4_load_92 | 77 | 0.0015568 | 0.00039016 | 0 | 0 |  | 1 | TRUE | wye
58 | LV_3408-2_0_4_load_95 | 78 | 0.00053466 | 0.000134 | 0 | 0 |  | 1 | TRUE | wye
59 | LV_3408-2_0_4_load_77 | 79 | 0.0015777 | 0.00039541 | 0 | 0 |  | 1 | TRUE | wye
60 | LV_3408-2_0_4_load_81 | 80 | 0.0012683 | 0.00031786 | 0 | 0 |  | 1 | TRUE | wye
61 | LV_3408-2_0_4_load_67 | 81 | 0.0018382 | 0.0004607 | 0 | 0 |  | 1 | TRUE | wye
62 | LV_3408-2_0_4_load_68 | 82 | 0.002388 | 0.00059848 | 0 | 0 |  | 1 | TRUE | wye
63 | LV_3408-2_0_4_load_53 | 83 | 0.0011562 | 0.00028976 | 0 | 0 |  | 1 | TRUE | wye
64 | LV_3408-2_0_4_load_54 | 84 | 0.0022957 | 0.00057535 | 0 | 0 |  | 1 | TRUE | wye
65 | LV_3408-2_0_4_load_56 | 86 | 0.0015277 | 0.00038288 | 0 | 0 |  | 1 | TRUE | wye
66 | LV_3408-2_0_4_load_57 | 87 | 0.0015942 | 0.00039953 | 0 | 0 |  | 1 | TRUE | wye
67 | LV_3408-2_0_4_load_58 | 88 | 0.00072714 | 0.00018224 | 0 | 0 |  | 1 | TRUE | wye
68 | LV_3408-2_0_4_load_69 | 89 | 0.0015585 | 0.0003906 | 0 | 0 |  | 1 | TRUE | wye
69 | LV_3408-2_0_4_load_93 | 90 | 0.001515 | 0.00037971 | 0 | 0 |  | 1 | TRUE | wye
70 | LV_3408-2_0_4_load_74 | 92 | 0.00086856 | 0.00021768 | 0 | 0 |  | 1 | TRUE | wye
71 | LV_3408-2_0_4_load_62 | 93 | 0.00061592 | 0.00015436 | 0 | 0 |  | 1 | TRUE | wye
72 | LV_3408-2_0_4_load_82 | 94 | 0.00027937 | 7.0016e-05 | 0 | 0 |  | 1 | TRUE | wye
73 | LV_3408-2_0_4_load_71 | 95 | 0.00093679 | 0.00023478 | 0 | 0 |  | 1 | TRUE | wye
74 | LV_3408-2_0_4_load_91 | 97 | 0.0016648 | 0.00041724 | 0 | 0 |  | 1 | TRUE | wye
75 | LV_3408-2_0_4_load_78 | 98 | 0.0011233 | 0.00028152 | 0 | 0 |  | 1 | TRUE | wye
76 | LV_3408-2_0_4_load_72 | 99 | 0.0041784 | 0.0010472 | 0 | 0 |  | 1 | TRUE | wye
77 | LV_3408-2_0_4_load_182 | 100 | 0.00079131 | 0.00019832 | 0 | 0 |  | 1 | TRUE | wye
78 | LV_3408-2_0_4_load_98 | 102 | 0.00074272 | 0.00018614 | 0 | 0 |  | 1 | TRUE | wye
79 | LV_3408-2_0_4_load_102 | 103 | 0.0028786 | 0.00072143 | 0 | 0 |  | 1 | TRUE | wye
80 | LV_3408-2_0_4_load_100 | 104 | 0.0015166 | 0.0003801 | 0 | 0 |  | 1 | TRUE | wye
81 | LV_3408-2_0_4_load_101 | 105 | 0.0012825 | 0.00032142 | 0 | 0 |  | 1 | TRUE | wye
82 | LV_3408-2_0_4_load_79 | 107 | 0.0016537 | 0.00041445 | 0 | 0 |  | 1 | TRUE | wye
83 | LV_3408-2_0_4_load_103 | 108 | 0.010827 | 0.0027136 | 0 | 0 |  | 1 | TRUE | wye
84 | LV_3408-2_0_4_load_87 | 109 | 0.0033171 | 0.00083134 | 0 | 0 |  | 1 | TRUE | wye
85 | LV_3408-2_0_4_load_89 | 110 | 0.005628 | 0.0014105 | 0 | 0 |  | 1 | TRUE | wye
86 | LV_3408-2_0_4_load_105 | 111 | 0.0026778 | 0.00067112 | 0 | 0 |  | 1 | TRUE | wye
87 | LV_3408-2_0_4_load_106 | 112 | 0.0068055 | 0.0017056 | 0 | 0 |  | 1 | TRUE | wye
88 | LV_3408-2_0_4_load_107 | 113 | 0.0039154 | 0.00098129 | 0 | 0 |  | 1 | TRUE | wye
89 | LV_3408-2_0_4_load_155 | 117 | 0.0017789 | 0.00044583 | 0 | 0 |  | 1 | TRUE | wye
90 | LV_3408-2_0_4_load_152 | 118 | 0.0033482 | 0.00083914 | 0 | 0 |  | 1 | TRUE | wye
91 | LV_3408-2_0_4_load_115 | 119 | 0.0027665 | 0.00069336 | 0 | 0 |  | 1 | TRUE | wye
92 | LV_3408-2_0_4_load_110 | 120 | 0.0025092 | 0.00062887 | 0 | 0 |  | 1 | TRUE | wye
93 | LV_3408-2_0_4_load_174 | 121 | 0.0018035 | 0.000452 | 0 | 0 |  | 1 | TRUE | wye
94 | LV_3408-2_0_4_load_153 | 122 | 0.0051468 | 0.0012899 | 0 | 0 |  | 1 | TRUE | wye
95 | LV_3408-2_0_4_load_113 | 124 | 0.002683 | 0.00067243 | 0 | 0 |  | 1 | TRUE | wye
96 | LV_3408-2_0_4_load_114 | 125 | 0.0022499 | 0.00056387 | 0 | 0 |  | 1 | TRUE | wye
97 | LV_3408-2_0_4_load_118 | 126 | 0.0027773 | 0.00069606 | 0 | 0 |  | 1 | TRUE | wye
98 | LV_3408-2_0_4_load_127 | 127 | 0.015509 | 0.0038869 | 0 | 0 |  | 1 | TRUE | wye
99 | LV_3408-2_0_4_load_135 | 128 | 0.0050573 | 0.0012675 | 0 | 0 |  | 1 | TRUE | wye
100 | LV_3408-2_0_4_load_116 | 129 | 0.0047413 | 0.0011883 | 0 | 0 |  | 1 | TRUE | wye
101 | LV_3408-2_0_4_load_128 | 130 | 0.0091539 | 0.0022942 | 0 | 0 |  | 1 | TRUE | wye
102 | LV_3408-2_0_4_load_136 | 131 | 0.0032212 | 0.00080731 | 0 | 0 |  | 1 | TRUE | wye
103 | LV_3408-2_0_4_load_117 | 132 | 0.0040605 | 0.0010177 | 0 | 0 |  | 1 | TRUE | wye
104 | LV_3408-2_0_4_load_119 | 133 | 0.0019895 | 0.00049862 | 0 | 0 |  | 1 | TRUE | wye
105 | LV_3408-2_0_4_load_137 | 134 | 0.0010145 | 0.00025425 | 0 | 0 |  | 1 | TRUE | wye
106 | LV_3408-2_0_4_load_120 | 136 | 0.0017058 | 0.00042751 | 0 | 0 |  | 1 | TRUE | wye
107 | LV_3408-2_0_4_load_121 | 137 | 0.0021965 | 0.0005505 | 0 | 0 |  | 1 | TRUE | wye
108 | LV_3408-2_0_4_load_133 | 140 | 0.0018947 | 0.00047487 | 0 | 0 |  | 1 | TRUE | wye
109 | LV_3408-2_0_4_load_134 | 141 | 0.0031171 | 0.00078121 | 0 | 0 |  | 1 | TRUE | wye
110 | LV_3408-2_0_4_load_129 | 142 | 0.0064752 | 0.0016228 | 0 | 0 |  | 1 | TRUE | wye
111 | LV_3408-2_0_4_load_132 | 143 | 0.0093524 | 0.0023439 | 0 | 0 |  | 1 | TRUE | wye
112 | LV_3408-2_0_4_load_131 | 144 | 0.0075115 | 0.0018826 | 0 | 0 |  | 1 | TRUE | wye
113 | LV_3408-2_0_4_load_130 | 145 | 0.0028854 | 0.00072315 | 0 | 0 |  | 1 | TRUE | wye
114 | LV_3408-2_0_4_load_156 | 146 | 0.003871 | 0.00097015 | 0 | 0 |  | 1 | TRUE | wye
115 | LV_3408-2_0_4_load_170 | 147 | 0.0032799 | 0.00082201 | 0 | 0 |  | 1 | TRUE | wye
116 | LV_3408-2_0_4_load_138 | 148 | 0.00282 | 0.00070675 | 0 | 0 |  | 1 | TRUE | wye
117 | LV_3408-2_0_4_load_139 | 149 | 0.0084227 | 0.0021109 | 0 | 0 |  | 1 | TRUE | wye
118 | LV_3408-2_0_4_load_140 | 150 | 0.0020002 | 0.00050129 | 0 | 0 |  | 1 | TRUE | wye
119 | LV_3408-2_0_4_load_142 | 152 | 0.003362 | 0.0008426 | 0 | 0 |  | 1 | TRUE | wye
120 | LV_3408-2_0_4_load_143 | 153 | 0.0083234 | 0.002086 | 0 | 0 |  | 1 | TRUE | wye
121 | LV_3408-2_0_4_load_166 | 154 | 0.0032065 | 0.00080362 | 0 | 0 |  | 1 | TRUE | wye
122 | LV_3408-2_0_4_load_144 | 156 | 0.0031068 | 0.00077864 | 0 | 0 |  | 1 | TRUE | wye
123 | LV_3408-2_0_4_load_145 | 157 | 0.008069 | 0.0020223 | 0 | 0 |  | 1 | TRUE | wye
124 | LV_3408-2_0_4_load_147 | 159 | 0.0037278 | 0.00093427 | 0 | 0 |  | 1 | TRUE | wye
125 | LV_3408-2_0_4_load_148 | 160 | 0.0013148 | 0.00032952 | 0 | 0 |  | 1 | TRUE | wye
126 | LV_3408-2_0_4_load_150 | 161 | 0.0019015 | 0.00047657 | 0 | 0 |  | 1 | TRUE | wye
127 | LV_3408-2_0_4_load_151 | 162 | 0.0087961 | 0.0022045 | 0 | 0 |  | 1 | TRUE | wye
128 | LV_3408-2_0_4_load_154 | 163 | 0.0021773 | 0.00054568 | 0 | 0 |  | 1 | TRUE | wye
129 | LV_3408-2_0_4_load_172 | 164 | 0.0017823 | 0.00044669 | 0 | 0 |  | 1 | TRUE | wye
130 | LV_3408-2_0_4_load_157 | 165 | 0.0017209 | 0.00043131 | 0 | 0 |  | 1 | TRUE | wye
131 | LV_3408-2_0_4_load_158 | 166 | 0.0021734 | 0.0005447 | 0 | 0 |  | 1 | TRUE | wye
132 | LV_3408-2_0_4_load_159 | 167 | 0.0024919 | 0.00062454 | 0 | 0 |  | 1 | TRUE | wye
133 | LV_3408-2_0_4_load_161 | 169 | 0.003621 | 0.0009075 | 0 | 0 |  | 1 | TRUE | wye
134 | LV_3408-2_0_4_load_163 | 170 | 0.0014008 | 0.00035108 | 0 | 0 |  | 1 | TRUE | wye
135 | LV_3408-2_0_4_load_168 | 171 | 0.0041025 | 0.0010282 | 0 | 0 |  | 1 | TRUE | wye
136 | LV_3408-2_0_4_load_169 | 172 | 0.0027918 | 0.0006997 | 0 | 0 |  | 1 | TRUE | wye
137 | LV_3408-2_0_4_load_171 | 173 | 0.0019273 | 0.00048303 | 0 | 0 |  | 1 | TRUE | wye

## ext_grid
| name | bus | vm_pu | va_degree | slack_weight | in_service
0 |  | 11 | 1 | 0 | 1 | TRUE

## line
| name | std_type | from_bus | to_bus | length_km | r_ohm_per_km | x_ohm_per_km | c_nf_per_km | g_us_per_km | max_i_ka | df | parallel | type | in_service
0 | LV_3408-2_0_4_line_0 |  | 0 | 1 | 0.05218 | 0.125 | 0.08 | 261 | 0 | 0.364 | 1 | 1 | cs | TRUE
1 | LV_3408-2_0_4_line_1 |  | 1 | 2 | 0.014325 | 0.125 | 0.08 | 261 | 0 | 0.364 | 1 | 1 | cs | TRUE
2 | LV_3408-2_0_4_line_2 |  | 2 | 3 | 0.036707 | 0.125 | 0.08 | 261 | 0 | 0.364 | 1 | 2 | cs | TRUE
3 | LV_3408-2_0_4_line_3 |  | 2 | 4 | 0.044047 | 0.125 | 0.08 | 261 | 0 | 0.364 | 1 | 2 | cs | TRUE
4 | LV_3408-2_0_4_line_4 |  | 3 | 5 | 0.023785 | 0.125 | 0.08 | 261 | 0 | 0.364 | 1 | 2 | cs | TRUE
5 | LV_3408-2_0_4_line_5 |  | 3 | 6 | 0.014447 | 0.125 | 0.08 | 261 | 0 | 0.364 | 1 | 1 | cs | TRUE
6 | LV_3408-2_0_4_line_6 |  | 4 | 7 | 0.0061467 | 0.125 | 0.08 | 261 | 0 | 0.364 | 1 | 2 | cs | TRUE
7 | LV_3408-2_0_4_line_7 |  | 5 | 11 | 0.029682 | 0.125 | 0.08 | 261 | 0 | 0.364 | 1 | 2 | cs | TRUE
8 | LV_3408-2_0_4_line_8 |  | 6 | 12 | 0.0058388 | 0.125 | 0.08 | 261 | 0 | 0.364 | 1 | 1 | cs | TRUE
9 | LV_3408-2_0_4_line_9 |  | 7 | 8 | 0.0042435 | 0.125 | 0.08 | 261 | 0 | 0.364 | 1 | 2 | cs | TRUE
10 | LV_3408-2_0_4_line_10 |  | 8 | 9 | 0.0058347 | 0.125 | 0.08 | 261 | 0 | 0.364 | 1 | 2 | cs | TRUE
11 | LV_3408-2_0_4_line_11 |  | 9 | 10 | 0.010863 | 0.125 | 0.08 | 261 | 0 | 0.364 | 1 | 2 | cs | TRUE
12 | LV_3408-2_0_4_line_12 |  | 10 | 24 | 0.006363 | 0.125 | 0.08 | 261 | 0 | 0.364 | 1 | 2 | cs | TRUE
13 | LV_3408-2_0_4_line_13 |  | 11 | 163 | 0.02754 | 0.125 | 0.08 | 261 | 0 | 0.364 | 1 | 2 | cs | TRUE
14 | LV_3408-2_0_4_line_14 |  | 12 | 168 | 0.011438 | 0.125 | 0.08 | 261 | 0 | 0.364 | 1 | 1 | cs | TRUE
15 | LV_3408-2_0_4_line_15 |  | 13 | 14 | 0.0061518 | 0.125 | 0.08 | 261 | 0 | 0.364 | 1 | 1 | cs | TRUE
16 | LV_3408-2_0_4_line_16 |  | 13 | 15 | 0.0061268 | 0.125 | 0.08 | 261 | 0 | 0.364 | 1 | 1 | cs | TRUE
17 | LV_3408-2_0_4_line_17 |  | 14 | 16 | 0.0061352 | 0.125 | 0.08 | 261 | 0 | 0.364 | 1 | 1 | cs | TRUE
18 | LV_3408-2_0_4_line_18 |  | 15 | 17 | 0.027929 | 0.125 | 0.08 | 261 | 0 | 0.364 | 1 | 1 | cs | TRUE
19 | LV_3408-2_0_4_line_19 |  | 16 | 18 | 0.015208 | 0.125 | 0.08 | 261 | 0 | 0.364 | 1 | 1 | cs | TRUE
20 | LV_3408-2_0_4_line_20 |  | 17 | 19 | 0.0022876 | 0.125 | 0.08 | 261 | 0 | 0.364 | 1 | 1 | cs | TRUE
21 | LV_3408-2_0_4_line_21 |  | 18 | 20 | 0.0061269 | 0.125 | 0.08 | 261 | 0 | 0.364 | 1 | 1 | cs | TRUE
22 | LV_3408-2_0_4_line_22 |  | 19 | 21 | 0.0029607 | 0.125 | 0.08 | 261 | 0 | 0.364 | 1 | 1 | cs | TRUE
23 | LV_3408-2_0_4_line_23 |  | 20 | 45 | 0.0061518 | 0.125 | 0.08 | 261 | 0 | 0.364 | 1 | 1 | cs | TRUE
24 | LV_3408-2_0_4_line_24 |  | 21 | 30 | 0.016706 | 0.125 | 0.08 | 261 | 0 | 0.364 | 1 | 1 | cs | TRUE
25 | LV_3408-2_0_4_line_25 |  | 21 | 25 | 0.009519 | 0.125 | 0.08 | 261 | 0 | 0.364 | 1 | 1 | cs | TRUE
26 | LV_3408-2_0_4_line_26 |  | 22 | 23 | 0.014652 | 0.125 | 0.08 | 261 | 0 | 0.364 | 1 | 1 | cs | TRUE
27 | LV_3408-2_0_4_line_27 |  | 22 | 24 | 0.021043 | 0.125 | 0.08 | 261 | 0 | 0.364 | 1 | 1 | cs | TRUE
28 | LV_3408-2_0_4_line_28 |  | 23 | 25 | 0.0083046 | 0.125 | 0.08 | 261 | 0 | 0.364 | 1 | 1 | cs | TRUE
29 | LV_3408-2_0_4_line_29 |  | 24 | 26 | 0.014185 | 0.125 | 0.08 | 261 | 0 | 0.364 | 1 | 1 | cs | TRUE
30 | LV_3408-2_0_4_line_30 |  | 24 | 27 | 0.021187 | 0.125 | 0.08 | 261 | 0 | 0.364 | 1 | 1 | cs | TRUE
31 | LV_3408-2_0_4_line_31 |  | 26 | 28 | 0.025169 | 0.125 | 0.08 | 261 | 0 | 0.364 | 1 | 1 | cs | TRUE
32 | LV_3408-2_0_4_line_32 |  | 27 | 29 | 0.009965 | 0.125 | 0.08 | 261 | 0 | 0.364 | 1 | 1 | cs | TRUE
33 | LV_3408-2_0_4_line_33 |  | 28 | 31 | 0.023802 | 0.125 | 0.08 | 261 | 0 | 0.364 | 1 | 1 | cs | TRUE
34 | LV_3408-2_0_4_line_34 |  | 28 | 32 | 0.0061053 | 0.125 | 0.08 | 261 | 0 | 0.364 | 1 | 1 | cs | TRUE
35 | LV_3408-2_0_4_line_35 |  | 29 | 33 | 0.0052307 | 0.125 | 0.08 | 261 | 0 | 0.364 | 1 | 1 | cs | TRUE
36 | LV_3408-2_0_4_line_36 |  | 30 | 41 | 0.0086751 | 0.125 | 0.08 | 261 | 0 | 0.364 | 1 | 1 | cs | TRUE
37 | LV_3408-2_0_4_line_37 |  | 31 | 34 | 0.026628 | 0.125 | 0.08 | 261 | 0 | 0.364 | 1 | 1 | cs | TRUE
38 | LV_3408-2_0_4_line_38 |  | 32 | 35 | 0.0061776 | 0.125 | 0.08 | 261 | 0 | 0.364 | 1 | 1 | cs | TRUE
39 | LV_3408-2_0_4_line_39 |  | 33 | 63 | 0.020568 | 0.125 | 0.08 | 261 | 0 | 0.364 | 1 | 1 | cs | TRUE
40 | LV_3408-2_0_4_line_40 |  | 34 | 36 | 0.0062066 | 0.125 | 0.08 | 261 | 0 | 0.364 | 1 | 1 | cs | TRUE
41 | LV_3408-2_0_4_line_41 |  | 35 | 37 | 0.019131 | 0.125 | 0.08 | 261 | 0 | 0.364 | 1 | 1 | cs | TRUE
42 | LV_3408-2_0_4_line_42 |  | 37 | 81 | 0.0011128 | 0.125 | 0.08 | 261 | 0 | 0.364 | 1 | 1 | cs | TRUE
43 | LV_3408-2_0_4_line_43 |  | 37 | 82 | 0.0082765 | 0.125 | 0.08 | 261 | 0 | 0.364 | 1 | 1 | cs | TRUE
44 | LV_3408-2_0_4_line_44 |  | 38 | 39 | 0.016844 | 0.125 | 0.08 | 261 | 0 | 0.364 | 1 | 1 | cs | TRUE
45 | LV_3408-2_0_4_line_45 |  | 38 | 40 | 0.011325 | 0.125 | 0.08 | 261 | 0 | 0.364 | 1 | 1 | cs | TRUE
46 | LV_3408-2_0_4_line_46 |  | 38 | 41 | 0.026347 | 0.125 | 0.08 | 261 | 0 | 0.364 | 1 | 1 | cs | TRUE
47 | LV_3408-2_0_4_line_47 |  | 39 | 42 | 0.019125 | 0.125 | 0.08 | 261 | 0 | 0.364 | 1 | 1 | cs | TRUE
48 | LV_3408-2_0_4_line_48 |  | 39 | 43 | 0.013772 | 0.125 | 0.08 | 261 | 0 | 0.364 | 1 | 1 | cs | TRUE
49 | LV_3408-2_0_4_line_49 |  | 40 | 44 | 0.01244 | 0.125 | 0.08 | 261 | 0 | 0.364 | 1 | 1 | cs | TRUE
50 | LV_3408-2_0_4_line_50 |  | 42 | 49 | 0.014522 | 0.125 | 0.08 | 261 | 0 | 0.364 | 1 | 1 | cs | TRUE
51 | LV_3408-2_0_4_line_51 |  | 43 | 51 | 0.0096791 | 0.125 | 0.08 | 261 | 0 | 0.364 | 1 | 1 | cs | TRUE
52 | LV_3408-2_0_4_line_52 |  | 44 | 52 | 0.031064 | 0.125 | 0.08 | 261 | 0 | 0.364 | 1 | 1 | cs | TRUE
53 | LV_3408-2_0_4_line_53 |  | 45 | 46 | 0.0061353 | 0.125 | 0.08 | 261 | 0 | 0.364 | 1 | 1 | cs | TRUE
54 | LV_3408-2_0_4_line_54 |  | 47 | 48 | 0.017553 | 0.125 | 0.08 | 261 | 0 | 0.364 | 1 | 1 | cs | TRUE
55 | LV_3408-2_0_4_line_55 |  | 47 | 49 | 0.011792 | 0.125 | 0.08 | 261 | 0 | 0.364 | 1 | 1 | cs | TRUE
56 | LV_3408-2_0_4_line_56 |  | 48 | 50 | 0.02637 | 0.125 | 0.08 | 261 | 0 | 0.364 | 1 | 1 | cs | TRUE
57 | LV_3408-2_0_4_line_57 |  | 51 | 93 | 0.0077145 | 0.125 | 0.08 | 261 | 0 | 0.364 | 1 | 1 | cs | TRUE
58 | LV_3408-2_0_4_line_58 |  | 52 | 109 | 0.019928 | 0.125 | 0.08 | 261 | 0 | 0.364 | 1 | 1 | cs | TRUE
59 | LV_3408-2_0_4_line_59 |  | 53 | 54 | 0.013161 | 0.125 | 0.08 | 261 | 0 | 0.364 | 1 | 1 | cs | TRUE
60 | LV_3408-2_0_4_line_60 |  | 53 | 55 | 0.019796 | 0.125 | 0.08 | 261 | 0 | 0.364 | 1 | 1 | cs | TRUE
61 | LV_3408-2_0_4_line_61 |  | 54 | 56 | 0.0073648 | 0.125 | 0.08 | 261 | 0 | 0.364 | 1 | 1 | cs | TRUE
62 | LV_3408-2_0_4_line_62 |  | 55 | 57 | 0.013327 | 0.125 | 0.08 | 261 | 0 | 0.364 | 1 | 1 | cs | TRUE
63 | LV_3408-2_0_4_line_63 |  | 56 | 58 | 0.0022481 | 0.125 | 0.08 | 261 | 0 | 0.364 | 1 | 1 | cs | TRUE
64 | LV_3408-2_0_4_line_64 |  | 57 | 59 | 0.026919 | 0.125 | 0.08 | 261 | 0 | 0.364 | 1 | 1 | cs | TRUE
65 | LV_3408-2_0_4_line_65 |  | 58 | 60 | 0.0075824 | 0.125 | 0.08 | 261 | 0 | 0.364 | 1 | 1 | cs | TRUE
66 | LV_3408-2_0_4_line_66 |  | 60 | 114 | 0.015514 | 0.125 | 0.08 | 261 | 0 | 0.364 | 1 | 1 | cs | TRUE
67 | LV_3408-2_0_4_line_67 |  | 61 | 62 | 0.020095 | 0.125 | 0.08 | 261 | 0 | 0.364 | 1 | 1 | cs | TRUE
68 | LV_3408-2_0_4_line_68 |  | 61 | 63 | 0.010996 | 0.125 | 0.08 | 261 | 0 | 0.364 | 1 | 1 | cs | TRUE
69 | LV_3408-2_0_4_line_69 |  | 62 | 64 | 0.018266 | 0.125 | 0.08 | 261 | 0 | 0.364 | 1 | 1 | cs | TRUE
70 | LV_3408-2_0_4_line_70 |  | 63 | 65 | 0.013316 | 0.125 | 0.08 | 261 | 0 | 0.364 | 1 | 1 | cs | TRUE
71 | LV_3408-2_0_4_line_71 |  | 64 | 66 | 0.0024508 | 0.125 | 0.08 | 261 | 0 | 0.364 | 1 | 1 | cs | TRUE
72 | LV_3408-2_0_4_line_72 |  | 65 | 67 | 0.018936 | 0.125 | 0.08 | 261 | 0 | 0.364 | 1 | 1 | cs | TRUE
73 | LV_3408-2_0_4_line_73 |  | 66 | 68 | 0.014637 | 0.125 | 0.08 | 261 | 0 | 0.364 | 1 | 1 | cs | TRUE
74 | LV_3408-2_0_4_line_74 |  | 66 | 69 | 0.014802 | 0.125 | 0.08 | 261 | 0 | 0.364 | 1 | 1 | cs | TRUE
75 | LV_3408-2_0_4_line_75 |  | 67 | 70 | 0.053258 | 0.125 | 0.08 | 261 | 0 | 0.364 | 1 | 1 | cs | TRUE
76 | LV_3408-2_0_4_line_76 |  | 67 | 71 | 0.018298 | 0.125 | 0.08 | 261 | 0 | 0.364 | 1 | 1 | cs | TRUE
77 | LV_3408-2_0_4_line_77 |  | 68 | 96 | 0.011335 | 0.125 | 0.08 | 261 | 0 | 0.364 | 1 | 1 | cs | TRUE
78 | LV_3408-2_0_4_line_78 |  | 70 | 108 | 0.024148 | 0.125 | 0.08 | 261 | 0 | 0.364 | 1 | 1 | cs | TRUE
79 | LV_3408-2_0_4_line_79 |  | 72 | 73 | 0.024632 | 0.125 | 0.08 | 261 | 0 | 0.364 | 1 | 1 | cs | TRUE
80 | LV_3408-2_0_4_line_80 |  | 73 | 74 | 0.054987 | 0.125 | 0.08 | 261 | 0 | 0.364 | 1 | 1 | cs | TRUE
81 | LV_3408-2_0_4_line_81 |  | 73 | 75 | 0.01018 | 0.125 | 0.08 | 261 | 0 | 0.364 | 1 | 1 | cs | TRUE
82 | LV_3408-2_0_4_line_82 |  | 74 | 76 | 0.030121 | 0.125 | 0.08 | 261 | 0 | 0.364 | 1 | 1 | cs | TRUE
83 | LV_3408-2_0_4_line_83 |  | 75 | 77 | 0.012662 | 0.125 | 0.08 | 261 | 0 | 0.364 | 1 | 1 | cs | TRUE
84 | LV_3408-2_0_4_line_84 |  | 76 | 80 | 0.024396 | 0.125 | 0.08 | 261 | 0 | 0.364 | 1 | 1 | cs | TRUE
85 | LV_3408-2_0_4_line_85 |  | 77 | 81 | 0.025872 | 0.125 | 0.08 | 261 | 0 | 0.364 | 1 | 1 | cs | TRUE
86 | LV_3408-2_0_4_line_86 |  | 78 | 79 | 0.020682 | 0.125 | 0.08 | 261 | 0 | 0.364 | 1 | 1 | cs | TRUE
87 | LV_3408-2_0_4_line_87 |  | 79 | 91 | 0.014847 | 0.125 | 0.08 | 261 | 0 | 0.364 | 1 | 1 | cs | TRUE
88 | LV_3408-2_0_4_line_88 |  | 83 | 84 | 0.00015071 | 0.125 | 0.08 | 261 | 0 | 0.364 | 1 | 1 | cs | TRUE
89 | LV_3408-2_0_4_line_89 |  | 83 | 85 | 0.013056 | 0.125 | 0.08 | 261 | 0 | 0.364 | 1 | 1 | cs | TRUE
90 | LV_3408-2_0_4_line_90 |  | 85 | 86 | 0.0316 | 0.125 | 0.08 | 261 | 0 | 0.364 | 1 | 1 | cs | TRUE
91 | LV_3408-2_0_4_line_91 |  | 85 | 87 | 0.016796 | 0.125 | 0.08 | 261 | 0 | 0.364 | 1 | 1 | cs | TRUE
92 | LV_3408-2_0_4_line_92 |  | 85 | 88 | 0.03433 | 0.125 | 0.08 | 261 | 0 | 0.364 | 1 | 1 | cs | TRUE
93 | LV_3408-2_0_4_line_93 |  | 86 | 89 | 0.017051 | 0.125 | 0.08 | 261 | 0 | 0.364 | 1 | 1 | cs | TRUE
94 | LV_3408-2_0_4_line_94 |  | 87 | 90 | 0.021972 | 0.125 | 0.08 | 261 | 0 | 0.364 | 1 | 1 | cs | TRUE
95 | LV_3408-2_0_4_line_95 |  | 88 | 91 | 0.034934 | 0.125 | 0.08 | 261 | 0 | 0.364 | 1 | 1 | cs | TRUE
96 | LV_3408-2_0_4_line_96 |  | 91 | 92 | 0.0131 | 0.125 | 0.08 | 261 | 0 | 0.364 | 1 | 1 | cs | TRUE
97 | LV_3408-2_0_4_line_97 |  | 92 | 106 | 0.017497 | 0.125 | 0.08 | 261 | 0 | 0.364 | 1 | 1 | cs | TRUE
98 | LV_3408-2_0_4_line_98 |  | 93 | 94 | 0.021249 | 0.125 | 0.08 | 261 | 0 | 0.364 | 1 | 1 | cs | TRUE
99 | LV_3408-2_0_4_line_99 |  | 94 | 95 | 0.036591 | 0.125 | 0.08 | 261 | 0 | 0.364 | 1 | 1 | cs | TRUE
100 | LV_3408-2_0_4_line_100 |  | 95 | 99 | 0.0098659 | 0.125 | 0.08 | 261 | 0 | 0.364 | 1 | 1 | cs | TRUE
101 | LV_3408-2_0_4_line_101 |  | 95 | 100 | 0.050124 | 0.125 | 0.08 | 261 | 0 | 0.364 | 1 | 1 | cs | TRUE
102 | LV_3408-2_0_4_line_102 |  | 96 | 97 | 0.014727 | 0.125 | 0.08 | 261 | 0 | 0.364 | 1 | 1 | cs | TRUE
103 | LV_3408-2_0_4_line_103 |  | 96 | 98 | 0.0078073 | 0.125 | 0.08 | 261 | 0 | 0.364 | 1 | 1 | cs | TRUE
104 | LV_3408-2_0_4_line_104 |  | 98 | 106 | 0.018131 | 0.125 | 0.08 | 261 | 0 | 0.364 | 1 | 1 | cs | TRUE
105 | LV_3408-2_0_4_line_105 |  | 99 | 101 | 0.012786 | 0.125 | 0.08 | 261 | 0 | 0.364 | 1 | 1 | cs | TRUE
106 | LV_3408-2_0_4_line_106 |  | 100 | 102 | 0.036364 | 0.125 | 0.08 | 261 | 0 | 0.364 | 1 | 1 | cs | TRUE
107 | LV_3408-2_0_4_line_107 |  | 101 | 103 | 0.021984 | 0.125 | 0.08 | 261 | 0 | 0.364 | 1 | 1 | cs | TRUE
108 | LV_3408-2_0_4_line_108 |  | 101 | 104 | 0.029271 | 0.125 | 0.08 | 261 | 0 | 0.364 | 1 | 1 | cs | TRUE
109 | LV_3408-2_0_4_line_109 |  | 104 | 105 | 0.0037949 | 0.125 | 0.08 | 261 | 0 | 0.364 | 1 | 1 | cs | TRUE
110 | LV_3408-2_0_4_line_110 |  | 106 | 107 | 0.015619 | 0.125 | 0.08 | 261 | 0 | 0.364 | 1 | 1 | cs | TRUE
111 | LV_3408-2_0_4_line_111 |  | 109 | 110 | 0.031803 | 0.125 | 0.08 | 261 | 0 | 0.364 | 1 | 1 | cs | TRUE
112 | LV_3408-2_0_4_line_112 |  | 111 | 112 | 0.0062621 | 0.125 | 0.08 | 261 | 0 | 0.364 | 1 | 2 | cs | TRUE
113 | LV_3408-2_0_4_line_113 |  | 111 | 113 | 0.028395 | 0.125 | 0.08 | 261 | 0 | 0.364 | 1 | 2 | cs | TRUE
114 | LV_3408-2_0_4_line_114 |  | 112 | 114 | 0.031621 | 0.125 | 0.08 | 261 | 0 | 0.364 | 1 | 2 | cs | TRUE
115 | LV_3408-2_0_4_line_115 |  | 113 | 115 | 0.0035347 | 0.125 | 0.08 | 261 | 0 | 0.364 | 1 | 2 | cs | TRUE
116 | LV_3408-2_0_4_line_116 |  | 114 | 116 | 0.009048 | 0.125 | 0.08 | 261 | 0 | 0.364 | 1 | 2 | cs | TRUE
117 | LV_3408-2_0_4_line_117 |  | 115 | 117 | 0.052021 | 0.125 | 0.08 | 261 | 0 | 0.364 | 1 | 1 | cs | TRUE
118 | LV_3408-2_0_4_line_118 |  | 115 | 118 | 0.021317 | 0.125 | 0.08 | 261 | 0 | 0.364 | 1 | 2 | cs | TRUE
119 | LV_3408-2_0_4_line_119 |  | 116 | 119 | 0.018212 | 0.125 | 0.08 | 261 | 0 | 0.364 | 1 | 1 | cs | TRUE
120 | LV_3408-2_0_4_line_120 |  | 116 | 120 | 0.032973 | 0.125 | 0.08 | 261 | 0 | 0.364 | 1 | 1 | cs | TRUE
121 | LV_3408-2_0_4_line_121 |  | 117 | 121 | 0.0088851 | 0.125 | 0.08 | 261 | 0 | 0.364 | 1 | 1 | cs | TRUE
122 | LV_3408-2_0_4_line_122 |  | 118 | 122 | 0.034857 | 0.125 | 0.08 | 261 | 0 | 0.364 | 1 | 2 | cs | TRUE
123 | LV_3408-2_0_4_line_123 |  | 119 | 128 | 0.00067173 | 0.125 | 0.08 | 261 | 0 | 0.364 | 1 | 1 | cs | TRUE
124 | LV_3408-2_0_4_line_124 |  | 120 | 123 | 0.023841 | 0.125 | 0.08 | 261 | 0 | 0.364 | 1 | 1 | cs | TRUE
125 | LV_3408-2_0_4_line_125 |  | 121 | 164 | 0.0081995 | 0.125 | 0.08 | 261 | 0 | 0.364 | 1 | 1 | cs | TRUE
126 | LV_3408-2_0_4_line_126 |  | 122 | 163 | 0.021873 | 0.125 | 0.08 | 261 | 0 | 0.364 | 1 | 2 | cs | TRUE
127 | LV_3408-2_0_4_line_127 |  | 123 | 124 | 0.0089722 | 0.125 | 0.08 | 261 | 0 | 0.364 | 1 | 1 | cs | TRUE
128 | LV_3408-2_0_4_line_128 |  | 123 | 125 | 0.01917 | 0.125 | 0.08 | 261 | 0 | 0.364 | 1 | 1 | cs | TRUE
129 | LV_3408-2_0_4_line_129 |  | 124 | 126 | 0.029656 | 0.125 | 0.08 | 261 | 0 | 0.364 | 1 | 1 | cs | TRUE
130 | LV_3408-2_0_4_line_130 |  | 125 | 127 | 0.011105 | 0.125 | 0.08 | 261 | 0 | 0.364 | 1 | 1 | cs | TRUE
131 | LV_3408-2_0_4_line_131 |  | 126 | 129 | 0.0045482 | 0.125 | 0.08 | 261 | 0 | 0.364 | 1 | 1 | cs | TRUE
132 | LV_3408-2_0_4_line_132 |  | 127 | 130 | 0.021674 | 0.125 | 0.08 | 261 | 0 | 0.364 | 1 | 1 | cs | TRUE
133 | LV_3408-2_0_4_line_133 |  | 128 | 131 | 0.025564 | 0.125 | 0.08 | 261 | 0 | 0.364 | 1 | 1 | cs | TRUE
134 | LV_3408-2_0_4_line_134 |  | 129 | 132 | 0.020089 | 0.125 | 0.08 | 261 | 0 | 0.364 | 1 | 1 | cs | TRUE
135 | LV_3408-2_0_4_line_135 |  | 130 | 142 | 0.013916 | 0.125 | 0.08 | 261 | 0 | 0.364 | 1 | 1 | cs | TRUE
136 | LV_3408-2_0_4_line_136 |  | 131 | 146 | 0.0096988 | 0.125 | 0.08 | 261 | 0 | 0.364 | 1 | 1 | cs | TRUE
137 | LV_3408-2_0_4_line_137 |  | 132 | 133 | 0.036185 | 0.125 | 0.08 | 261 | 0 | 0.364 | 1 | 1 | cs | TRUE
138 | LV_3408-2_0_4_line_138 |  | 133 | 134 | 0.013997 | 0.125 | 0.08 | 261 | 0 | 0.364 | 1 | 1 | cs | TRUE
139 | LV_3408-2_0_4_line_139 |  | 134 | 135 | 0.02586 | 0.125 | 0.08 | 261 | 0 | 0.364 | 1 | 1 | cs | TRUE
140 | LV_3408-2_0_4_line_140 |  | 135 | 138 | 0.002647 | 0.125 | 0.08 | 261 | 0 | 0.364 | 1 | 1 | cs | TRUE
141 | LV_3408-2_0_4_line_141 |  | 136 | 137 | 0.017581 | 0.125 | 0.08 | 261 | 0 | 0.364 | 1 | 1 | cs | TRUE
142 | LV_3408-2_0_4_line_142 |  | 136 | 138 | 0.049453 | 0.125 | 0.08 | 261 | 0 | 0.364 | 1 | 1 | cs | TRUE
143 | LV_3408-2_0_4_line_143 |  | 137 | 139 | 0.045122 | 0.125 | 0.08 | 261 | 0 | 0.364 | 1 | 1 | cs | TRUE
144 | LV_3408-2_0_4_line_144 |  | 139 | 140 | 0.021606 | 0.125 | 0.08 | 261 | 0 | 0.364 | 1 | 1 | cs | TRUE
145 | LV_3408-2_0_4_line_145 |  | 140 | 141 | 0.022711 | 0.125 | 0.08 | 261 | 0 | 0.364 | 1 | 1 | cs | TRUE
146 | LV_3408-2_0_4_line_146 |  | 142 | 143 | 0.018651 | 0.125 | 0.08 | 261 | 0 | 0.364 | 1 | 1 | cs | TRUE
147 | LV_3408-2_0_4_line_147 |  | 143 | 144 | 0.00021071 | 0.125 | 0.08 | 261 | 0 | 0.364 | 1 | 1 | cs | TRUE
148 | LV_3408-2_0_4_line_148 |  | 144 | 145 | 0.028308 | 0.125 | 0.08 | 261 | 0 | 0.364 | 1 | 1 | cs | TRUE
149 | LV_3408-2_0_4_line_149 |  | 146 | 147 | 0.0021277 | 0.125 | 0.08 | 261 | 0 | 0.364 | 1 | 1 | cs | TRUE
150 | LV_3408-2_0_4_line_150 |  | 147 | 155 | 0.024384 | 0.125 | 0.08 | 261 | 0 | 0.364 | 1 | 1 | cs | TRUE
151 | LV_3408-2_0_4_line_151 |  | 148 | 149 | 0.025735 | 0.125 | 0.08 | 261 | 0 | 0.364 | 1 | 1 | cs | TRUE
152 | LV_3408-2_0_4_line_152 |  | 148 | 150 | 0.024542 | 0.125 | 0.08 | 261 | 0 | 0.364 | 1 | 1 | cs | TRUE
153 | LV_3408-2_0_4_line_153 |  | 149 | 151 | 0.026477 | 0.125 | 0.08 | 261 | 0 | 0.364 | 1 | 1 | cs | TRUE
154 | LV_3408-2_0_4_line_154 |  | 150 | 152 | 0.0026706 | 0.125 | 0.08 | 261 | 0 | 0.364 | 1 | 1 | cs | TRUE
155 | LV_3408-2_0_4_line_155 |  | 151 | 153 | 0.054956 | 0.125 | 0.08 | 261 | 0 | 0.364 | 1 | 1 | cs | TRUE
156 | LV_3408-2_0_4_line_156 |  | 152 | 154 | 0.011396 | 0.125 | 0.08 | 261 | 0 | 0.364 | 1 | 1 | cs | TRUE
157 | LV_3408-2_0_4_line_157 |  | 154 | 155 | 0.0031688 | 0.125 | 0.08 | 261 | 0 | 0.364 | 1 | 1 | cs | TRUE
158 | LV_3408-2_0_4_line_158 |  | 155 | 158 | 0.057025 | 0.125 | 0.08 | 261 | 0 | 0.364 | 1 | 1 | cs | TRUE
159 | LV_3408-2_0_4_line_159 |  | 156 | 157 | 0.0096095 | 0.125 | 0.08 | 261 | 0 | 0.364 | 1 | 1 | cs | TRUE
160 | LV_3408-2_0_4_line_160 |  | 156 | 158 | 0.013605 | 0.125 | 0.08 | 261 | 0 | 0.364 | 1 | 1 | cs | TRUE
161 | LV_3408-2_0_4_line_161 |  | 157 | 159 | 0.0090003 | 0.125 | 0.08 | 261 | 0 | 0.364 | 1 | 1 | cs | TRUE
162 | LV_3408-2_0_4_line_162 |  | 158 | 160 | 0.0075141 | 0.125 | 0.08 | 261 | 0 | 0.364 | 1 | 1 | cs | TRUE
163 | LV_3408-2_0_4_line_163 |  | 160 | 161 | 0.0097482 | 0.125 | 0.08 | 261 | 0 | 0.364 | 1 | 1 | cs | TRUE
164 | LV_3408-2_0_4_line_164 |  | 161 | 162 | 0.0092999 | 0.125 | 0.08 | 261 | 0 | 0.364 | 1 | 1 | cs | TRUE
165 | LV_3408-2_0_4_line_165 |  | 164 | 173 | 0.019885 | 0.125 | 0.08 | 261 | 0 | 0.364 | 1 | 1 | cs | TRUE
166 | LV_3408-2_0_4_line_166 |  | 165 | 166 | 0.0082272 | 0.125 | 0.08 | 261 | 0 | 0.364 | 1 | 1 | cs | TRUE
167 | LV_3408-2_0_4_line_167 |  | 165 | 167 | 0.013488 | 0.125 | 0.08 | 261 | 0 | 0.364 | 1 | 1 | cs | TRUE
168 | LV_3408-2_0_4_line_168 |  | 166 | 168 | 0.027171 | 0.125 | 0.08 | 261 | 0 | 0.364 | 1 | 1 | cs | TRUE
169 | LV_3408-2_0_4_line_169 |  | 167 | 169 | 0.016002 | 0.125 | 0.08 | 261 | 0 | 0.364 | 1 | 1 | cs | TRUE
170 | LV_3408-2_0_4_line_170 |  | 168 | 170 | 0.0051787 | 0.125 | 0.08 | 261 | 0 | 0.364 | 1 | 1 | cs | TRUE
171 | LV_3408-2_0_4_line_171 |  | 169 | 171 | 0.019866 | 0.125 | 0.08 | 261 | 0 | 0.364 | 1 | 1 | cs | TRUE
172 | LV_3408-2_0_4_line_172 |  | 170 | 172 | 0.0012186 | 0.125 | 0.08 | 261 | 0 | 0.364 | 1 | 1 | cs | TRUE

## trafo
| name | std_type | hv_bus | lv_bus | sn_mva | vn_hv_kv | vn_lv_kv | vk_percent | vkr_percent | pfe_kw | i0_percent | shift_degree | tap_side | tap_neutral | tap_min | tap_max | tap_step_percent | tap_step_degree | tap_pos | tap_phase_shifter | parallel | df | in_service
0 | LV_3408-2_0_4_trafo_164 | 0.63 MVA 20/0.4 kV | 174 | 11 | 0.63 | 20 | 0.4 | 6 | 1.206 | 1.65 | 0.2619 | 150 | hv | 0 | -2 | 2 | 2.5 | 0 | 0 | FALSE | 1 | 1 | TRUE

## line_geodata
| x0 | y0 | x1 | y1 | x2 | y2 | x3 | y3 | x4 | y4 | x5 | y5 | x6 | y6 | x7 | y7 | x8 | y8
0 | 2727525.3596 | 1255835.9552 | 2727527.1945 | 1255825.3853 | 2727529.6587 | 1255816.7751 | 2727532.9081 | 1255808.1374 | 2727539.0932 | 1255797.0162 | 2727545.0664 | 1255788.3293
1 | 2727525.3596 | 1255835.9552 | 2727519.8489 | 1255838.5388 | 2727516.7392 | 1255840.696 | 2727513.4371 | 1255843.7276
2 | 2727513.4371 | 1255843.7276 | 2727495.0953 | 1255860.1918 | 2727485.5413 | 1255867.6483
3 | 2727513.4371 | 1255843.7276 | 2727516.0602 | 1255846.9981 | 2727519.1601 | 1255848.4439 | 2727520.1337 | 1255863.8342 | 2727523.5971 | 1255872.9169 | 2727527.1714 | 1255883.1585 | 2727527.3495 | 1255883.5664
4 | 2727485.5413 | 1255867.6483 | 2727467.7551 | 1255882.145 | 2727467.0334 | 1255882.5727
5 | 2727485.5413 | 1255867.6483 | 2727475.9897 | 1255856.8091
6 | 2727527.3495 | 1255883.5664 | 2727529.8092 | 1255889.1995
7 | 2727467.0334 | 1255882.5727 | 2727458.63 | 1255887.5534 | 2727448.5385 | 1255892.296 | 2727440.172 | 1255894.9041
8 | 2727475.9897 | 1255856.8091 | 2727472.1294 | 1255852.4285
9 | 2727531.6494 | 1255893.014 | 2727531.054 | 1255892.0501 | 2727529.8092 | 1255889.1995
10 | 2727531.6494 | 1255893.014 | 2727534.7158 | 1255897.9779
11 | 2727542.0972 | 1255901.2628 | 2727538.0236 | 1255903.3325 | 2727534.7158 | 1255897.9779
12 | 2727542.0972 | 1255901.2628 | 2727546.0025 | 1255906.2959
13 | 2727413.189 | 1255899.8252 | 2727415.019 | 1255899.9036 | 2727427.176 | 1255898.3972 | 2727439.0285 | 1255895.2606 | 2727440.172 | 1255894.9041
14 | 2727467.496 | 1255842.6931 | 2727467.2276 | 1255845.3452 | 2727467.9394 | 1255847.6737 | 2727472.1294 | 1255852.4285
15 | 2727476.6576 | 1255956.1046 | 2727470.5084 | 1255955.9265
16 | 2727482.7819 | 1255956.2819 | 2727476.6576 | 1255956.1046
17 | 2727464.3757 | 1255955.749 | 2727470.5084 | 1255955.9265
18 | 2727506.5419 | 1255945.2192 | 2727503.1986 | 1255948.0558 | 2727499.5455 | 1255948.1216 | 2727489.9041 | 1255956.4882 | 2727482.7819 | 1255956.2819
19 | 2727464.3757 | 1255955.749 | 2727456.8788 | 1255955.5319 | 2727449.1738 | 1255955.3131
20 | 2727506.5419 | 1255945.2192 | 2727508.2863 | 1255943.7392
21 | 2727449.1738 | 1255955.3131 | 2727443.0494 | 1255955.1391
22 | 2727510.3146 | 1255945.896 | 2727508.2863 | 1255943.7392 | 2727508.2863 | 1255943.7392
23 | 2727443.0494 | 1255955.1391 | 2727436.9001 | 1255954.9644
24 | 2727510.3146 | 1255945.896 | 2727504.144 | 1255951.1011 | 2727500.6034 | 1255955.7512 | 2727499.4713 | 1255958.2992
25 | 2727510.3146 | 1255945.896 | 2727517.5915 | 1255939.7594
26 | 2727532.709 | 1255922.548 | 2727529.8971 | 1255926.467 | 2727523.3421 | 1255933.7898
27 | 2727546.0025 | 1255906.2959 | 2727539.138 | 1255913.5879 | 2727532.709 | 1255922.548
28 | 2727517.5915 | 1255939.7594 | 2727519.2516 | 1255938.3595 | 2727523.3421 | 1255933.7898
29 | 2727546.0025 | 1255906.2959 | 2727551.2182 | 1255911.7909 | 2727556.1539 | 1255916.1853
30 | 2727555.4779 | 1255887.4387 | 2727549.9916 | 1255900.4432 | 2727547.6938 | 1255903.7856 | 2727546.0025 | 1255906.2959
31 | 2727576.6575 | 1255930.767 | 2727557.2218 | 1255917.1361 | 2727556.1539 | 1255916.1853
32 | 2727555.4779 | 1255887.4387 | 2727559.9002 | 1255878.5088
33 | 2727576.6575 | 1255930.767 | 2727566.5951 | 1255941.5042 | 2727559.0974 | 1255946.6381
34 | 2727576.6575 | 1255930.767 | 2727581.331 | 1255934.6954
35 | 2727562.2224 | 1255873.8218 | 2727561.5756 | 1255875.1257 | 2727559.9002 | 1255878.5088
36 | 2727495.9488 | 1255966.227 | 2727499.4713 | 1255958.2992
37 | 2727559.0974 | 1255946.6381 | 2727537.1264 | 1255961.682
38 | 2727581.331 | 1255934.6954 | 2727586.06 | 1255938.6704
39 | 2727571.3641 | 1255855.3968 | 2727566.4659 | 1255865.2667 | 2727562.2224 | 1255873.8218
40 | 2727532.0052 | 1255965.1885 | 2727537.1264 | 1255961.682
41 | 2727598.947 | 1255952.7002 | 2727590.9967 | 1255942.82 | 2727586.06 | 1255938.6704
42 | 2727598.947 | 1255952.7002 | 2727599.5778 | 1255953.6169
43 | 2727598.947 | 1255952.7002 | 2727600.9762 | 1255950.6198 | 2727603.8618 | 1255947.6571 | 2727604.8633 | 1255948.3792
44 | 2727488.6829 | 1255991.1039 | 2727474.0824 | 1255999.5749
45 | 2727488.6829 | 1255991.1039 | 2727485.84 | 1256002.0658
46 | 2727488.6829 | 1255991.1039 | 2727488.192 | 1255986.2223 | 2727495.9488 | 1255966.227
47 | 2727474.0824 | 1255999.5749 | 2727457.7003 | 1255994.0951 | 2727457.6645 | 1255992.2451
48 | 2727474.0824 | 1255999.5749 | 2727462.0889 | 1256006.3438
49 | 2727482.7173 | 1256014.1071 | 2727485.84 | 1256002.0658
50 | 2727459.0835 | 1255977.866 | 2727457.7099 | 1255984.5423 | 2727457.649 | 1255986.3204 | 2727457.5896 | 1255988.3765 | 2727457.6645 | 1255992.2451
51 | 2727453.6596 | 1256011.1011 | 2727462.0889 | 1256006.3438
52 | 2727482.7173 | 1256014.1071 | 2727498.0238 | 1256041.1385 | 2727498.0238 | 1256041.1385
53 | 2727436.9001 | 1255954.9644 | 2727430.7673 | 1255954.7902
54 | 2727447.6059 | 1255975.1609 | 2727432.6575 | 1255975.2726 | 2727432.7672 | 1255977.8745
55 | 2727447.6059 | 1255975.1609 | 2727459.0835 | 1255977.866
56 | 2727421.967 | 1255994.1706 | 2727434.7595 | 1255990.12 | 2727435.4647 | 1255989.2567 | 2727435.6606 | 1255988.2155 | 2727432.8223 | 1255979.1797 | 2727432.7672 | 1255977.8745
57 | 2727453.6596 | 1256011.1011 | 2727446.6043 | 1256014.2212
58 | 2727498.0238 | 1256041.1385 | 2727500.8209 | 1256043.6788 | 2727504.8786 | 1256044.0888 | 2727515.9919 | 1256039.3764
59 | 2727265.6097 | 1255843.6241 | 2727264.2086 | 1255844.0106 | 2727258.3208 | 1255844.1398 | 2727255.0999 | 1255844.1039 | 2727252.653 | 1255843.233
60 | 2727237.1853 | 1255830.9183 | 2727252.2397 | 1255843.0859 | 2727252.653 | 1255843.233
61 | 2727272.5617 | 1255841.2882 | 2727270.827 | 1255842.1846 | 2727265.6097 | 1255843.6241
62 | 2727237.1853 | 1255830.9183 | 2727226.2937 | 1255823.2383
63 | 2727272.5617 | 1255841.2882 | 2727274.5589 | 1255840.2562
64 | 2727202.2338 | 1255811.4969 | 2727219.6973 | 1255818.5871 | 2727226.2937 | 1255823.2383
65 | 2727281.2347 | 1255836.671 | 2727280.1658 | 1255837.3588 | 2727274.5589 | 1255840.2562
66 | 2727294.2815 | 1255828.2763 | 2727281.2347 | 1255836.671
67 | 2727581.3443 | 1255859.5564 | 2727596.756 | 1255872.4523
68 | 2727571.3641 | 1255855.3968 | 2727579.0567 | 1255857.6423 | 2727581.3443 | 1255859.5564
69 | 2727610.7643 | 1255884.1739 | 2727596.756 | 1255872.4523
70 | 2727571.3641 | 1255855.3968 | 2727577.3183 | 1255843.4863
71 | 2727612.6439 | 1255885.7467 | 2727610.7643 | 1255884.1739
72 | 2727585.7858 | 1255826.5484 | 2727577.3183 | 1255843.4863
73 | 2727612.6439 | 1255885.7467 | 2727623.7398 | 1255895.2932
74 | 2727612.6439 | 1255885.7467 | 2727603.3558 | 1255897.2722
75 | 2727585.7858 | 1255826.5484 | 2727592.1132 | 1255829.4763 | 2727595.8126 | 1255833.2149 | 2727602.5377 | 1255843.5913 | 2727606.3383 | 1255846.8316 | 2727611.2006 | 1255850.1727 | 2727615.5749 | 1255851.3013 | 2727620.5847 | 1255850.2528 | 2727626.8371 | 1255845.0535
76 | 2727585.7858 | 1255826.5484 | 2727594.0149 | 1255810.2058
77 | 2727632.3326 | 1255902.6861 | 2727623.7398 | 1255895.2932
78 | 2727645.4039 | 1255829.6138 | 2727626.8371 | 1255845.0535
79 | 2727633.5574 | 1255987.8997 | 2727646.1226 | 1255994.7434 | 2727655.653 | 1255998.712
80 | 2727633.5574 | 1255987.8997 | 2727624.606 | 1255994.0011 | 2727617.9988 | 1255999.5081 | 2727587.8295 | 1256018.3183
81 | 2727633.5574 | 1255987.8997 | 2727625.1495 | 1255982.1596
82 | 2727587.8295 | 1256018.3183 | 2727581.6043 | 1256022.1997 | 2727561.9433 | 1256033.7156
83 | 2727625.1495 | 1255982.1596 | 2727622.6574 | 1255980.4582 | 2727615.7484 | 1255973.7289
84 | 2727541.4129 | 1256046.8667 | 2727552.7436 | 1256039.1041 | 2727561.9433 | 1256033.7156
85 | 2727599.5778 | 1255953.6169 | 2727602.0927 | 1255957.272 | 2727611.2259 | 1255969.3241 | 2727615.7484 | 1255973.7289
86 | 2727666.2659 | 1255950.5496 | 2727653.218 | 1255966.5967
87 | 2727675.6327 | 1255939.0298 | 2727666.2659 | 1255950.5496
88 | 2727708.7252 | 1255877.4004 | 2727708.6042 | 1255877.3105
89 | 2727719.2042 | 1255885.188 | 2727708.7252 | 1255877.4004
90 | 2727719.2042 | 1255885.188 | 2727745.8884 | 1255902.114
91 | 2727719.2042 | 1255885.188 | 2727729.6065 | 1255872.0006 | 2727729.6065 | 1255872.0006
92 | 2727719.2042 | 1255885.188 | 2727697.6084 | 1255911.8742
93 | 2727745.8884 | 1255902.114 | 2727758.6813 | 1255910.2287 | 2727760.3685 | 1255911.1051
94 | 2727729.6065 | 1255872.0006 | 2727734.1264 | 1255864.2913 | 2727737.6067 | 1255855.4584 | 2727738.4964 | 1255852.0305
95 | 2727675.6327 | 1255939.0298 | 2727697.6084 | 1255911.8742
96 | 2727675.6327 | 1255939.0298 | 2727665.6964 | 1255930.4924
97 | 2727652.4252 | 1255919.0895 | 2727665.6964 | 1255930.4924
98 | 2727446.6043 | 1256014.2212 | 2727432.9179 | 1256020.274 | 2727426.8276 | 1256021.8229
99 | 2727426.8276 | 1256021.8229 | 2727408.6456 | 1256053.5765
100 | 2727408.6456 | 1256053.5765 | 2727400.8174 | 1256059.581
101 | 2727408.6456 | 1256053.5765 | 2727453.7046 | 1256075.5332
102 | 2727632.3326 | 1255902.6861 | 2727622.9412 | 1255914.0298
103 | 2727632.3326 | 1255902.6861 | 2727638.3805 | 1255907.6235
104 | 2727652.4252 | 1255919.0895 | 2727638.3805 | 1255907.6235
105 | 2727390.6724 | 1256067.3625 | 2727400.8174 | 1256059.581
106 | 2727453.7046 | 1256075.5332 | 2727452.0147 | 1256078.3479 | 2727434.6219 | 1256106.4876
107 | 2727390.6724 | 1256067.3625 | 2727375.0231 | 1256079.3588 | 2727373.3997 | 1256080.9398
108 | 2727390.6724 | 1256067.3625 | 2727373.4704 | 1256043.6799
109 | 2727371.2401 | 1256040.6095 | 2727373.4704 | 1256043.6799
110 | 2727652.4252 | 1255919.0895 | 2727642.2519 | 1255930.9409
111 | 2727544.7 | 1256025.8523 | 2727537.5741 | 1256030.225 | 2727515.9919 | 1256039.3764
112 | 2727314.0604 | 1255860.3395 | 2727310.1249 | 1255855.4685
113 | 2727335.2719 | 1255878.9828 | 2727331.9924 | 1255876.9305 | 2727318.2865 | 1255865.5701 | 2727314.0604 | 1255860.3395
114 | 2727294.2815 | 1255828.2763 | 2727304.3232 | 1255848.2878 | 2727310.1249 | 1255855.4685
115 | 2727338.2682 | 1255880.8579 | 2727335.2719 | 1255878.9828
116 | 2727294.2815 | 1255828.2763 | 2727291.0227 | 1255819.8321
117 | 2727338.2682 | 1255880.8579 | 2727334.1318 | 1255887.2524 | 2727329.3426 | 1255890.6747 | 2727318.5309 | 1255894.5345 | 2727304.8954 | 1255898.1335 | 2727292.1321 | 1255900.2416
118 | 2727338.2682 | 1255880.8579 | 2727346.4633 | 1255885.3492 | 2727356.7138 | 1255889.3399 | 2727357.6421 | 1255889.6288
119 | 2727291.0227 | 1255819.8321 | 2727306.2025 | 1255809.7696
120 | 2727291.0227 | 1255819.8321 | 2727284.2539 | 1255800.5917 | 2727276.2629 | 1255790.8797
121 | 2727292.1321 | 1255900.2416 | 2727288.2755 | 1255900.8786 | 2727283.3046 | 1255901.1075
122 | 2727391.42 | 1255897.9857 | 2727385.0367 | 1255897.0671 | 2727371.9953 | 1255894.095 | 2727357.6421 | 1255889.6288
123 | 2727306.7624 | 1255809.3985 | 2727306.2025 | 1255809.7696
124 | 2727261.1149 | 1255772.4693 | 2727276.2629 | 1255790.8797
125 | 2727283.3046 | 1255901.1075 | 2727275.9275 | 1255901.4471 | 2727275.1134 | 1255901.4183
126 | 2727391.42 | 1255897.9857 | 2727400.3956 | 1255899.2773 | 2727413.189 | 1255899.8252
127 | 2727261.1149 | 1255772.4693 | 2727254.938 | 1255765.9618
128 | 2727261.1149 | 1255772.4693 | 2727266.947 | 1255766.8674 | 2727276.1659 | 1255760.7152
129 | 2727254.938 | 1255765.9618 | 2727243.1943 | 1255753.5896 | 2727238.0142 | 1255749.5747 | 2727232.6964 | 1255746.7023
130 | 2727285.403 | 1255754.5509 | 2727276.1659 | 1255760.7152
131 | 2727228.3693 | 1255745.3014 | 2727232.6964 | 1255746.7023 | 2727232.6964 | 1255746.7023
132 | 2727285.403 | 1255754.5509 | 2727303.4316 | 1255742.5196
133 | 2727328.0696 | 1255795.2742 | 2727306.7624 | 1255809.3985
134 | 2727228.3693 | 1255745.3014 | 2727225.7056 | 1255744.439 | 2727208.575 | 1255742.1014
135 | 2727315.0068 | 1255734.795 | 2727303.4316 | 1255742.5196
136 | 2727336.1376 | 1255789.8915 | 2727333.3193 | 1255791.7943 | 2727328.0696 | 1255795.2742
137 | 2727208.575 | 1255742.1014 | 2727193.2968 | 1255740.0166 | 2727178.6502 | 1255736.5879 | 2727173.2193 | 1255734.7847
138 | 2727160.2323 | 1255729.6534 | 2727165.2554 | 1255732.1407 | 2727173.2193 | 1255734.7847
139 | 2727140.6759 | 1255713.4296 | 2727141.8894 | 1255715.9467 | 2727143.8698 | 1255718.2357 | 2727155.2067 | 1255727.1649 | 2727160.2323 | 1255729.6534
140 | 2727140.6759 | 1255713.4296 | 2727140.0446 | 1255710.8582
141 | 2727178.8458 | 1255682.9124 | 2727194.5335 | 1255674.9769
142 | 2727140.0446 | 1255710.8582 | 2727140.2869 | 1255708.3611 | 2727141.1603 | 1255705.9889 | 2727144.8611 | 1255702.6543 | 2727155.3974 | 1255694.7735 | 2727178.8458 | 1255682.9124
143 | 2727234.7976 | 1255654.6099 | 2727194.5335 | 1255674.9769
144 | 2727234.7976 | 1255654.6099 | 2727244.8771 | 1255673.7203
145 | 2727244.8771 | 1255673.7203 | 2727252.9938 | 1255689.1094 | 2727256.1385 | 1255693.3919
146 | 2727315.0068 | 1255734.795 | 2727330.5206 | 1255724.4419
147 | 2727330.5206 | 1255724.4419 | 2727330.6959 | 1255724.325
148 | 2727354.2419 | 1255708.6117 | 2727330.6959 | 1255724.325
149 | 2727336.1376 | 1255789.8915 | 2727337.901 | 1255788.701
150 | 2727358.1101 | 1255775.0569 | 2727337.901 | 1255788.701
151 | 2727392.8049 | 1255751.7853 | 2727414.1776 | 1255737.4496
152 | 2727392.8049 | 1255751.7853 | 2727372.4234 | 1255765.4563
153 | 2727436.1663 | 1255722.7007 | 2727414.1776 | 1255737.4496
154 | 2727370.2055 | 1255766.9439 | 2727372.4234 | 1255765.4563
155 | 2727436.1663 | 1255722.7007 | 2727457.699 | 1255773.2624
156 | 2727370.2055 | 1255766.9439 | 2727360.7417 | 1255773.2918
157 | 2727358.1101 | 1255775.0569 | 2727360.7417 | 1255773.2918
158 | 2727358.1101 | 1255775.0569 | 2727376.6718 | 1255803.3925 | 2727383.0126 | 1255810.2573 | 2727388.1714 | 1255814.9057 | 2727392.9449 | 1255819.924
159 | 2727381.6399 | 1255827.4927 | 2727373.7455 | 1255832.778 | 2727373.667 | 1255832.8539
160 | 2727392.9449 | 1255819.924 | 2727381.6399 | 1255827.4927
161 | 2727367.196 | 1255839.1094 | 2727373.667 | 1255832.8539
162 | 2727392.9449 | 1255819.924 | 2727399.6916 | 1255816.6159
163 | 2727408.4442 | 1255812.3241 | 2727399.6916 | 1255816.6159
164 | 2727408.4442 | 1255812.3241 | 2727416.7943 | 1255808.2298
165 | 2727255.3184 | 1255899.8323 | 2727263.8273 | 1255901.0199 | 2727275.1134 | 1255901.4183
166 | 2727493.6683 | 1255819.4133 | 2727490.2254 | 1255821.8416 | 2727487.1142 | 1255824.3781
167 | 2727504.6909 | 1255811.6391 | 2727493.6683 | 1255819.4133
168 | 2727467.496 | 1255842.6931 | 2727468.4072 | 1255840.3217 | 2727470.0121 | 1255838.3211 | 2727487.1142 | 1255824.3781
169 | 2727504.6909 | 1255811.6391 | 2727511.2328 | 1255807.0251 | 2727517.2169 | 1255801.7205
170 | 2727467.496 | 1255842.6931 | 2727464.5931 | 1255838.4046
171 | 2727530.6141 | 1255787.0913 | 2727530.0483 | 1255787.8466 | 2727520.1247 | 1255799.1429 | 2727517.2169 | 1255801.7205
172 | 2727464.5931 | 1255838.4046 | 2727464.8694 | 1255837.2177

## bus_geodata
| x | y | coords
0 | 2727545.0664 | 1255788.3293
1 | 2727525.3596 | 1255835.9552
2 | 2727513.4371 | 1255843.7276
3 | 2727485.5413 | 1255867.6483
4 | 2727527.3495 | 1255883.5664
5 | 2727467.0334 | 1255882.5727
6 | 2727475.9897 | 1255856.8091
7 | 2727529.8092 | 1255889.1995
8 | 2727531.6494 | 1255893.014
9 | 2727534.7158 | 1255897.9779
10 | 2727542.0972 | 1255901.2628
11 | 2727440.172 | 1255894.9041
12 | 2727472.1294 | 1255852.4285
13 | 2727476.6576 | 1255956.1046
14 | 2727470.5084 | 1255955.9265
15 | 2727482.7819 | 1255956.2819
16 | 2727464.3757 | 1255955.749
17 | 2727506.5419 | 1255945.2192
18 | 2727449.1738 | 1255955.3131
19 | 2727508.2863 | 1255943.7392
20 | 2727443.0494 | 1255955.1391
21 | 2727510.3146 | 1255945.896
22 | 2727532.709 | 1255922.548
23 | 2727523.3421 | 1255933.7898
24 | 2727546.0025 | 1255906.2959
25 | 2727517.5915 | 1255939.7594
26 | 2727556.1539 | 1255916.1853
27 | 2727555.4779 | 1255887.4387
28 | 2727576.6575 | 1255930.767
29 | 2727559.9002 | 1255878.5088
30 | 2727499.4713 | 1255958.2992
31 | 2727559.0974 | 1255946.6381
32 | 2727581.331 | 1255934.6954
33 | 2727562.2224 | 1255873.8218
34 | 2727537.1264 | 1255961.682
35 | 2727586.06 | 1255938.6704
36 | 2727532.0052 | 1255965.1885
37 | 2727598.947 | 1255952.7002
38 | 2727488.6829 | 1255991.1039
39 | 2727474.0824 | 1255999.5749
40 | 2727485.84 | 1256002.0658
41 | 2727495.9488 | 1255966.227
42 | 2727457.6645 | 1255992.2451
43 | 2727462.0889 | 1256006.3438
44 | 2727482.7173 | 1256014.1071
45 | 2727436.9001 | 1255954.9644
46 | 2727430.7673 | 1255954.7902
47 | 2727447.6059 | 1255975.1609
48 | 2727432.7672 | 1255977.8745
49 | 2727459.0835 | 1255977.866
50 | 2727421.967 | 1255994.1706
51 | 2727453.6596 | 1256011.1011
52 | 2727498.0238 | 1256041.1385
53 | 2727252.653 | 1255843.233
54 | 2727265.6097 | 1255843.6241
55 | 2727237.1853 | 1255830.9183
56 | 2727272.5617 | 1255841.2882
57 | 2727226.2937 | 1255823.2383
58 | 2727274.5589 | 1255840.2562
59 | 2727202.2338 | 1255811.4969
60 | 2727281.2347 | 1255836.671
61 | 2727581.3443 | 1255859.5564
62 | 2727596.756 | 1255872.4523
63 | 2727571.3641 | 1255855.3968
64 | 2727610.7643 | 1255884.1739
65 | 2727577.3183 | 1255843.4863
66 | 2727612.6439 | 1255885.7467
67 | 2727585.7858 | 1255826.5484
68 | 2727623.7398 | 1255895.2932
69 | 2727603.3558 | 1255897.2722
70 | 2727626.8371 | 1255845.0535
71 | 2727594.0149 | 1255810.2058
72 | 2727655.653 | 1255998.712
73 | 2727633.5574 | 1255987.8997
74 | 2727587.8295 | 1256018.3183
75 | 2727625.1495 | 1255982.1596
76 | 2727561.9433 | 1256033.7156
77 | 2727615.7484 | 1255973.7289
78 | 2727653.218 | 1255966.5967
79 | 2727666.2659 | 1255950.5496
80 | 2727541.4129 | 1256046.8667
81 | 2727599.5778 | 1255953.6169
82 | 2727604.8633 | 1255948.3792
83 | 2727708.7252 | 1255877.4004
84 | 2727708.6042 | 1255877.3105
85 | 2727719.2042 | 1255885.188
86 | 2727745.8884 | 1255902.114
87 | 2727729.6065 | 1255872.0006
88 | 2727697.6084 | 1255911.8742
89 | 2727760.3685 | 1255911.1051
90 | 2727738.4964 | 1255852.0305
91 | 2727675.6327 | 1255939.0298
92 | 2727665.6964 | 1255930.4924
93 | 2727446.6043 | 1256014.2212
94 | 2727426.8276 | 1256021.8229
95 | 2727408.6456 | 1256053.5765
96 | 2727632.3326 | 1255902.6861
97 | 2727622.9412 | 1255914.0298
98 | 2727638.3805 | 1255907.6235
99 | 2727400.8174 | 1256059.581
100 | 2727453.7046 | 1256075.5332
101 | 2727390.6724 | 1256067.3625
102 | 2727434.6219 | 1256106.4876
103 | 2727373.3997 | 1256080.9398
104 | 2727373.4703 | 1256043.6799
105 | 2727371.2401 | 1256040.6095
106 | 2727652.4252 | 1255919.0895
107 | 2727642.2519 | 1255930.9409
108 | 2727645.4039 | 1255829.6138
109 | 2727515.9919 | 1256039.3764
110 | 2727544.7 | 1256025.8523
111 | 2727314.0604 | 1255860.3395
112 | 2727310.1249 | 1255855.4685
113 | 2727335.2719 | 1255878.9828
114 | 2727294.2815 | 1255828.2763
115 | 2727338.2682 | 1255880.8579
116 | 2727291.0227 | 1255819.8321
117 | 2727292.1321 | 1255900.2416
118 | 2727357.6421 | 1255889.6288
119 | 2727306.2025 | 1255809.7696
120 | 2727276.2629 | 1255790.8797
121 | 2727283.3046 | 1255901.1075
122 | 2727391.42 | 1255897.9857
123 | 2727261.1149 | 1255772.4693
124 | 2727254.938 | 1255765.9618
125 | 2727276.1659 | 1255760.7152
126 | 2727232.6964 | 1255746.7023
127 | 2727285.403 | 1255754.5509
128 | 2727306.7624 | 1255809.3985
129 | 2727228.3693 | 1255745.3014
130 | 2727303.4316 | 1255742.5196
131 | 2727328.0696 | 1255795.2742
132 | 2727208.575 | 1255742.1014
133 | 2727173.2193 | 1255734.7847
134 | 2727160.2323 | 1255729.6534
135 | 2727140.6759 | 1255713.4296
136 | 2727178.8458 | 1255682.9124
137 | 2727194.5335 | 1255674.9769
138 | 2727140.0446 | 1255710.8582
139 | 2727234.7976 | 1255654.6099
140 | 2727244.8771 | 1255673.7203
141 | 2727256.1385 | 1255693.3919
142 | 2727315.0068 | 1255734.795
143 | 2727330.5206 | 1255724.4419
144 | 2727330.6959 | 1255724.325
145 | 2727354.2419 | 1255708.6117
146 | 2727336.1376 | 1255789.8915
147 | 2727337.901 | 1255788.701
148 | 2727392.8049 | 1255751.7853
149 | 2727414.1776 | 1255737.4496
150 | 2727372.4234 | 1255765.4563
151 | 2727436.1663 | 1255722.7007
152 | 2727370.2055 | 1255766.9439
153 | 2727457.699 | 1255773.2624
154 | 2727360.7417 | 1255773.2918
155 | 2727358.1101 | 1255775.0569
156 | 2727381.6399 | 1255827.4927
157 | 2727373.667 | 1255832.8539
158 | 2727392.9449 | 1255819.924
159 | 2727367.196 | 1255839.1094
160 | 2727399.6916 | 1255816.6159
161 | 2727408.4442 | 1255812.3241
162 | 2727416.7943 | 1255808.2298
163 | 2727413.189 | 1255899.8252
164 | 2727275.1134 | 1255901.4183
165 | 2727493.6683 | 1255819.4133
166 | 2727487.1142 | 1255824.3781
167 | 2727504.6909 | 1255811.6391
168 | 2727467.496 | 1255842.6931
169 | 2727517.2169 | 1255801.7205
170 | 2727464.5931 | 1255838.4046
171 | 2727530.6141 | 1255787.0913
172 | 2727464.8694 | 1255837.2177
173 | 2727255.3184 | 1255899.8323
174 | 2727485.5413 | 1255867.6483

## line_std_types
| c_nf_per_km | r_ohm_per_km | x_ohm_per_km | max_i_ka | type | q_mm2 | alpha | voltage_rating
NAYY 4x50 SE | 210 | 0.642 | 0.083 | 0.142 | cs | 50 | 0.00403 | LV
NAYY 4x120 SE | 264 | 0.225 | 0.08 | 0.242 | cs | 120 | 0.00403 | LV
NAYY 4x150 SE | 261 | 0.208 | 0.08 | 0.27 | cs | 150 | 0.00403 | LV
NA2XS2Y 1x95 RM/25 12/20 kV | 216 | 0.313 | 0.132 | 0.252 | cs | 95 | 0.00403 | MV
NA2XS2Y 1x185 RM/25 12/20 kV | 273 | 0.161 | 0.117 | 0.362 | cs | 185 | 0.00403 | MV
NA2XS2Y 1x240 RM/25 12/20 kV | 304 | 0.122 | 0.112 | 0.421 | cs | 240 | 0.00403 | MV
NA2XS2Y 1x95 RM/25 6/10 kV | 315 | 0.313 | 0.123 | 0.249 | cs | 95 | 0.00403 | MV
NA2XS2Y 1x185 RM/25 6/10 kV | 406 | 0.161 | 0.11 | 0.358 | cs | 185 | 0.00403 | MV
NA2XS2Y 1x240 RM/25 6/10 kV | 456 | 0.122 | 0.105 | 0.416 | cs | 240 | 0.00403 | MV
NA2XS2Y 1x150 RM/25 12/20 kV | 250 | 0.206 | 0.116 | 0.319 | cs | 150 | 0.00403 | MV
NA2XS2Y 1x120 RM/25 12/20 kV | 230 | 0.253 | 0.119 | 0.283 | cs | 120 | 0.00403 | MV
NA2XS2Y 1x70 RM/25 12/20 kV | 190 | 0.443 | 0.132 | 0.22 | cs | 70 | 0.00403 | MV
NA2XS2Y 1x150 RM/25 6/10 kV | 360 | 0.206 | 0.11 | 0.315 | cs | 150 | 0.00403 | MV
NA2XS2Y 1x120 RM/25 6/10 kV | 340 | 0.253 | 0.113 | 0.28 | cs | 120 | 0.00403 | MV
NA2XS2Y 1x70 RM/25 6/10 kV | 280 | 0.443 | 0.123 | 0.217 | cs | 70 | 0.00403 | MV
N2XS(FL)2Y 1x120 RM/35 64/110 kV | 112 | 0.153 | 0.166 | 0.366 | cs | 120 | 0.00393 | HV
N2XS(FL)2Y 1x185 RM/35 64/110 kV | 125 | 0.099 | 0.156 | 0.457 | cs | 185 | 0.00393 | HV
N2XS(FL)2Y 1x240 RM/35 64/110 kV | 135 | 0.075 | 0.149 | 0.526 | cs | 240 | 0.00393 | HV
N2XS(FL)2Y 1x300 RM/35 64/110 kV | 144 | 0.06 | 0.144 | 0.588 | cs | 300 | 0.00393 | HV
15-AL1/3-ST1A 0.4 | 11 | 1.8769 | 0.35 | 0.105 | ol | 16 | 0.00403 | LV
24-AL1/4-ST1A 0.4 | 11.25 | 1.2012 | 0.335 | 0.14 | ol | 24 | 0.00403 | LV
48-AL1/8-ST1A 0.4 | 12.2 | 0.5939 | 0.3 | 0.21 | ol | 48 | 0.00403 | LV
94-AL1/15-ST1A 0.4 | 13.2 | 0.306 | 0.29 | 0.35 | ol | 94 | 0.00403 | LV
34-AL1/6-ST1A 10.0 | 9.7 | 0.8342 | 0.36 | 0.17 | ol | 34 | 0.00403 | MV
48-AL1/8-ST1A 10.0 | 10.1 | 0.5939 | 0.35 | 0.21 | ol | 48 | 0.00403 | MV
70-AL1/11-ST1A 10.0 | 10.4 | 0.4132 | 0.339 | 0.29 | ol | 70 | 0.00403 | MV
94-AL1/15-ST1A 10.0 | 10.75 | 0.306 | 0.33 | 0.35 | ol | 94 | 0.00403 | MV
122-AL1/20-ST1A 10.0 | 11.1 | 0.2376 | 0.323 | 0.41 | ol | 122 | 0.00403 | MV
149-AL1/24-ST1A 10.0 | 11.25 | 0.194 | 0.315 | 0.47 | ol | 149 | 0.00403 | MV
34-AL1/6-ST1A 20.0 | 9.15 | 0.8342 | 0.382 | 0.17 | ol | 34 | 0.00403 | MV
48-AL1/8-ST1A 20.0 | 9.5 | 0.5939 | 0.372 | 0.21 | ol | 48 | 0.00403 | MV
70-AL1/11-ST1A 20.0 | 9.7 | 0.4132 | 0.36 | 0.29 | ol | 70 | 0.00403 | MV
94-AL1/15-ST1A 20.0 | 10 | 0.306 | 0.35 | 0.35 | ol | 94 | 0.00403 | MV
122-AL1/20-ST1A 20.0 | 10.3 | 0.2376 | 0.344 | 0.41 | ol | 122 | 0.00403 | MV
149-AL1/24-ST1A 20.0 | 10.5 | 0.194 | 0.337 | 0.47 | ol | 149 | 0.00403 | MV
184-AL1/30-ST1A 20.0 | 10.75 | 0.1571 | 0.33 | 0.535 | ol | 184 | 0.00403 | MV
243-AL1/39-ST1A 20.0 | 11 | 0.1188 | 0.32 | 0.645 | ol | 243 | 0.00403 | MV
48-AL1/8-ST1A 110.0 | 8 | 0.5939 | 0.46 | 0.21 | ol | 48 | 0.00403 | HV
70-AL1/11-ST1A 110.0 | 8.4 | 0.4132 | 0.45 | 0.29 | ol | 70 | 0.00403 | HV
94-AL1/15-ST1A 110.0 | 8.65 | 0.306 | 0.44 | 0.35 | ol | 94 | 0.00403 | HV
122-AL1/20-ST1A 110.0 | 8.5 | 0.2376 | 0.43 | 0.41 | ol | 122 | 0.00403 | HV
149-AL1/24-ST1A 110.0 | 8.75 | 0.194 | 0.41 | 0.47 | ol | 149 | 0.00403 | HV
184-AL1/30-ST1A 110.0 | 8.8 | 0.1571 | 0.4 | 0.535 | ol | 184 | 0.00403 | HV
243-AL1/39-ST1A 110.0 | 9 | 0.1188 | 0.39 | 0.645 | ol | 243 | 0.00403 | HV
305-AL1/39-ST1A 110.0 | 9.2 | 0.0949 | 0.38 | 0.74 | ol | 305 | 0.00403 | HV
490-AL1/64-ST1A 110.0 | 9.75 | 0.059 | 0.37 | 0.96 | ol | 490 | 0.00403 | HV
679-AL1/86-ST1A 110.0 | 9.95 | 0.042 | 0.36 | 1.15 | ol | 679 | 0.00403 | HV
490-AL1/64-ST1A 220.0 | 10 | 0.059 | 0.285 | 0.96 | ol | 490 | 0.00403 | HV
679-AL1/86-ST1A 220.0 | 11.7 | 0.042 | 0.275 | 1.15 | ol | 679 | 0.00403 | HV
490-AL1/64-ST1A 380.0 | 11 | 0.059 | 0.253 | 0.96 | ol | 490 | 0.00403 | HV
679-AL1/86-ST1A 380.0 | 14.6 | 0.042 | 0.25 | 1.15 | ol | 679 | 0.00403 | HV

## trafo_std_types
| i0_percent | pfe_kw | vkr_percent | sn_mva | vn_lv_kv | vn_hv_kv | vk_percent | shift_degree | vector_group | tap_side | tap_neutral | tap_min | tap_max | tap_step_degree | tap_step_percent | tap_phase_shifter
160 MVA 380/110 kV | 0.06 | 60 | 0.25 | 160 | 110 | 380 | 12.2 | 0 | Yy0 | hv | 0 | -9 | 9 | 0 | 1.5 | FALSE
100 MVA 220/110 kV | 0.06 | 55 | 0.26 | 100 | 110 | 220 | 12 | 0 | Yy0 | hv | 0 | -9 | 9 | 0 | 1.5 | FALSE
63 MVA 110/20 kV | 0.04 | 22 | 0.32 | 63 | 20 | 110 | 18 | 150 | YNd5 | hv | 0 | -9 | 9 | 0 | 1.5 | FALSE
40 MVA 110/20 kV | 0.05 | 18 | 0.34 | 40 | 20 | 110 | 16.2 | 150 | YNd5 | hv | 0 | -9 | 9 | 0 | 1.5 | FALSE
25 MVA 110/20 kV | 0.07 | 14 | 0.41 | 25 | 20 | 110 | 12 | 150 | YNd5 | hv | 0 | -9 | 9 | 0 | 1.5 | FALSE
63 MVA 110/10 kV | 0.04 | 22 | 0.32 | 63 | 10 | 110 | 18 | 150 | YNd5 | hv | 0 | -9 | 9 | 0 | 1.5 | FALSE
40 MVA 110/10 kV | 0.05 | 18 | 0.34 | 40 | 10 | 110 | 16.2 | 150 | YNd5 | hv | 0 | -9 | 9 | 0 | 1.5 | FALSE
25 MVA 110/10 kV | 0.07 | 14 | 0.41 | 25 | 10 | 110 | 12 | 150 | YNd5 | hv | 0 | -9 | 9 | 0 | 1.5 | FALSE
0.25 MVA 20/0.4 kV | 0.32 | 0.8 | 1.44 | 0.25 | 0.4 | 20 | 6 | 150 | Yzn5 | hv | 0 | -2 | 2 | 0 | 2.5 | FALSE
0.4 MVA 20/0.4 kV | 0.3375 | 1.35 | 1.425 | 0.4 | 0.4 | 20 | 6 | 150 | Dyn5 | hv | 0 | -2 | 2 | 0 | 2.5 | FALSE
0.63 MVA 20/0.4 kV | 0.2619 | 1.65 | 1.206 | 0.63 | 0.4 | 20 | 6 | 150 | Dyn5 | hv | 0 | -2 | 2 | 0 | 2.5 | FALSE
0.25 MVA 10/0.4 kV | 0.24 | 0.6 | 1.2 | 0.25 | 0.4 | 10 | 4 | 150 | Dyn5 | hv | 0 | -2 | 2 | 0 | 2.5 | FALSE
0.4 MVA 10/0.4 kV | 0.2375 | 0.95 | 1.325 | 0.4 | 0.4 | 10 | 4 | 150 | Dyn5 | hv | 0 | -2 | 2 | 0 | 2.5 | FALSE
0.63 MVA 10/0.4 kV | 0.1873 | 1.18 | 1.0794 | 0.63 | 0.4 | 10 | 4 | 150 | Dyn5 | hv | 0 | -2 | 2 | 0 | 2.5 | FALSE

## trafo3w_std_types
| sn_hv_mva | sn_mv_mva | sn_lv_mva | vn_hv_kv | vn_mv_kv | vn_lv_kv | vk_hv_percent | vk_mv_percent | vk_lv_percent | vkr_hv_percent | vkr_mv_percent | vkr_lv_percent | pfe_kw | i0_percent | shift_mv_degree | shift_lv_degree | vector_group | tap_side | tap_neutral | tap_min | tap_max | tap_step_percent
63/25/38 MVA 110/20/10 kV | 63 | 25 | 38 | 110 | 20 | 10 | 10.4 | 10.4 | 10.4 | 0.28 | 0.32 | 0.35 | 35 | 0.89 | 0 | 0 | YN0yn0yn0 | hv | 0 | -10 | 10 | 1.2
63/25/38 MVA 110/10/10 kV | 63 | 25 | 38 | 110 | 10 | 10 | 10.4 | 10.4 | 10.4 | 0.28 | 0.32 | 0.35 | 35 | 0.89 | 0 | 0 | YN0yn0yn0 | hv | 0 | -10 | 10 | 1.2

## fuse_std_types
| fuse_type | i_rated_a | t_avg | t_min | t_total | x_avg | x_min | x_total
HV 100A | HV 100A | 100 | 0 | [10.0, 3.64, 0.854, 0.281, 0.1, 0.0531, 0.022, 0.01] | [10.0, 4.267, 1.21, 0.403, 0.1, 0.058, 0.022, 0.01] | 0 | [300.0, 350.0, 450.0, 550.0, 700.0, 850.0, 1200.0, 1752.0] | [600.0, 700.0, 900.0, 1150.0, 1665.0, 2000.0, 3000.0, 4313.0]
HV 10A | HV 10A | 10 | 0 | [10.0, 1675.0, 0.344, 0.156, 0.1, 0.0417, 0.0171, 0.01] | [10.0, 1.3, 0.3, 0.155, 0.1, 0.0555, 0.023, 0.01] | 0 | [30.0, 32.0, 35.0, 37.0, 39.0, 50.0, 70.0, 88.0] | [60.0, 70.0, 80.0, 87.0, 94.0, 110.0, 150.0, 216.0]
HV 125A | HV 125A | 125 | 0 | [10.0, 1.82, 0.344, 0.1, 0.0467, 0.0269, 0.01] | [10.0, 2.478, 0.426, 0.1, 0.0427, 0.0211, 0.01] | 0 | [375.0, 500.0, 700.0, 925.0, 1200.0, 1500.0, 2341.0] | [750.0, 1000.0, 1500.0, 2200.0, 3000.0, 4000.0, 5765.0]
HV 160A | HV 160A | 160 | 0 | [10.0, 4.15, 1.03, 0.198, 0.1, 0.051, 0.0172, 0.01] | [10.0, 2.3, 0.734, 0.274, 0.1, 0.046, 0.0177, 0.01] | 0 | [480.0, 550.0, 700.0, 1000.0, 1260.0, 1600.0, 2500.0, 3227.0] | [960.0, 1300.0, 1700.0, 2200.0, 2996.0, 4000.0, 6000.0, 7946.0]
HV 16A | HV 16A | 16 | 0 | [10.0, 0.352, 0.164, 0.1, 0.0649, 0.0342, 0.01] | [10.0, 2.34, 0.722, 0.181, 0.1, 0.055, 0.0296, 0.01] | 0 | [48.0, 60.0, 65.0, 71.0, 80.0, 100.0, 162.0] | [96.0, 110.0, 125.0, 150.0, 168.0, 200.0, 250.0, 398.0]
HV 200A | HV 200A | 200 | 0 | [10.0, 4.267, 1.21, 0.403, 0.1, 0.058, 0.022, 0.01] | [10.0, 3.73, 1.654, 0.328, 0.1, 0.0531, 0.019, 0.01] | 0 | [600.0, 700.0, 900.0, 1150.0, 1665.0, 2000.0, 3000.0, 4313.0] | [1200.0, 1500.0, 1800.0, 2700.0, 3960.0, 5000.0, 7500.0, 10620.0]
HV 20A | HV 20A | 20 | 0 | [10.0, 1.3, 0.3, 0.155, 0.1, 0.0555, 0.023, 0.01] | [10.0, 1.3, 0.161, 0.1, 0.0611, 0.0399, 0.0141, 0.01] | 0 | [60.0, 70.0, 80.0, 87.0, 94.0, 110.0, 150.0, 216.0] | [120.0, 150.0, 200.0, 223.0, 260.0, 300.0, 450.0, 532.0]
HV 25A | HV 25A | 25 | 0 | [10.0, 2.512, 0.833, 0.299, 0.1, 0.0372, 0.0223, 0.01] | [10.0, 3.125, 0.597, 0.198, 0.1, 0.0378, 0.022, 0.01] | 0 | [75.0, 82.0, 90.0, 100.0, 124.0, 170.0, 200.0, 289.0] | [150.0, 170.0, 210.0, 250.0, 294.0, 400.0, 500.0, 711.0]
HV 31.5A | HV 31.5A | 31.5 | 0 | [10.0, 2.34, 0.722, 0.181, 0.1, 0.055, 0.0296, 0.01] | [10.0, 2.84, 0.368, 0.164, 0.1, 0.0621, 0.0378, 0.0195, 0.01] | 0 | [95.0, 110.0, 125.0, 150.0, 165.0, 200.0, 250.0, 390.0] | [189.0, 220.0, 300.0, 350.0, 393.0, 450.0, 530.0, 700.0, 960.0]
HV 40A | HV 40A | 40 | 0 | [10.0, 1.3, 0.161, 0.1, 0.0611, 0.0399, 0.0141, 0.01] | [10.0, 2.05, 0.369, 0.198, 0.1, 0.051, 0.0298, 0.01] | 0 | [120.0, 150.0, 200.0, 223.0, 260.0, 300.0, 450.0, 532.0] | [240.0, 300.0, 400.0, 450.0, 530.0, 650.0, 800.0, 1311.0]
HV 50A | HV 50A | 50 | 0 | [10.0, 3.215, 0.597, 0.198, 0.1, 0.0378, 0.022, 0.01] | [10.0, 3.64, 0.854, 0.281, 0.1, 0.0531, 0.022, 0.01] | 0 | [150.0, 170.0, 210.0, 250.0, 294.0, 400.0, 500.0, 711.0] | [300.0, 350.0, 450.0, 550.0, 700.0, 850.0, 1200.0, 1752.0]
HV 6.3A | HV 6.3A | 6.3 | 0 | [10.0, 1.39, 0.344, 0.168, 0.1, 0.056, 0.0263, 0.01] | [10.0, 1.711, 0.516, 0.198, 0.1, 0.0634, 0.0303, 0.01] | 0 | [19.0, 19.5, 20.4, 20.8, 22.0, 25.0, 32.0, 48.0] | [38.0, 40.0, 43.0, 48.0, 53.0, 60.0, 75.0, 118.0]
HV 63A | HV 63A | 63 | 0 | [10.0, 2.84, 0.368, 0.164, 0.1, 0.0621, 0.0378, 0.0195, 0.01] | [10.0, 1.82, 0.344, 0.1, 0.0467, 0.0269, 0.01] | 0 | [189.0, 220.0, 300.0, 350.0, 393.0, 450.0, 530.0, 700.0, 961.0] | [378.0, 500.0, 700.0, 934.0, 1200.0, 1500.0, 2366.0]
HV 80A | HV 80A | 80 | 0 | [10.0, 2.05, 0.369, 0.198, 0.1, 0.051, 0.0298, 0.01] | [10.0, 4.15, 1.03, 0.198, 0.1, 0.051, 0.0172, 0.01] | 0 | [240.0, 300.0, 400.0, 450.0, 530.0, 650.0, 800.0, 1311.0] | [480.0, 550.0, 700.0, 1000.0, 1260.0, 1600.0, 2500.0, 3227.0]
Siemens NH-1-100 | Siemens NH-1-100 | 100 | [5400.0, 2000.0, 400.0, 20.0, 1.0, 0.2, 0.012, 0.004] | 0 | 0 | [150.0, 190.0, 250.0, 430.0, 900.0, 1250.0, 2700.0, 3600.0] | 0 | 0
Siemens NH-1-125 | Siemens NH-1-125 | 125 | [4800.0, 120.0, 7.0, 0.1, 0.004] | 0 | 0 | [180.0, 400.0, 740.0, 2000.0, 4250.0] | 0 | 0
Siemens NH-1-16 | Siemens NH-1-16 | 16 | [4000.0, 400.0, 2.0, 0.1, 0.04, 0.01] | 0 | 0 | [26.0, 35.0, 75.0, 150.0, 200.0, 300.0] | 0 | 0
Siemens NH-1-160 | Siemens NH-1-160 | 160 | [4800.0, 120.0, 7.0, 0.1, 0.004] | 0 | 0 | [210.0, 500.0, 900.0, 2300.0, 5000.0] | 0 | 0
Siemens NH-1-25 | Siemens NH-1-25 | 25 | [4000.0, 1000.0, 10.0, 0.2, 0.02, 0.01] | 0 | 0 | [40.0, 50.0, 100.0, 210.0, 400.0, 500.0] | 0 | 0
Siemens NH-1-50 | Siemens NH-1-50 | 50 | [4000.0, 40.0, 4.0, 1.0, 0.02, 0.01] | 0 | 0 | [86.0, 200.0, 300.0, 400.0, 1000.0, 1280.0] | 0 | 0
Siemens NH-1-63 | Siemens NH-1-63 | 63 | [4000.0, 100.0, 10.0, 2.0, 0.04, 0.01] | 0 | 0 | [100.0, 200.0, 300.0, 400.0, 1000.0, 1500.0] | 0 | 0
Siemens NH-1-80 | Siemens NH-1-80 | 80 | [4800.0, 120.0, 7.0, 0.1, 0.01] | 0 | 0 | [150.58, 250.0, 450.0, 1150.0, 2470.0] | 0 | 0
Siemens NH-2-1000 | Siemens NH-2-1000 | 1000 | [4800.0, 120.0, 7.0, 0.1, 0.004] | 0 | 0 | [1900.0, 3500.0, 8400.0, 24000.0, 52000.0] | 0 | 0
Siemens NH-2-200 | Siemens NH-2-200 | 200 | [4800.0, 120.0, 7.0, 0.1, 0.004] | 0 | 0 | [280.0, 650.0, 1200.0, 3000.0, 7000.0] | 0 | 0
Siemens NH-2-224 | Siemens NH-2-224 | 224 | [4800.0, 120.0, 7.0, 0.2, 0.04, 0.004] | 0 | 0 | [400.0, 750.0, 1453.0, 3025.0, 4315.0, 7600.0] | 0 | 0
Siemens NH-2-250 | Siemens NH-2-250 | 250 | [4800.0, 120.0, 7.0, 0.1, 0.004] | 0 | 0 | [450.0, 800.0, 1650.0, 4000.0, 8500.0] | 0 | 0
Siemens NH-2-315 | Siemens NH-2-315 | 315 | [4800.0, 120.0, 7.0, 0.1, 0.004] | 0 | 0 | [550.0, 920.0, 1900.0, 5000.0, 11000.0] | 0 | 0
Siemens NH-2-355 | Siemens NH-2-355 | 355 | [4800.0, 120.0, 6.0, 0.1, 0.004] | 0 | 0 | [650.0, 1116.27, 2350.0, 5840.0, 12790.0] | 0 | 0
Siemens NH-2-400 | Siemens NH-2-400 | 400 | [4800.0, 120.0, 7.0, 0.1, 0.004] | 0 | 0 | [720.0, 1350.0, 2800.0, 6500.0, 15000.0] | 0 | 0
Siemens NH-2-425 | Siemens NH-2-425 | 425 | [4800.0, 120.0, 7.0, 0.1, 0.004] | 0 | 0 | [850.0, 1500.0, 3050.0, 7500.0, 16500.0] | 0 | 0
Siemens NH-2-630 | Siemens NH-2-630 | 630 | [4800.0, 120.0, 7.0, 0.1, 0.004] | 0 | 0 | [1200.0, 2000.0, 4800.0, 12000.0, 26000.0] | 0 | 0

## dtypes
| element | column | dtype
0 | bus | name | object
1 | bus | vn_kv | float64
2 | bus | type | object
3 | bus | zone | object
4 | bus | in_service | bool
5 | load | name | object
6 | load | bus | uint32
7 | load | p_mw | float64
8 | load | q_mvar | float64
9 | load | const_z_percent | float64
10 | load | const_i_percent | float64
11 | load | sn_mva | float64
12 | load | scaling | float64
13 | load | in_service | bool
14 | load | type | object
15 | ext_grid | name | object
16 | ext_grid | bus | uint32
17 | ext_grid | vm_pu | float64
18 | ext_grid | va_degree | float64
19 | ext_grid | slack_weight | float64
20 | ext_grid | in_service | bool
21 | line | name | object
22 | line | std_type | object
23 | line | from_bus | uint32
24 | line | to_bus | uint32
25 | line | length_km | float64
26 | line | r_ohm_per_km | float64
27 | line | x_ohm_per_km | float64
28 | line | c_nf_per_km | float64
29 | line | g_us_per_km | float64
30 | line | max_i_ka | float64
31 | line | df | float64
32 | line | parallel | uint32
33 | line | type | object
34 | line | in_service | bool
35 | trafo | name | object
36 | trafo | std_type | object
37 | trafo | hv_bus | uint32
38 | trafo | lv_bus | uint32
39 | trafo | sn_mva | float64
40 | trafo | vn_hv_kv | float64
41 | trafo | vn_lv_kv | float64
42 | trafo | vk_percent | float64
43 | trafo | vkr_percent | float64
44 | trafo | pfe_kw | float64
45 | trafo | i0_percent | float64
46 | trafo | shift_degree | float64
47 | trafo | tap_side | object
48 | trafo | tap_neutral | int32
49 | trafo | tap_min | int32
50 | trafo | tap_max | int32
51 | trafo | tap_step_percent | float64
52 | trafo | tap_step_degree | float64
53 | trafo | tap_pos | int32
54 | trafo | tap_phase_shifter | bool
55 | trafo | parallel | uint32
56 | trafo | df | float64
57 | trafo | in_service | bool
58 | line_geodata | coords | object
59 | bus_geodata | x | float64
60 | bus_geodata | y | float64
61 | bus_geodata | coords | object

## parameters
| version | format_version | converged | OPF_converged | name | f_hz | sn_mva
0 | 2.14.6 | 2.14.0 | FALSE | FALSE |  | 50 | 1