## bus
| name | vn_kv | type | zone | in_service
0 | bus_LV_3408-5_0_4_node_0 | 0.4 | n |  | TRUE
1 | bus_LV_3408-5_0_4_node_1 | 0.4 | n |  | TRUE
2 | bus_LV_3408-5_0_4_node_172 | 0.4 | n |  | TRUE
3 | bus_LV_3408-5_0_4_node_174 | 0.4 | n |  | TRUE
4 | bus_LV_3408-5_0_4_node_171 | 0.4 | n |  | TRUE
5 | bus_LV_3408-5_0_4_node_3 | 0.4 | n |  | TRUE
6 | bus_LV_3408-5_0_4_node_4 | 0.4 | n |  | TRUE
7 | bus_LV_3408-5_0_4_node_5 | 0.4 | n |  | TRUE
8 | bus_LV_3408-5_0_4_node_6 | 0.4 | n |  | TRUE
9 | bus_LV_3408-5_0_4_node_252 | 0.4 | n |  | TRUE
10 | bus_LV_3408-5_0_4_node_9 | 0.4 | n |  | TRUE
11 | bus_LV_3408-5_0_4_node_121 | 0.4 | n |  | TRUE
12 | bus_LV_3408-5_0_4_node_7 | 0.4 | n |  | TRUE
13 | bus_LV_3408-5_0_4_node_8 | 0.4 | n |  | TRUE
14 | bus_LV_3408-5_0_4_node_10 | 0.4 | n |  | TRUE
15 | bus_LV_3408-5_0_4_node_11 | 0.4 | n |  | TRUE
16 | bus_LV_3408-5_0_4_node_13 | 0.4 | n |  | TRUE
17 | bus_LV_3408-5_0_4_node_14 | 0.4 | n |  | TRUE
18 | bus_LV_3408-5_0_4_node_109 | 0.4 | n |  | TRUE
19 | bus_LV_3408-5_0_4_node_108 | 0.4 | n |  | TRUE
20 | bus_LV_3408-5_0_4_node_90 | 0.4 | n |  | TRUE
21 | bus_LV_3408-5_0_4_node_144 | 0.4 | n |  | TRUE
22 | bus_LV_3408-5_0_4_node_86 | 0.4 | n |  | TRUE
23 | bus_LV_3408-5_0_4_node_139 | 0.4 | n |  | TRUE
24 | bus_LV_3408-5_0_4_node_129 | 0.4 | n |  | TRUE
25 | bus_LV_3408-5_0_4_node_88 | 0.4 | n |  | TRUE
26 | bus_LV_3408-5_0_4_node_89 | 0.4 | n |  | TRUE
27 | bus_LV_3408-5_0_4_node_84 | 0.4 | n |  | TRUE
28 | bus_LV_3408-5_0_4_node_15 | 0.4 | n |  | TRUE
29 | bus_LV_3408-5_0_4_node_16 | 0.4 | n |  | TRUE
30 | bus_LV_3408-5_0_4_node_17 | 0.4 | n |  | TRUE
31 | bus_LV_3408-5_0_4_node_18 | 0.4 | n |  | TRUE
32 | bus_LV_3408-5_0_4_node_19 | 0.4 | n |  | TRUE
33 | bus_LV_3408-5_0_4_node_20 | 0.4 | n |  | TRUE
34 | bus_LV_3408-5_0_4_node_258 | 0.4 | n |  | TRUE
35 | bus_LV_3408-5_0_4_node_53 | 0.4 | n |  | TRUE
36 | bus_LV_3408-5_0_4_node_249 | 0.4 | n |  | TRUE
37 | bus_LV_3408-5_0_4_node_52 | 0.4 | n |  | TRUE
38 | bus_LV_3408-5_0_4_node_248 | 0.4 | n |  | TRUE
39 | bus_LV_3408-5_0_4_node_21 | 0.4 | n |  | TRUE
40 | bus_LV_3408-5_0_4_node_22 | 0.4 | n |  | TRUE
41 | bus_LV_3408-5_0_4_node_23 | 0.4 | n |  | TRUE
42 | bus_LV_3408-5_0_4_node_24 | 0.4 | n |  | TRUE
43 | bus_LV_3408-5_0_4_node_25 | 0.4 | n |  | TRUE
44 | bus_LV_3408-5_0_4_node_26 | 0.4 | n |  | TRUE
45 | bus_LV_3408-5_0_4_node_32 | 0.4 | n |  | TRUE
46 | bus_LV_3408-5_0_4_node_79 | 0.4 | n |  | TRUE
47 | bus_LV_3408-5_0_4_node_100 | 0.4 | n |  | TRUE
48 | bus_LV_3408-5_0_4_node_29 | 0.4 | n |  | TRUE
49 | bus_LV_3408-5_0_4_node_80 | 0.4 | n |  | TRUE
50 | bus_LV_3408-5_0_4_node_99 | 0.4 | n |  | TRUE
51 | bus_LV_3408-5_0_4_node_27 | 0.4 | n |  | TRUE
52 | bus_LV_3408-5_0_4_node_28 | 0.4 | n |  | TRUE
53 | bus_LV_3408-5_0_4_node_30 | 0.4 | n |  | TRUE
54 | bus_LV_3408-5_0_4_node_31 | 0.4 | n |  | TRUE
55 | bus_LV_3408-5_0_4_node_33 | 0.4 | n |  | TRUE
56 | bus_LV_3408-5_0_4_node_38 | 0.4 | n |  | TRUE
57 | bus_LV_3408-5_0_4_node_61 | 0.4 | n |  | TRUE
58 | bus_LV_3408-5_0_4_node_56 | 0.4 | n |  | TRUE
59 | bus_LV_3408-5_0_4_node_39 | 0.4 | n |  | TRUE
60 | bus_LV_3408-5_0_4_node_43 | 0.4 | n |  | TRUE
61 | bus_LV_3408-5_0_4_node_57 | 0.4 | n |  | TRUE
62 | bus_LV_3408-5_0_4_node_34 | 0.4 | n |  | TRUE
63 | bus_LV_3408-5_0_4_node_35 | 0.4 | n |  | TRUE
64 | bus_LV_3408-5_0_4_node_36 | 0.4 | n |  | TRUE
65 | bus_LV_3408-5_0_4_node_37 | 0.4 | n |  | TRUE
66 | bus_LV_3408-5_0_4_node_67 | 0.4 | n |  | TRUE
67 | bus_LV_3408-5_0_4_node_82 | 0.4 | n |  | TRUE
68 | bus_LV_3408-5_0_4_node_64 | 0.4 | n |  | TRUE
69 | bus_LV_3408-5_0_4_node_45 | 0.4 | n |  | TRUE
70 | bus_LV_3408-5_0_4_node_46 | 0.4 | n |  | TRUE
71 | bus_LV_3408-5_0_4_node_40 | 0.4 | n |  | TRUE
72 | bus_LV_3408-5_0_4_node_41 | 0.4 | n |  | TRUE
73 | bus_LV_3408-5_0_4_node_42 | 0.4 | n |  | TRUE
74 | bus_LV_3408-5_0_4_node_44 | 0.4 | n |  | TRUE
75 | bus_LV_3408-5_0_4_node_62 | 0.4 | n |  | TRUE
76 | bus_LV_3408-5_0_4_node_60 | 0.4 | n |  | TRUE
77 | bus_LV_3408-5_0_4_node_55 | 0.4 | n |  | TRUE
78 | bus_LV_3408-5_0_4_node_54 | 0.4 | n |  | TRUE
79 | bus_LV_3408-5_0_4_node_47 | 0.4 | n |  | TRUE
80 | bus_LV_3408-5_0_4_node_48 | 0.4 | n |  | TRUE
81 | bus_LV_3408-5_0_4_node_49 | 0.4 | n |  | TRUE
82 | bus_LV_3408-5_0_4_node_50 | 0.4 | n |  | TRUE
83 | bus_LV_3408-5_0_4_node_51 | 0.4 | n |  | TRUE
84 | bus_LV_3408-5_0_4_node_69 | 0.4 | n |  | TRUE
85 | bus_LV_3408-5_0_4_node_70 | 0.4 | n |  | TRUE
86 | bus_LV_3408-5_0_4_node_65 | 0.4 | n |  | TRUE
87 | bus_LV_3408-5_0_4_node_63 | 0.4 | n |  | TRUE
88 | bus_LV_3408-5_0_4_node_77 | 0.4 | n |  | TRUE
89 | bus_LV_3408-5_0_4_node_58 | 0.4 | n |  | TRUE
90 | bus_LV_3408-5_0_4_node_59 | 0.4 | n |  | TRUE
91 | bus_LV_3408-5_0_4_node_68 | 0.4 | n |  | TRUE
92 | bus_LV_3408-5_0_4_node_66 | 0.4 | n |  | TRUE
93 | bus_LV_3408-5_0_4_node_78 | 0.4 | n |  | TRUE
94 | bus_LV_3408-5_0_4_node_83 | 0.4 | n |  | TRUE
95 | bus_LV_3408-5_0_4_node_81 | 0.4 | n |  | TRUE
96 | bus_LV_3408-5_0_4_node_221 | 0.4 | n |  | TRUE
97 | bus_LV_3408-5_0_4_node_194 | 0.4 | n |  | TRUE
98 | bus_LV_3408-5_0_4_node_71 | 0.4 | n |  | TRUE
99 | bus_LV_3408-5_0_4_node_72 | 0.4 | n |  | TRUE
100 | bus_LV_3408-5_0_4_node_73 | 0.4 | n |  | TRUE
101 | bus_LV_3408-5_0_4_node_74 | 0.4 | n |  | TRUE
102 | bus_LV_3408-5_0_4_node_75 | 0.4 | n |  | TRUE
103 | bus_LV_3408-5_0_4_node_76 | 0.4 | n |  | TRUE
104 | bus_LV_3408-5_0_4_node_114 | 0.4 | n |  | TRUE
105 | bus_LV_3408-5_0_4_node_133 | 0.4 | n |  | TRUE
106 | bus_LV_3408-5_0_4_node_117 | 0.4 | n |  | TRUE
107 | bus_LV_3408-5_0_4_node_118 | 0.4 | n |  | TRUE
108 | bus_LV_3408-5_0_4_node_113 | 0.4 | n |  | TRUE
109 | bus_LV_3408-5_0_4_node_134 | 0.4 | n |  | TRUE
110 | bus_LV_3408-5_0_4_node_122 | 0.4 | n |  | TRUE
111 | bus_LV_3408-5_0_4_node_256 | 0.4 | n |  | TRUE
112 | bus_LV_3408-5_0_4_node_254 | 0.4 | n |  | TRUE
113 | bus_LV_3408-5_0_4_node_257 | 0.4 | n |  | TRUE
114 | bus_LV_3408-5_0_4_node_253 | 0.4 | n |  | TRUE
115 | bus_LV_3408-5_0_4_node_85 | 0.4 | n |  | TRUE
116 | bus_LV_3408-5_0_4_node_87 | 0.4 | n |  | TRUE
117 | bus_LV_3408-5_0_4_node_105 | 0.4 | n |  | TRUE
118 | bus_LV_3408-5_0_4_node_92 | 0.4 | n |  | TRUE
119 | bus_LV_3408-5_0_4_node_104 | 0.4 | n |  | TRUE
120 | bus_LV_3408-5_0_4_node_91 | 0.4 | n |  | TRUE
121 | bus_LV_3408-5_0_4_node_164 | 0.4 | n |  | TRUE
122 | bus_LV_3408-5_0_4_node_143 | 0.4 | n |  | TRUE
123 | bus_LV_3408-5_0_4_node_94 | 0.4 | n |  | TRUE
124 | bus_LV_3408-5_0_4_node_93 | 0.4 | n |  | TRUE
125 | bus_LV_3408-5_0_4_node_95 | 0.4 | n |  | TRUE
126 | bus_LV_3408-5_0_4_node_141 | 0.4 | n |  | TRUE
127 | bus_LV_3408-5_0_4_node_98 | 0.4 | n |  | TRUE
128 | bus_LV_3408-5_0_4_node_268 | 0.4 | n |  | TRUE
129 | bus_LV_3408-5_0_4_node_96 | 0.4 | n |  | TRUE
130 | bus_LV_3408-5_0_4_node_145 | 0.4 | n |  | TRUE
131 | bus_LV_3408-5_0_4_node_142 | 0.4 | n |  | TRUE
132 | bus_LV_3408-5_0_4_node_97 | 0.4 | n |  | TRUE
133 | bus_LV_3408-5_0_4_node_265 | 0.4 | n |  | TRUE
134 | bus_LV_3408-5_0_4_node_261 | 0.4 | n |  | TRUE
135 | bus_LV_3408-5_0_4_node_112 | 0.4 | n |  | TRUE
136 | bus_LV_3408-5_0_4_node_182 | 0.4 | n |  | TRUE
137 | bus_LV_3408-5_0_4_node_147 | 0.4 | n |  | TRUE
138 | bus_LV_3408-5_0_4_node_146 | 0.4 | n |  | TRUE
139 | bus_LV_3408-5_0_4_node_179 | 0.4 | n |  | TRUE
140 | bus_LV_3408-5_0_4_node_244 | 0.4 | n |  | TRUE
141 | bus_LV_3408-5_0_4_node_205 | 0.4 | n |  | TRUE
142 | bus_LV_3408-5_0_4_node_218 | 0.4 | n |  | TRUE
143 | bus_LV_3408-5_0_4_node_263 | 0.4 | n |  | TRUE
144 | bus_LV_3408-5_0_4_node_259 | 0.4 | n |  | TRUE
145 | bus_LV_3408-5_0_4_node_110 | 0.4 | n |  | TRUE
146 | bus_LV_3408-5_0_4_node_101 | 0.4 | n |  | TRUE
147 | bus_LV_3408-5_0_4_node_102 | 0.4 | n |  | TRUE
148 | bus_LV_3408-5_0_4_node_103 | 0.4 | n |  | TRUE
149 | bus_LV_3408-5_0_4_node_123 | 0.4 | n |  | TRUE
150 | bus_LV_3408-5_0_4_node_111 | 0.4 | n |  | TRUE
151 | bus_LV_3408-5_0_4_node_262 | 0.4 | n |  | TRUE
152 | bus_LV_3408-5_0_4_node_266 | 0.4 | n |  | TRUE
153 | bus_LV_3408-5_0_4_node_260 | 0.4 | n |  | TRUE
154 | bus_LV_3408-5_0_4_node_138 | 0.4 | n |  | TRUE
155 | bus_LV_3408-5_0_4_node_106 | 0.4 | n |  | TRUE
156 | bus_LV_3408-5_0_4_node_107 | 0.4 | n |  | TRUE
157 | bus_LV_3408-5_0_4_node_136 | 0.4 | n |  | TRUE
158 | bus_LV_3408-5_0_4_node_135 | 0.4 | n |  | TRUE
159 | bus_LV_3408-5_0_4_node_128 | 0.4 | n |  | TRUE
160 | bus_LV_3408-5_0_4_node_115 | 0.4 | n |  | TRUE
161 | bus_LV_3408-5_0_4_node_116 | 0.4 | n |  | TRUE
162 | bus_LV_3408-5_0_4_node_140 | 0.4 | n |  | TRUE
163 | bus_LV_3408-5_0_4_node_119 | 0.4 | n |  | TRUE
164 | bus_LV_3408-5_0_4_node_120 | 0.4 | n |  | TRUE
165 | bus_LV_3408-5_0_4_node_126 | 0.4 | n |  | TRUE
166 | bus_LV_3408-5_0_4_node_137 | 0.4 | n |  | TRUE
167 | bus_LV_3408-5_0_4_node_124 | 0.4 | n |  | TRUE
168 | bus_LV_3408-5_0_4_node_125 | 0.4 | n |  | TRUE
169 | bus_LV_3408-5_0_4_node_127 | 0.4 | n |  | TRUE
170 | bus_LV_3408-5_0_4_node_130 | 0.4 | n |  | TRUE
171 | bus_LV_3408-5_0_4_node_131 | 0.4 | n |  | TRUE
172 | bus_LV_3408-5_0_4_node_132 | 0.4 | n |  | TRUE
173 | bus_LV_3408-5_0_4_node_267 | 0.4 | n |  | TRUE
174 | bus_LV_3408-5_0_4_node_162 | 0.4 | n |  | TRUE
175 | bus_LV_3408-5_0_4_node_158 | 0.4 | n |  | TRUE
176 | bus_LV_3408-5_0_4_node_180 | 0.4 | n |  | TRUE
177 | bus_LV_3408-5_0_4_node_243 | 0.4 | n |  | TRUE
178 | bus_LV_3408-5_0_4_node_209 | 0.4 | n |  | TRUE
179 | bus_LV_3408-5_0_4_node_200 | 0.4 | n |  | TRUE
180 | bus_LV_3408-5_0_4_node_203 | 0.4 | n |  | TRUE
181 | bus_LV_3408-5_0_4_node_219 | 0.4 | n |  | TRUE
182 | bus_LV_3408-5_0_4_node_148 | 0.4 | n |  | TRUE
183 | bus_LV_3408-5_0_4_node_149 | 0.4 | n |  | TRUE
184 | bus_LV_3408-5_0_4_node_150 | 0.4 | n |  | TRUE
185 | bus_LV_3408-5_0_4_node_151 | 0.4 | n |  | TRUE
186 | bus_LV_3408-5_0_4_node_152 | 0.4 | n |  | TRUE
187 | bus_LV_3408-5_0_4_node_159 | 0.4 | n |  | TRUE
188 | bus_LV_3408-5_0_4_node_160 | 0.4 | n |  | TRUE
189 | bus_LV_3408-5_0_4_node_153 | 0.4 | n |  | TRUE
190 | bus_LV_3408-5_0_4_node_154 | 0.4 | n |  | TRUE
191 | bus_LV_3408-5_0_4_node_155 | 0.4 | n |  | TRUE
192 | bus_LV_3408-5_0_4_node_156 | 0.4 | n |  | TRUE
193 | bus_LV_3408-5_0_4_node_157 | 0.4 | n |  | TRUE
194 | bus_LV_3408-5_0_4_node_166 | 0.4 | n |  | TRUE
195 | bus_LV_3408-5_0_4_node_161 | 0.4 | n |  | TRUE
196 | bus_LV_3408-5_0_4_node_177 | 0.4 | n |  | TRUE
197 | bus_LV_3408-5_0_4_node_167 | 0.4 | n |  | TRUE
198 | bus_LV_3408-5_0_4_node_176 | 0.4 | n |  | TRUE
199 | bus_LV_3408-5_0_4_node_163 | 0.4 | n |  | TRUE
200 | bus_LV_3408-5_0_4_node_165 | 0.4 | n |  | TRUE
201 | bus_LV_3408-5_0_4_node_168 | 0.4 | n |  | TRUE
202 | bus_LV_3408-5_0_4_node_169 | 0.4 | n |  | TRUE
203 | bus_LV_3408-5_0_4_node_170 | 0.4 | n |  | TRUE
204 | bus_LV_3408-5_0_4_node_178 | 0.4 | n |  | TRUE
205 | bus_LV_3408-5_0_4_node_173 | 0.4 | n |  | TRUE
206 | bus_LV_3408-5_0_4_node_175 | 0.4 | n |  | TRUE
207 | bus_LV_3408-5_0_4_node_181 | 0.4 | n |  | TRUE
208 | bus_LV_3408-5_0_4_node_183 | 0.4 | n |  | TRUE
209 | bus_LV_3408-5_0_4_node_241 | 0.4 | n |  | TRUE
210 | bus_LV_3408-5_0_4_node_235 | 0.4 | n |  | TRUE
211 | bus_LV_3408-5_0_4_node_184 | 0.4 | n |  | TRUE
212 | bus_LV_3408-5_0_4_node_185 | 0.4 | n |  | TRUE
213 | bus_LV_3408-5_0_4_node_186 | 0.4 | n |  | TRUE
214 | bus_LV_3408-5_0_4_node_188 | 0.4 | n |  | TRUE
215 | bus_LV_3408-5_0_4_node_190 | 0.4 | n |  | TRUE
216 | bus_LV_3408-5_0_4_node_187 | 0.4 | n |  | TRUE
217 | bus_LV_3408-5_0_4_node_202 | 0.4 | n |  | TRUE
218 | bus_LV_3408-5_0_4_node_216 | 0.4 | n |  | TRUE
219 | bus_LV_3408-5_0_4_node_189 | 0.4 | n |  | TRUE
220 | bus_LV_3408-5_0_4_node_199 | 0.4 | n |  | TRUE
221 | bus_LV_3408-5_0_4_node_231 | 0.4 | n |  | TRUE
222 | bus_LV_3408-5_0_4_node_198 | 0.4 | n |  | TRUE
223 | bus_LV_3408-5_0_4_node_220 | 0.4 | n |  | TRUE
224 | bus_LV_3408-5_0_4_node_197 | 0.4 | n |  | TRUE
225 | bus_LV_3408-5_0_4_node_229 | 0.4 | n |  | TRUE
226 | bus_LV_3408-5_0_4_node_217 | 0.4 | n |  | TRUE
227 | bus_LV_3408-5_0_4_node_222 | 0.4 | n |  | TRUE
228 | bus_LV_3408-5_0_4_node_191 | 0.4 | n |  | TRUE
229 | bus_LV_3408-5_0_4_node_192 | 0.4 | n |  | TRUE
230 | bus_LV_3408-5_0_4_node_193 | 0.4 | n |  | TRUE
231 | bus_LV_3408-5_0_4_node_195 | 0.4 | n |  | TRUE
232 | bus_LV_3408-5_0_4_node_212 | 0.4 | n |  | TRUE
233 | bus_LV_3408-5_0_4_node_210 | 0.4 | n |  | TRUE
234 | bus_LV_3408-5_0_4_node_196 | 0.4 | n |  | TRUE
235 | bus_LV_3408-5_0_4_node_201 | 0.4 | n |  | TRUE
236 | bus_LV_3408-5_0_4_node_206 | 0.4 | n |  | TRUE
237 | bus_LV_3408-5_0_4_node_213 | 0.4 | n |  | TRUE
238 | bus_LV_3408-5_0_4_node_204 | 0.4 | n |  | TRUE
239 | bus_LV_3408-5_0_4_node_237 | 0.4 | n |  | TRUE
240 | bus_LV_3408-5_0_4_node_207 | 0.4 | n |  | TRUE
241 | bus_LV_3408-5_0_4_node_208 | 0.4 | n |  | TRUE
242 | bus_LV_3408-5_0_4_node_214 | 0.4 | n |  | TRUE
243 | bus_LV_3408-5_0_4_node_215 | 0.4 | n |  | TRUE
244 | bus_LV_3408-5_0_4_node_236 | 0.4 | n |  | TRUE
245 | bus_LV_3408-5_0_4_node_211 | 0.4 | n |  | TRUE
246 | bus_LV_3408-5_0_4_node_238 | 0.4 | n |  | TRUE
247 | bus_LV_3408-5_0_4_node_264 | 0.4 | n |  | TRUE
248 | bus_LV_3408-5_0_4_node_239 | 0.4 | n |  | TRUE
249 | bus_LV_3408-5_0_4_node_228 | 0.4 | n |  | TRUE
250 | bus_LV_3408-5_0_4_node_224 | 0.4 | n |  | TRUE
251 | bus_LV_3408-5_0_4_node_225 | 0.4 | n |  | TRUE
252 | bus_LV_3408-5_0_4_node_227 | 0.4 | n |  | TRUE
253 | bus_LV_3408-5_0_4_node_230 | 0.4 | n |  | TRUE
254 | bus_LV_3408-5_0_4_node_232 | 0.4 | n |  | TRUE
255 | bus_LV_3408-5_0_4_node_233 | 0.4 | n |  | TRUE
256 | bus_LV_3408-5_0_4_node_234 | 0.4 | n |  | TRUE
257 | bus_LV_3408-5_0_4_node_245 | 0.4 | n |  | TRUE
258 | bus_LV_3408-5_0_4_node_246 | 0.4 | n |  | TRUE
259 | bus_LV_3408-5_0_4_node_247 | 0.4 | n |  | TRUE
260 | bus_LV_3408-5_0_4_node_250 | 0.4 | n |  | TRUE
261 | bus_LV_3408-5_0_4_node_251 | 0.4 | n |  | TRUE
262 | bus_LV_3408-5_0_4_node_255 | 0.4 | n |  | TRUE
263 | bus_MV_408_1_node_112 | 20 | n |  | TRUE

## load
| name | bus | p_mw | q_mvar | const_z_percent | const_i_percent | sn_mva | scaling | in_service | type
0 | LV_3408-5_0_4_load_0 | 0 | 0.015708 | 0.0039368 | 0 | 0 |  | 1 | TRUE | wye
1 | LV_3408-5_0_4_load_1 | 1 | 0.0036099 | 0.00090473 | 0 | 0 |  | 1 | TRUE | wye
2 | LV_3408-5_0_4_load_172 | 2 | 0.0007855 | 0.00019687 | 0 | 0 |  | 1 | TRUE | wye
3 | LV_3408-5_0_4_load_174 | 3 | 0.00070237 | 0.00017603 | 0 | 0 |  | 1 | TRUE | wye
4 | LV_3408-5_0_4_load_171 | 4 | 0.0023958 | 0.00060043 | 0 | 0 |  | 1 | TRUE | wye
5 | LV_3408-5_0_4_load_3 | 5 | 0.00010321 | 2.5868e-05 | 0 | 0 |  | 1 | TRUE | wye
6 | LV_3408-5_0_4_load_4 | 6 | 0.00082274 | 0.0002062 | 0 | 0 |  | 1 | TRUE | wye
7 | LV_3408-5_0_4_load_6 | 8 | 8.7962e-05 | 2.2045e-05 | 0 | 0 |  | 1 | TRUE | wye
8 | LV_3408-5_0_4_load_252 | 9 | 0.0013756 | 0.00034476 | 0 | 0 |  | 1 | TRUE | wye
9 | LV_3408-5_0_4_load_121 | 11 | 0.0046993 | 0.0011778 | 0 | 0 |  | 1 | TRUE | wye
10 | LV_3408-5_0_4_load_7 | 12 | 0.0013813 | 0.00034618 | 0 | 0 |  | 1 | TRUE | wye
11 | LV_3408-5_0_4_load_8 | 13 | 9.2838e-05 | 2.3267e-05 | 0 | 0 |  | 1 | TRUE | wye
12 | LV_3408-5_0_4_load_10 | 14 | 0.0012377 | 0.00031019 | 0 | 0 |  | 1 | TRUE | wye
13 | LV_3408-5_0_4_load_11 | 15 | 0.00062023 | 0.00015544 | 0 | 0 |  | 1 | TRUE | wye
14 | LV_3408-5_0_4_load_13 | 16 | 0.0033225 | 0.0008327 | 0 | 0 |  | 1 | TRUE | wye
15 | LV_3408-5_0_4_load_108 | 19 | 0.0017261 | 0.00043261 | 0 | 0 |  | 1 | TRUE | wye
16 | LV_3408-5_0_4_load_144 | 21 | 0.0038777 | 0.00097183 | 0 | 0 |  | 1 | TRUE | wye
17 | LV_3408-5_0_4_load_139 | 23 | 0.0063346 | 0.0015876 | 0 | 0 |  | 1 | TRUE | wye
18 | LV_3408-5_0_4_load_129 | 24 | 0.00222 | 0.00055639 | 0 | 0 |  | 1 | TRUE | wye
19 | LV_3408-5_0_4_load_88 | 25 | 0.0032206 | 0.00080715 | 0 | 0 |  | 1 | TRUE | wye
20 | LV_3408-5_0_4_load_89 | 26 | 0.0022493 | 0.00056372 | 0 | 0 |  | 1 | TRUE | wye
21 | LV_3408-5_0_4_load_84 | 27 | 0.0031516 | 0.00078987 | 0 | 0 |  | 1 | TRUE | wye
22 | LV_3408-5_0_4_load_15 | 28 | 0.0029729 | 0.00074508 | 0 | 0 |  | 1 | TRUE | wye
23 | LV_3408-5_0_4_load_16 | 29 | 0.00174 | 0.00043608 | 0 | 0 |  | 1 | TRUE | wye
24 | LV_3408-5_0_4_load_19 | 32 | 0.00085996 | 0.00021553 | 0 | 0 |  | 1 | TRUE | wye
25 | LV_3408-5_0_4_load_20 | 33 | 0.0010371 | 0.00025992 | 0 | 0 |  | 1 | TRUE | wye
26 | LV_3408-5_0_4_load_258 | 34 | 0.00033372 | 8.3638e-05 | 0 | 0 |  | 1 | TRUE | wye
27 | LV_3408-5_0_4_load_53 | 35 | 0.0015746 | 0.00039462 | 0 | 0 |  | 1 | TRUE | wye
28 | LV_3408-5_0_4_load_249 | 36 | 0.0010214 | 0.000256 | 0 | 0 |  | 1 | TRUE | wye
29 | LV_3408-5_0_4_load_52 | 37 | 0.0015813 | 0.00039631 | 0 | 0 |  | 1 | TRUE | wye
30 | LV_3408-5_0_4_load_21 | 39 | 0.0042551 | 0.0010664 | 0 | 0 |  | 1 | TRUE | wye
31 | LV_3408-5_0_4_load_22 | 40 | 0.0014902 | 0.00037349 | 0 | 0 |  | 1 | TRUE | wye
32 | LV_3408-5_0_4_load_24 | 42 | 0.00093105 | 0.00023334 | 0 | 0 |  | 1 | TRUE | wye
33 | LV_3408-5_0_4_load_25 | 43 | 0.0018429 | 0.00046188 | 0 | 0 |  | 1 | TRUE | wye
34 | LV_3408-5_0_4_load_26 | 44 | 0.00385 | 0.00096491 | 0 | 0 |  | 1 | TRUE | wye
35 | LV_3408-5_0_4_load_79 | 46 | 0.0019126 | 0.00047934 | 0 | 0 |  | 1 | TRUE | wye
36 | LV_3408-5_0_4_load_100 | 47 | 0.0019422 | 0.00048677 | 0 | 0 |  | 1 | TRUE | wye
37 | LV_3408-5_0_4_load_99 | 50 | 0.002248 | 0.00056339 | 0 | 0 |  | 1 | TRUE | wye
38 | LV_3408-5_0_4_load_27 | 51 | 0.0097689 | 0.0024483 | 0 | 0 |  | 1 | TRUE | wye
39 | LV_3408-5_0_4_load_30 | 53 | 0.0038047 | 0.00095354 | 0 | 0 |  | 1 | TRUE | wye
40 | LV_3408-5_0_4_load_31 | 54 | 0.0035146 | 0.00088084 | 0 | 0 |  | 1 | TRUE | wye
41 | LV_3408-5_0_4_load_33 | 55 | 0.001695 | 0.0004248 | 0 | 0 |  | 1 | TRUE | wye
42 | LV_3408-5_0_4_load_38 | 56 | 0.0037768 | 0.00094655 | 0 | 0 |  | 1 | TRUE | wye
43 | LV_3408-5_0_4_load_61 | 57 | 0.0039714 | 0.00099533 | 0 | 0 |  | 1 | TRUE | wye
44 | LV_3408-5_0_4_load_39 | 59 | 0.0037792 | 0.00094715 | 0 | 0 |  | 1 | TRUE | wye
45 | LV_3408-5_0_4_load_34 | 62 | 0.0018704 | 0.00046877 | 0 | 0 |  | 1 | TRUE | wye
46 | LV_3408-5_0_4_load_35 | 63 | 0.0014663 | 0.00036748 | 0 | 0 |  | 1 | TRUE | wye
47 | LV_3408-5_0_4_load_36 | 64 | 0.0049609 | 0.0012433 | 0 | 0 |  | 1 | TRUE | wye
48 | LV_3408-5_0_4_load_37 | 65 | 0.0015692 | 0.00039329 | 0 | 0 |  | 1 | TRUE | wye
49 | LV_3408-5_0_4_load_45 | 69 | 0.0026862 | 0.00067323 | 0 | 0 |  | 1 | TRUE | wye
50 | LV_3408-5_0_4_load_46 | 70 | 0.0044348 | 0.0011115 | 0 | 0 |  | 1 | TRUE | wye
51 | LV_3408-5_0_4_load_40 | 71 | 0.0044342 | 0.0011113 | 0 | 0 |  | 1 | TRUE | wye
52 | LV_3408-5_0_4_load_41 | 72 | 0.0045571 | 0.0011421 | 0 | 0 |  | 1 | TRUE | wye
53 | LV_3408-5_0_4_load_42 | 73 | 0.0053857 | 0.0013498 | 0 | 0 |  | 1 | TRUE | wye
54 | LV_3408-5_0_4_load_44 | 74 | 0.0043681 | 0.0010947 | 0 | 0 |  | 1 | TRUE | wye
55 | LV_3408-5_0_4_load_62 | 75 | 0.0050155 | 0.001257 | 0 | 0 |  | 1 | TRUE | wye
56 | LV_3408-5_0_4_load_55 | 77 | 0.0026102 | 0.00065417 | 0 | 0 |  | 1 | TRUE | wye
57 | LV_3408-5_0_4_load_54 | 78 | 0.0095011 | 0.0023812 | 0 | 0 |  | 1 | TRUE | wye
58 | LV_3408-5_0_4_load_47 | 79 | 0.0026822 | 0.00067222 | 0 | 0 |  | 1 | TRUE | wye
59 | LV_3408-5_0_4_load_48 | 80 | 0.0023423 | 0.00058704 | 0 | 0 |  | 1 | TRUE | wye
60 | LV_3408-5_0_4_load_49 | 81 | 0.0013018 | 0.00032627 | 0 | 0 |  | 1 | TRUE | wye
61 | LV_3408-5_0_4_load_50 | 82 | 0.00099448 | 0.00024924 | 0 | 0 |  | 1 | TRUE | wye
62 | LV_3408-5_0_4_load_51 | 83 | 0.0027638 | 0.00069268 | 0 | 0 |  | 1 | TRUE | wye
63 | LV_3408-5_0_4_load_69 | 84 | 0.0030565 | 0.00076604 | 0 | 0 |  | 1 | TRUE | wye
64 | LV_3408-5_0_4_load_65 | 86 | 0.0020605 | 0.00051642 | 0 | 0 |  | 1 | TRUE | wye
65 | LV_3408-5_0_4_load_63 | 87 | 0.0018026 | 0.00045176 | 0 | 0 |  | 1 | TRUE | wye
66 | LV_3408-5_0_4_load_77 | 88 | 0.0053891 | 0.0013506 | 0 | 0 |  | 1 | TRUE | wye
67 | LV_3408-5_0_4_load_58 | 89 | 0.0069717 | 0.0017473 | 0 | 0 |  | 1 | TRUE | wye
68 | LV_3408-5_0_4_load_59 | 90 | 0.0040057 | 0.0010039 | 0 | 0 |  | 1 | TRUE | wye
69 | LV_3408-5_0_4_load_68 | 91 | 0.004036 | 0.0010115 | 0 | 0 |  | 1 | TRUE | wye
70 | LV_3408-5_0_4_load_66 | 92 | 0.0018774 | 0.00047053 | 0 | 0 |  | 1 | TRUE | wye
71 | LV_3408-5_0_4_load_78 | 93 | 0.0019605 | 0.00049134 | 0 | 0 |  | 1 | TRUE | wye
72 | LV_3408-5_0_4_load_81 | 95 | 0.0057254 | 0.0014349 | 0 | 0 |  | 1 | TRUE | wye
73 | LV_3408-5_0_4_load_221 | 96 | 0.0032746 | 0.00082069 | 0 | 0 |  | 1 | TRUE | wye
74 | LV_3408-5_0_4_load_194 | 97 | 0.002079 | 0.00052104 | 0 | 0 |  | 1 | TRUE | wye
75 | LV_3408-5_0_4_load_71 | 98 | 0.0018857 | 0.0004726 | 0 | 0 |  | 1 | TRUE | wye
76 | LV_3408-5_0_4_load_72 | 99 | 0.0021868 | 0.00054805 | 0 | 0 |  | 1 | TRUE | wye
77 | LV_3408-5_0_4_load_75 | 102 | 0.0023713 | 0.00059431 | 0 | 0 |  | 1 | TRUE | wye
78 | LV_3408-5_0_4_load_76 | 103 | 0.0018322 | 0.00045918 | 0 | 0 |  | 1 | TRUE | wye
79 | LV_3408-5_0_4_load_114 | 104 | 0.0028438 | 0.00071272 | 0 | 0 |  | 1 | TRUE | wye
80 | LV_3408-5_0_4_load_133 | 105 | 0.0023386 | 0.00058611 | 0 | 0 |  | 1 | TRUE | wye
81 | LV_3408-5_0_4_load_117 | 106 | 0.0017284 | 0.00043318 | 0 | 0 |  | 1 | TRUE | wye
82 | LV_3408-5_0_4_load_113 | 108 | 0.0020196 | 0.00050616 | 0 | 0 |  | 1 | TRUE | wye
83 | LV_3408-5_0_4_load_134 | 109 | 0.0027756 | 0.00069564 | 0 | 0 |  | 1 | TRUE | wye
84 | LV_3408-5_0_4_load_122 | 110 | 0.001833 | 0.0004594 | 0 | 0 |  | 1 | TRUE | wye
85 | LV_3408-5_0_4_load_254 | 112 | 0.002117 | 0.00053058 | 0 | 0 |  | 1 | TRUE | wye
86 | LV_3408-5_0_4_load_257 | 113 | 0.0037385 | 0.00093695 | 0 | 0 |  | 1 | TRUE | wye
87 | LV_3408-5_0_4_load_253 | 114 | 0.0019439 | 0.0004872 | 0 | 0 |  | 1 | TRUE | wye
88 | LV_3408-5_0_4_load_85 | 115 | 0.0029291 | 0.00073411 | 0 | 0 |  | 1 | TRUE | wye
89 | LV_3408-5_0_4_load_87 | 116 | 0.0034192 | 0.00085693 | 0 | 0 |  | 1 | TRUE | wye
90 | LV_3408-5_0_4_load_105 | 117 | 0.0017599 | 0.00044107 | 0 | 0 |  | 1 | TRUE | wye
91 | LV_3408-5_0_4_load_92 | 118 | 0.0016168 | 0.00040521 | 0 | 0 |  | 1 | TRUE | wye
92 | LV_3408-5_0_4_load_104 | 119 | 0.0025322 | 0.00063462 | 0 | 0 |  | 1 | TRUE | wye
93 | LV_3408-5_0_4_load_91 | 120 | 0.0017044 | 0.00042717 | 0 | 0 |  | 1 | TRUE | wye
94 | LV_3408-5_0_4_load_164 | 121 | 0.0031726 | 0.00079513 | 0 | 0 |  | 1 | TRUE | wye
95 | LV_3408-5_0_4_load_143 | 122 | 0.0030915 | 0.0007748 | 0 | 0 |  | 1 | TRUE | wye
96 | LV_3408-5_0_4_load_141 | 126 | 0.0024691 | 0.00061881 | 0 | 0 |  | 1 | TRUE | wye
97 | LV_3408-5_0_4_load_268 | 128 | 0.0036652 | 0.00091859 | 0 | 0 |  | 1 | TRUE | wye
98 | LV_3408-5_0_4_load_142 | 131 | 0.002986 | 0.00074837 | 0 | 0 |  | 1 | TRUE | wye
99 | LV_3408-5_0_4_load_265 | 133 | 0.001659 | 0.00041579 | 0 | 0 |  | 1 | TRUE | wye
100 | LV_3408-5_0_4_load_112 | 135 | 0.0023454 | 0.00058781 | 0 | 0 |  | 1 | TRUE | wye
101 | LV_3408-5_0_4_load_182 | 136 | 0.0019928 | 0.00049944 | 0 | 0 |  | 1 | TRUE | wye
102 | LV_3408-5_0_4_load_179 | 139 | 0.0021365 | 0.00053545 | 0 | 0 |  | 1 | TRUE | wye
103 | LV_3408-5_0_4_load_244 | 140 | 0.0028862 | 0.00072335 | 0 | 0 |  | 1 | TRUE | wye
104 | LV_3408-5_0_4_load_218 | 142 | 0.0016874 | 0.00042291 | 0 | 0 |  | 1 | TRUE | wye
105 | LV_3408-5_0_4_load_263 | 143 | 0.017301 | 0.004336 | 0 | 0 |  | 1 | TRUE | wye
106 | LV_3408-5_0_4_load_259 | 144 | 0.006117 | 0.0015331 | 0 | 0 |  | 1 | TRUE | wye
107 | LV_3408-5_0_4_load_110 | 145 | 0.0024665 | 0.00061815 | 0 | 0 |  | 1 | TRUE | wye
108 | LV_3408-5_0_4_load_101 | 146 | 0.0044155 | 0.0011066 | 0 | 0 |  | 1 | TRUE | wye
109 | LV_3408-5_0_4_load_123 | 149 | 0.0043893 | 0.0011001 | 0 | 0 |  | 1 | TRUE | wye
110 | LV_3408-5_0_4_load_111 | 150 | 0.0017515 | 0.00043898 | 0 | 0 |  | 1 | TRUE | wye
111 | LV_3408-5_0_4_load_266 | 152 | 0.035923 | 0.0090032 | 0 | 0 |  | 1 | TRUE | wye
112 | LV_3408-5_0_4_load_138 | 154 | 0.0011399 | 0.00028569 | 0 | 0 |  | 1 | TRUE | wye
113 | LV_3408-5_0_4_load_106 | 155 | 0.0038621 | 0.00096793 | 0 | 0 |  | 1 | TRUE | wye
114 | LV_3408-5_0_4_load_107 | 156 | 0.0034278 | 0.00085909 | 0 | 0 |  | 1 | TRUE | wye
115 | LV_3408-5_0_4_load_136 | 157 | 0.0023644 | 0.00059258 | 0 | 0 |  | 1 | TRUE | wye
116 | LV_3408-5_0_4_load_135 | 158 | 0.0023841 | 0.00059751 | 0 | 0 |  | 1 | TRUE | wye
117 | LV_3408-5_0_4_load_128 | 159 | 0.0020625 | 0.00051691 | 0 | 0 |  | 1 | TRUE | wye
118 | LV_3408-5_0_4_load_115 | 160 | 0.0037286 | 0.00093448 | 0 | 0 |  | 1 | TRUE | wye
119 | LV_3408-5_0_4_load_116 | 161 | 0.0017115 | 0.00042895 | 0 | 0 |  | 1 | TRUE | wye
120 | LV_3408-5_0_4_load_140 | 162 | 0.001708 | 0.00042807 | 0 | 0 |  | 1 | TRUE | wye
121 | LV_3408-5_0_4_load_120 | 164 | 0.0023747 | 0.00059516 | 0 | 0 |  | 1 | TRUE | wye
122 | LV_3408-5_0_4_load_126 | 165 | 0.0019097 | 0.00047862 | 0 | 0 |  | 1 | TRUE | wye
123 | LV_3408-5_0_4_load_137 | 166 | 0.0029886 | 0.00074903 | 0 | 0 |  | 1 | TRUE | wye
124 | LV_3408-5_0_4_load_124 | 167 | 0.0027193 | 0.00068151 | 0 | 0 |  | 1 | TRUE | wye
125 | LV_3408-5_0_4_load_125 | 168 | 0.0033139 | 0.00083054 | 0 | 0 |  | 1 | TRUE | wye
126 | LV_3408-5_0_4_load_127 | 169 | 0.0033167 | 0.00083125 | 0 | 0 |  | 1 | TRUE | wye
127 | LV_3408-5_0_4_load_132 | 172 | 0.0050809 | 0.0012734 | 0 | 0 |  | 1 | TRUE | wye
128 | LV_3408-5_0_4_load_267 | 173 | 0.0020476 | 0.00051317 | 0 | 0 |  | 1 | TRUE | wye
129 | LV_3408-5_0_4_load_162 | 174 | 0.00097258 | 0.00024375 | 0 | 0 |  | 1 | TRUE | wye
130 | LV_3408-5_0_4_load_158 | 175 | 0.0021536 | 0.00053974 | 0 | 0 |  | 1 | TRUE | wye
131 | LV_3408-5_0_4_load_180 | 176 | 0.0031086 | 0.0007791 | 0 | 0 |  | 1 | TRUE | wye
132 | LV_3408-5_0_4_load_243 | 177 | 0.0029274 | 0.00073368 | 0 | 0 |  | 1 | TRUE | wye
133 | LV_3408-5_0_4_load_203 | 180 | 0.0015705 | 0.0003936 | 0 | 0 |  | 1 | TRUE | wye
134 | LV_3408-5_0_4_load_219 | 181 | 0.0028443 | 0.00071284 | 0 | 0 |  | 1 | TRUE | wye
135 | LV_3408-5_0_4_load_148 | 182 | 0.0010619 | 0.00026615 | 0 | 0 |  | 1 | TRUE | wye
136 | LV_3408-5_0_4_load_150 | 184 | 0.00084075 | 0.00021071 | 0 | 0 |  | 1 | TRUE | wye
137 | LV_3408-5_0_4_load_151 | 185 | 0.0024824 | 0.00062215 | 0 | 0 |  | 1 | TRUE | wye
138 | LV_3408-5_0_4_load_152 | 186 | 0.0014194 | 0.00035574 | 0 | 0 |  | 1 | TRUE | wye
139 | LV_3408-5_0_4_load_159 | 187 | 0.0041302 | 0.0010351 | 0 | 0 |  | 1 | TRUE | wye
140 | LV_3408-5_0_4_load_160 | 188 | 0.0024059 | 0.00060297 | 0 | 0 |  | 1 | TRUE | wye
141 | LV_3408-5_0_4_load_153 | 189 | 0.0018938 | 0.00047464 | 0 | 0 |  | 1 | TRUE | wye
142 | LV_3408-5_0_4_load_154 | 190 | 0.0010742 | 0.00026923 | 0 | 0 |  | 1 | TRUE | wye
143 | LV_3408-5_0_4_load_156 | 192 | 0.0018747 | 0.00046984 | 0 | 0 |  | 1 | TRUE | wye
144 | LV_3408-5_0_4_load_166 | 194 | 0.00067871 | 0.0001701 | 0 | 0 |  | 1 | TRUE | wye
145 | LV_3408-5_0_4_load_161 | 195 | 0.0023862 | 0.00059804 | 0 | 0 |  | 1 | TRUE | wye
146 | LV_3408-5_0_4_load_177 | 196 | 0.0028408 | 0.00071197 | 0 | 0 |  | 1 | TRUE | wye
147 | LV_3408-5_0_4_load_167 | 197 | 0.00097353 | 0.00024399 | 0 | 0 |  | 1 | TRUE | wye
148 | LV_3408-5_0_4_load_176 | 198 | 0.00085553 | 0.00021442 | 0 | 0 |  | 1 | TRUE | wye
149 | LV_3408-5_0_4_load_163 | 199 | 0.00075917 | 0.00019027 | 0 | 0 |  | 1 | TRUE | wye
150 | LV_3408-5_0_4_load_165 | 200 | 0.0006355 | 0.00015927 | 0 | 0 |  | 1 | TRUE | wye
151 | LV_3408-5_0_4_load_168 | 201 | 0.0016513 | 0.00041386 | 0 | 0 |  | 1 | TRUE | wye
152 | LV_3408-5_0_4_load_169 | 202 | 0.0016185 | 0.00040564 | 0 | 0 |  | 1 | TRUE | wye
153 | LV_3408-5_0_4_load_178 | 204 | 0.0019785 | 0.00049585 | 0 | 0 |  | 1 | TRUE | wye
154 | LV_3408-5_0_4_load_173 | 205 | 0.0024834 | 0.0006224 | 0 | 0 |  | 1 | TRUE | wye
155 | LV_3408-5_0_4_load_175 | 206 | 0.00096674 | 0.00024229 | 0 | 0 |  | 1 | TRUE | wye
156 | LV_3408-5_0_4_load_235 | 210 | 0.0018984 | 0.00047579 | 0 | 0 |  | 1 | TRUE | wye
157 | LV_3408-5_0_4_load_184 | 211 | 0.0021526 | 0.00053949 | 0 | 0 |  | 1 | TRUE | wye
158 | LV_3408-5_0_4_load_185 | 212 | 0.0018269 | 0.00045787 | 0 | 0 |  | 1 | TRUE | wye
159 | LV_3408-5_0_4_load_188 | 214 | 0.0026917 | 0.0006746 | 0 | 0 |  | 1 | TRUE | wye
160 | LV_3408-5_0_4_load_187 | 216 | 0.0022241 | 0.00055741 | 0 | 0 |  | 1 | TRUE | wye
161 | LV_3408-5_0_4_load_202 | 217 | 0.0022219 | 0.00055686 | 0 | 0 |  | 1 | TRUE | wye
162 | LV_3408-5_0_4_load_189 | 219 | 0.002133 | 0.00053458 | 0 | 0 |  | 1 | TRUE | wye
163 | LV_3408-5_0_4_load_199 | 220 | 0.0015107 | 0.00037862 | 0 | 0 |  | 1 | TRUE | wye
164 | LV_3408-5_0_4_load_231 | 221 | 0.0030491 | 0.00076419 | 0 | 0 |  | 1 | TRUE | wye
165 | LV_3408-5_0_4_load_197 | 224 | 0.0007623 | 0.00019105 | 0 | 0 |  | 1 | TRUE | wye
166 | LV_3408-5_0_4_load_229 | 225 | 0.0010865 | 0.00027229 | 0 | 0 |  | 1 | TRUE | wye
167 | LV_3408-5_0_4_load_222 | 227 | 0.0029643 | 0.00074291 | 0 | 0 |  | 1 | TRUE | wye
168 | LV_3408-5_0_4_load_191 | 228 | 0.0020518 | 0.00051423 | 0 | 0 |  | 1 | TRUE | wye
169 | LV_3408-5_0_4_load_192 | 229 | 0.0020122 | 0.00050431 | 0 | 0 |  | 1 | TRUE | wye
170 | LV_3408-5_0_4_load_193 | 230 | 0.0022065 | 0.00055299 | 0 | 0 |  | 1 | TRUE | wye
171 | LV_3408-5_0_4_load_212 | 232 | 0.0026863 | 0.00067324 | 0 | 0 |  | 1 | TRUE | wye
172 | LV_3408-5_0_4_load_210 | 233 | 0.0019828 | 0.00049692 | 0 | 0 |  | 1 | TRUE | wye
173 | LV_3408-5_0_4_load_196 | 234 | 0.0022399 | 0.00056136 | 0 | 0 |  | 1 | TRUE | wye
174 | LV_3408-5_0_4_load_206 | 236 | 0.0016836 | 0.00042195 | 0 | 0 |  | 1 | TRUE | wye
175 | LV_3408-5_0_4_load_213 | 237 | 0.0038082 | 0.00095443 | 0 | 0 |  | 1 | TRUE | wye
176 | LV_3408-5_0_4_load_204 | 238 | 0.0030241 | 0.0007579 | 0 | 0 |  | 1 | TRUE | wye
177 | LV_3408-5_0_4_load_237 | 239 | 0.0013852 | 0.00034717 | 0 | 0 |  | 1 | TRUE | wye
178 | LV_3408-5_0_4_load_207 | 240 | 0.0020945 | 0.00052493 | 0 | 0 |  | 1 | TRUE | wye
179 | LV_3408-5_0_4_load_208 | 241 | 0.0023134 | 0.00057979 | 0 | 0 |  | 1 | TRUE | wye
180 | LV_3408-5_0_4_load_236 | 244 | 0.0015343 | 0.00038454 | 0 | 0 |  | 1 | TRUE | wye
181 | LV_3408-5_0_4_load_211 | 245 | 0.0019627 | 0.00049191 | 0 | 0 |  | 1 | TRUE | wye
182 | LV_3408-5_0_4_load_238 | 246 | 0.0018251 | 0.00045743 | 0 | 0 |  | 1 | TRUE | wye
183 | LV_3408-5_0_4_load_264 | 247 | 0.0009848 | 0.00024681 | 0 | 0 |  | 1 | TRUE | wye
184 | LV_3408-5_0_4_load_239 | 248 | 0.0017804 | 0.00044621 | 0 | 0 |  | 1 | TRUE | wye
185 | LV_3408-5_0_4_load_228 | 249 | 0.0013264 | 0.00033242 | 0 | 0 |  | 1 | TRUE | wye
186 | LV_3408-5_0_4_load_224 | 250 | 0.0011162 | 0.00027975 | 0 | 0 |  | 1 | TRUE | wye
187 | LV_3408-5_0_4_load_225 | 251 | 0.00088881 | 0.00022276 | 0 | 0 |  | 1 | TRUE | wye
188 | LV_3408-5_0_4_load_230 | 253 | 0.0013472 | 0.00033763 | 0 | 0 |  | 1 | TRUE | wye
189 | LV_3408-5_0_4_load_232 | 254 | 0.00093 | 0.00023308 | 0 | 0 |  | 1 | TRUE | wye
190 | LV_3408-5_0_4_load_233 | 255 | 0.00093 | 0.00023308 | 0 | 0 |  | 1 | TRUE | wye
191 | LV_3408-5_0_4_load_234 | 256 | 0.0011147 | 0.00027938 | 0 | 0 |  | 1 | TRUE | wye
192 | LV_3408-5_0_4_load_245 | 257 | 0.0013966 | 0.00035002 | 0 | 0 |  | 1 | TRUE | wye
193 | LV_3408-5_0_4_load_246 | 258 | 0.0054475 | 0.0013653 | 0 | 0 |  | 1 | TRUE | wye
194 | LV_3408-5_0_4_load_247 | 259 | 0.00046025 | 0.00011535 | 0 | 0 |  | 1 | TRUE | wye
195 | LV_3408-5_0_4_load_250 | 260 | 0.00055123 | 0.00013815 | 0 | 0 |  | 1 | TRUE | wye
196 | LV_3408-5_0_4_load_251 | 261 | 0.002058 | 0.00051578 | 0 | 0 |  | 1 | TRUE | wye
197 | LV_3408-5_0_4_load_255 | 262 | 0.0021082 | 0.00052835 | 0 | 0 |  | 1 | TRUE | wye

## ext_grid
| name | bus | vm_pu | va_degree | slack_weight | in_service
0 |  | 147 | 1 | 0 | 1 | TRUE

## line
| name | std_type | from_bus | to_bus | length_km | r_ohm_per_km | x_ohm_per_km | c_nf_per_km | g_us_per_km | max_i_ka | df | parallel | type | in_service
0 | LV_3408-5_0_4_line_0 |  | 0 | 1 | 0.041873 | 0.125 | 0.08 | 261 | 0 | 0.364 | 1 | 1 | cs | TRUE
1 | LV_3408-5_0_4_line_1 |  | 1 | 2 | 0.16822 | 0.125 | 0.08 | 261 | 0 | 0.364 | 1 | 1 | cs | TRUE
2 | LV_3408-5_0_4_line_2 |  | 2 | 3 | 0.018003 | 0.125 | 0.08 | 261 | 0 | 0.364 | 1 | 1 | cs | TRUE
3 | LV_3408-5_0_4_line_3 |  | 2 | 4 | 0.010538 | 0.125 | 0.08 | 261 | 0 | 0.364 | 1 | 1 | cs | TRUE
4 | LV_3408-5_0_4_line_4 |  | 3 | 200 | 0.02565 | 0.125 | 0.08 | 261 | 0 | 0.364 | 1 | 1 | cs | TRUE
5 | LV_3408-5_0_4_line_5 |  | 4 | 205 | 0.010485 | 0.125 | 0.08 | 261 | 0 | 0.364 | 1 | 1 | cs | TRUE
6 | LV_3408-5_0_4_line_6 |  | 5 | 6 | 0.0037352 | 0.125 | 0.08 | 261 | 0 | 0.364 | 1 | 1 | cs | TRUE
7 | LV_3408-5_0_4_line_7 |  | 5 | 7 | 0.020796 | 0.125 | 0.08 | 261 | 0 | 0.364 | 1 | 1 | cs | TRUE
8 | LV_3408-5_0_4_line_8 |  | 7 | 8 | 0.0042776 | 0.125 | 0.08 | 261 | 0 | 0.364 | 1 | 1 | cs | TRUE
9 | LV_3408-5_0_4_line_9 |  | 8 | 12 | 0.14033 | 0.125 | 0.08 | 261 | 0 | 0.364 | 1 | 1 | cs | TRUE
10 | LV_3408-5_0_4_line_10 |  | 9 | 10 | 0.59801 | 0.125 | 0.08 | 261 | 0 | 0.364 | 1 | 1 | cs | TRUE
11 | LV_3408-5_0_4_line_11 |  | 9 | 11 | 0.15006 | 0.125 | 0.08 | 261 | 0 | 0.364 | 1 | 1 | cs | TRUE
12 | LV_3408-5_0_4_line_12 |  | 10 | 13 | 0.039985 | 0.125 | 0.08 | 261 | 0 | 0.364 | 1 | 1 | cs | TRUE
13 | LV_3408-5_0_4_line_13 |  | 11 | 110 | 0.021932 | 0.125 | 0.08 | 261 | 0 | 0.364 | 1 | 1 | cs | TRUE
14 | LV_3408-5_0_4_line_14 |  | 12 | 13 | 0.008005 | 0.125 | 0.08 | 261 | 0 | 0.364 | 1 | 1 | cs | TRUE
15 | LV_3408-5_0_4_line_15 |  | 14 | 15 | 0.0095893 | 0.125 | 0.08 | 261 | 0 | 0.364 | 1 | 1 | cs | TRUE
16 | LV_3408-5_0_4_line_16 |  | 15 | 16 | 0.10622 | 0.125 | 0.08 | 261 | 0 | 0.364 | 1 | 1 | cs | TRUE
17 | LV_3408-5_0_4_line_17 |  | 16 | 17 | 0.0147 | 0.125 | 0.08 | 261 | 0 | 0.364 | 1 | 1 | cs | TRUE
18 | LV_3408-5_0_4_line_18 |  | 17 | 18 | 0.043092 | 0.125 | 0.08 | 261 | 0 | 0.364 | 1 | 1 | cs | TRUE
19 | LV_3408-5_0_4_line_19 |  | 17 | 19 | 0.023572 | 0.125 | 0.08 | 261 | 0 | 0.364 | 1 | 1 | cs | TRUE
20 | LV_3408-5_0_4_line_20 |  | 18 | 23 | 0.014106 | 0.125 | 0.08 | 261 | 0 | 0.364 | 1 | 1 | cs | TRUE
21 | LV_3408-5_0_4_line_21 |  | 18 | 24 | 0.006094 | 0.125 | 0.08 | 261 | 0 | 0.364 | 1 | 1 | cs | TRUE
22 | LV_3408-5_0_4_line_22 |  | 19 | 25 | 0.030101 | 0.125 | 0.08 | 261 | 0 | 0.364 | 1 | 1 | cs | TRUE
23 | LV_3408-5_0_4_line_23 |  | 20 | 21 | 0.015308 | 0.125 | 0.08 | 261 | 0 | 0.364 | 1 | 1 | cs | TRUE
24 | LV_3408-5_0_4_line_24 |  | 20 | 22 | 0.0077731 | 0.125 | 0.08 | 261 | 0 | 0.364 | 1 | 1 | cs | TRUE
25 | LV_3408-5_0_4_line_25 |  | 21 | 121 | 0.0086456 | 0.125 | 0.08 | 261 | 0 | 0.364 | 1 | 1 | cs | TRUE
26 | LV_3408-5_0_4_line_26 |  | 22 | 25 | 0.01793 | 0.125 | 0.08 | 261 | 0 | 0.364 | 1 | 1 | cs | TRUE
27 | LV_3408-5_0_4_line_27 |  | 22 | 26 | 0.013578 | 0.125 | 0.08 | 261 | 0 | 0.364 | 1 | 1 | cs | TRUE
28 | LV_3408-5_0_4_line_28 |  | 22 | 27 | 0.033078 | 0.125 | 0.08 | 261 | 0 | 0.364 | 1 | 1 | cs | TRUE
29 | LV_3408-5_0_4_line_29 |  | 24 | 159 | 0.028418 | 0.125 | 0.08 | 261 | 0 | 0.364 | 1 | 1 | cs | TRUE
30 | LV_3408-5_0_4_line_30 |  | 26 | 118 | 0.02595 | 0.125 | 0.08 | 261 | 0 | 0.364 | 1 | 1 | cs | TRUE
31 | LV_3408-5_0_4_line_31 |  | 27 | 115 | 0.010405 | 0.125 | 0.08 | 261 | 0 | 0.364 | 1 | 1 | cs | TRUE
32 | LV_3408-5_0_4_line_32 |  | 28 | 29 | 0.0062316 | 0.125 | 0.08 | 261 | 0 | 0.364 | 1 | 1 | cs | TRUE
33 | LV_3408-5_0_4_line_33 |  | 28 | 30 | 0.018141 | 0.125 | 0.08 | 261 | 0 | 0.364 | 1 | 1 | cs | TRUE
34 | LV_3408-5_0_4_line_34 |  | 29 | 31 | 0.024159 | 0.125 | 0.08 | 261 | 0 | 0.364 | 1 | 1 | cs | TRUE
35 | LV_3408-5_0_4_line_35 |  | 30 | 32 | 0.014924 | 0.125 | 0.08 | 261 | 0 | 0.364 | 1 | 1 | cs | TRUE
36 | LV_3408-5_0_4_line_36 |  | 30 | 33 | 0.036329 | 0.125 | 0.08 | 261 | 0 | 0.364 | 1 | 1 | cs | TRUE
37 | LV_3408-5_0_4_line_37 |  | 31 | 34 | 0.026873 | 0.125 | 0.08 | 261 | 0 | 0.364 | 1 | 1 | cs | TRUE
38 | LV_3408-5_0_4_line_38 |  | 32 | 35 | 0.032102 | 0.125 | 0.08 | 261 | 0 | 0.364 | 1 | 1 | cs | TRUE
39 | LV_3408-5_0_4_line_39 |  | 33 | 36 | 0.014035 | 0.125 | 0.08 | 261 | 0 | 0.364 | 1 | 1 | cs | TRUE
40 | LV_3408-5_0_4_line_40 |  | 35 | 37 | 0.00024854 | 0.125 | 0.08 | 261 | 0 | 0.364 | 1 | 1 | cs | TRUE
41 | LV_3408-5_0_4_line_41 |  | 36 | 38 | 0.0011191 | 0.125 | 0.08 | 261 | 0 | 0.364 | 1 | 1 | cs | TRUE
42 | LV_3408-5_0_4_line_42 |  | 37 | 78 | 0.0057493 | 0.125 | 0.08 | 261 | 0 | 0.364 | 1 | 1 | cs | TRUE
43 | LV_3408-5_0_4_line_43 |  | 38 | 260 | 0.011219 | 0.125 | 0.08 | 261 | 0 | 0.364 | 1 | 1 | cs | TRUE
44 | LV_3408-5_0_4_line_44 |  | 38 | 258 | 0.019992 | 0.125 | 0.08 | 261 | 0 | 0.364 | 1 | 1 | cs | TRUE
45 | LV_3408-5_0_4_line_45 |  | 39 | 40 | 0.0043873 | 0.125 | 0.08 | 261 | 0 | 0.364 | 1 | 4 | cs | TRUE
46 | LV_3408-5_0_4_line_46 |  | 39 | 41 | 0.0074396 | 0.125 | 0.08 | 261 | 0 | 0.364 | 1 | 4 | cs | TRUE
47 | LV_3408-5_0_4_line_47 |  | 40 | 42 | 0.0059623 | 0.125 | 0.08 | 261 | 0 | 0.364 | 1 | 4 | cs | TRUE
48 | LV_3408-5_0_4_line_48 |  | 41 | 43 | 0.035877 | 0.125 | 0.08 | 261 | 0 | 0.364 | 1 | 1 | cs | TRUE
49 | LV_3408-5_0_4_line_49 |  | 41 | 44 | 0.014878 | 0.125 | 0.08 | 261 | 0 | 0.364 | 1 | 4 | cs | TRUE
50 | LV_3408-5_0_4_line_50 |  | 42 | 45 | 0.017863 | 0.125 | 0.08 | 261 | 0 | 0.364 | 1 | 4 | cs | TRUE
51 | LV_3408-5_0_4_line_51 |  | 43 | 46 | 0.00092187 | 0.125 | 0.08 | 261 | 0 | 0.364 | 1 | 1 | cs | TRUE
52 | LV_3408-5_0_4_line_52 |  | 44 | 47 | 0.018473 | 0.125 | 0.08 | 261 | 0 | 0.364 | 1 | 4 | cs | TRUE
53 | LV_3408-5_0_4_line_53 |  | 45 | 48 | 0.017991 | 0.125 | 0.08 | 261 | 0 | 0.364 | 1 | 2 | cs | TRUE
54 | LV_3408-5_0_4_line_54 |  | 46 | 49 | 0.014607 | 0.125 | 0.08 | 261 | 0 | 0.364 | 1 | 1 | cs | TRUE
55 | LV_3408-5_0_4_line_55 |  | 47 | 50 | 0.017392 | 0.125 | 0.08 | 261 | 0 | 0.364 | 1 | 4 | cs | TRUE
56 | LV_3408-5_0_4_line_56 |  | 48 | 55 | 0.0049891 | 0.125 | 0.08 | 261 | 0 | 0.364 | 1 | 1 | cs | TRUE
57 | LV_3408-5_0_4_line_57 |  | 48 | 51 | 0.016541 | 0.125 | 0.08 | 261 | 0 | 0.364 | 1 | 1 | cs | TRUE
58 | LV_3408-5_0_4_line_58 |  | 49 | 111 | 0.002436 | 0.125 | 0.08 | 261 | 0 | 0.364 | 1 | 1 | cs | TRUE
59 | LV_3408-5_0_4_line_59 |  | 49 | 112 | 0.012938 | 0.125 | 0.08 | 261 | 0 | 0.364 | 1 | 1 | cs | TRUE
60 | LV_3408-5_0_4_line_60 |  | 50 | 146 | 0.027536 | 0.125 | 0.08 | 261 | 0 | 0.364 | 1 | 4 | cs | TRUE
61 | LV_3408-5_0_4_line_61 |  | 51 | 52 | 0.0026699 | 0.125 | 0.08 | 261 | 0 | 0.364 | 1 | 1 | cs | TRUE
62 | LV_3408-5_0_4_line_62 |  | 52 | 53 | 0.022706 | 0.125 | 0.08 | 261 | 0 | 0.364 | 1 | 1 | cs | TRUE
63 | LV_3408-5_0_4_line_63 |  | 52 | 54 | 0.014042 | 0.125 | 0.08 | 261 | 0 | 0.364 | 1 | 1 | cs | TRUE
64 | LV_3408-5_0_4_line_64 |  | 53 | 56 | 0.00043146 | 0.125 | 0.08 | 261 | 0 | 0.364 | 1 | 1 | cs | TRUE
65 | LV_3408-5_0_4_line_65 |  | 54 | 57 | 0.02575 | 0.125 | 0.08 | 261 | 0 | 0.364 | 1 | 1 | cs | TRUE
66 | LV_3408-5_0_4_line_66 |  | 55 | 58 | 0.011104 | 0.125 | 0.08 | 261 | 0 | 0.364 | 1 | 1 | cs | TRUE
67 | LV_3408-5_0_4_line_67 |  | 56 | 59 | 2.792e-05 | 0.125 | 0.08 | 261 | 0 | 0.364 | 1 | 1 | cs | TRUE
68 | LV_3408-5_0_4_line_68 |  | 57 | 60 | 0.01217 | 0.125 | 0.08 | 261 | 0 | 0.364 | 1 | 1 | cs | TRUE
69 | LV_3408-5_0_4_line_69 |  | 58 | 61 | 0.021097 | 0.125 | 0.08 | 261 | 0 | 0.364 | 1 | 1 | cs | TRUE
70 | LV_3408-5_0_4_line_70 |  | 59 | 69 | 0.020888 | 0.125 | 0.08 | 261 | 0 | 0.364 | 1 | 1 | cs | TRUE
71 | LV_3408-5_0_4_line_71 |  | 60 | 75 | 0.010929 | 0.125 | 0.08 | 261 | 0 | 0.364 | 1 | 1 | cs | TRUE
72 | LV_3408-5_0_4_line_72 |  | 60 | 72 | 0.016341 | 0.125 | 0.08 | 261 | 0 | 0.364 | 1 | 1 | cs | TRUE
73 | LV_3408-5_0_4_line_73 |  | 61 | 86 | 0.010999 | 0.125 | 0.08 | 261 | 0 | 0.364 | 1 | 1 | cs | TRUE
74 | LV_3408-5_0_4_line_74 |  | 61 | 87 | 0.0035318 | 0.125 | 0.08 | 261 | 0 | 0.364 | 1 | 1 | cs | TRUE
75 | LV_3408-5_0_4_line_75 |  | 62 | 63 | 0.0027569 | 0.125 | 0.08 | 261 | 0 | 0.364 | 1 | 1 | cs | TRUE
76 | LV_3408-5_0_4_line_76 |  | 62 | 64 | 0.018048 | 0.125 | 0.08 | 261 | 0 | 0.364 | 1 | 1 | cs | TRUE
77 | LV_3408-5_0_4_line_77 |  | 63 | 65 | 0.0080846 | 0.125 | 0.08 | 261 | 0 | 0.364 | 1 | 1 | cs | TRUE
78 | LV_3408-5_0_4_line_78 |  | 65 | 66 | 0.010901 | 0.125 | 0.08 | 261 | 0 | 0.364 | 1 | 1 | cs | TRUE
79 | LV_3408-5_0_4_line_79 |  | 66 | 67 | 0.0219 | 0.125 | 0.08 | 261 | 0 | 0.364 | 1 | 1 | cs | TRUE
80 | LV_3408-5_0_4_line_80 |  | 66 | 68 | 0.002891 | 0.125 | 0.08 | 261 | 0 | 0.364 | 1 | 1 | cs | TRUE
81 | LV_3408-5_0_4_line_81 |  | 67 | 94 | 0.010329 | 0.125 | 0.08 | 261 | 0 | 0.364 | 1 | 1 | cs | TRUE
82 | LV_3408-5_0_4_line_82 |  | 67 | 95 | 0.027243 | 0.125 | 0.08 | 261 | 0 | 0.364 | 1 | 1 | cs | TRUE
83 | LV_3408-5_0_4_line_83 |  | 68 | 92 | 0.015005 | 0.125 | 0.08 | 261 | 0 | 0.364 | 1 | 1 | cs | TRUE
84 | LV_3408-5_0_4_line_84 |  | 68 | 87 | 0.019154 | 0.125 | 0.08 | 261 | 0 | 0.364 | 1 | 1 | cs | TRUE
85 | LV_3408-5_0_4_line_85 |  | 69 | 70 | 0.0018486 | 0.125 | 0.08 | 261 | 0 | 0.364 | 1 | 1 | cs | TRUE
86 | LV_3408-5_0_4_line_86 |  | 70 | 77 | 0.0057339 | 0.125 | 0.08 | 261 | 0 | 0.364 | 1 | 1 | cs | TRUE
87 | LV_3408-5_0_4_line_87 |  | 71 | 72 | 0.00038258 | 0.125 | 0.08 | 261 | 0 | 0.364 | 1 | 1 | cs | TRUE
88 | LV_3408-5_0_4_line_88 |  | 71 | 73 | 0.025874 | 0.125 | 0.08 | 261 | 0 | 0.364 | 1 | 1 | cs | TRUE
89 | LV_3408-5_0_4_line_89 |  | 73 | 74 | 0.000376 | 0.125 | 0.08 | 261 | 0 | 0.364 | 1 | 1 | cs | TRUE
90 | LV_3408-5_0_4_line_90 |  | 75 | 76 | 0.015129 | 0.125 | 0.08 | 261 | 0 | 0.364 | 1 | 1 | cs | TRUE
91 | LV_3408-5_0_4_line_91 |  | 76 | 91 | 0.008528 | 0.125 | 0.08 | 261 | 0 | 0.364 | 1 | 1 | cs | TRUE
92 | LV_3408-5_0_4_line_92 |  | 76 | 90 | 0.006053 | 0.125 | 0.08 | 261 | 0 | 0.364 | 1 | 1 | cs | TRUE
93 | LV_3408-5_0_4_line_93 |  | 77 | 78 | 0.023221 | 0.125 | 0.08 | 261 | 0 | 0.364 | 1 | 1 | cs | TRUE
94 | LV_3408-5_0_4_line_94 |  | 79 | 80 | 0.00026339 | 0.125 | 0.08 | 261 | 0 | 0.364 | 1 | 1 | cs | TRUE
95 | LV_3408-5_0_4_line_95 |  | 79 | 81 | 0.02604 | 0.125 | 0.08 | 261 | 0 | 0.364 | 1 | 1 | cs | TRUE
96 | LV_3408-5_0_4_line_96 |  | 80 | 82 | 0.025764 | 0.125 | 0.08 | 261 | 0 | 0.364 | 1 | 1 | cs | TRUE
97 | LV_3408-5_0_4_line_97 |  | 81 | 83 | 0.016347 | 0.125 | 0.08 | 261 | 0 | 0.364 | 1 | 1 | cs | TRUE
98 | LV_3408-5_0_4_line_98 |  | 82 | 84 | 0.0208 | 0.125 | 0.08 | 261 | 0 | 0.364 | 1 | 1 | cs | TRUE
99 | LV_3408-5_0_4_line_99 |  | 84 | 85 | 0.0010837 | 0.125 | 0.08 | 261 | 0 | 0.364 | 1 | 1 | cs | TRUE
100 | LV_3408-5_0_4_line_100 |  | 85 | 96 | 0.028442 | 0.125 | 0.08 | 261 | 0 | 0.364 | 1 | 1 | cs | TRUE
101 | LV_3408-5_0_4_line_101 |  | 86 | 88 | 0.013213 | 0.125 | 0.08 | 261 | 0 | 0.364 | 1 | 1 | cs | TRUE
102 | LV_3408-5_0_4_line_102 |  | 89 | 90 | 0.028033 | 0.125 | 0.08 | 261 | 0 | 0.364 | 1 | 1 | cs | TRUE
103 | LV_3408-5_0_4_line_103 |  | 92 | 93 | 0.024944 | 0.125 | 0.08 | 261 | 0 | 0.364 | 1 | 1 | cs | TRUE
104 | LV_3408-5_0_4_line_104 |  | 94 | 110 | 0.014912 | 0.125 | 0.08 | 261 | 0 | 0.364 | 1 | 1 | cs | TRUE
105 | LV_3408-5_0_4_line_105 |  | 94 | 103 | 0.009679 | 0.125 | 0.08 | 261 | 0 | 0.364 | 1 | 1 | cs | TRUE
106 | LV_3408-5_0_4_line_106 |  | 96 | 97 | 0.0035766 | 0.125 | 0.08 | 261 | 0 | 0.364 | 1 | 1 | cs | TRUE
107 | LV_3408-5_0_4_line_107 |  | 97 | 229 | 0.025613 | 0.125 | 0.08 | 261 | 0 | 0.364 | 1 | 1 | cs | TRUE
108 | LV_3408-5_0_4_line_108 |  | 98 | 99 | 0.017162 | 0.125 | 0.08 | 261 | 0 | 0.364 | 1 | 1 | cs | TRUE
109 | LV_3408-5_0_4_line_109 |  | 98 | 100 | 0.010299 | 0.125 | 0.08 | 261 | 0 | 0.364 | 1 | 1 | cs | TRUE
110 | LV_3408-5_0_4_line_110 |  | 99 | 101 | 0.022533 | 0.125 | 0.08 | 261 | 0 | 0.364 | 1 | 1 | cs | TRUE
111 | LV_3408-5_0_4_line_111 |  | 100 | 102 | 0.016646 | 0.125 | 0.08 | 261 | 0 | 0.364 | 1 | 1 | cs | TRUE
112 | LV_3408-5_0_4_line_112 |  | 100 | 103 | 0.016712 | 0.125 | 0.08 | 261 | 0 | 0.364 | 1 | 1 | cs | TRUE
113 | LV_3408-5_0_4_line_113 |  | 101 | 104 | 0.014211 | 0.125 | 0.08 | 261 | 0 | 0.364 | 1 | 1 | cs | TRUE
114 | LV_3408-5_0_4_line_114 |  | 102 | 105 | 0.019722 | 0.125 | 0.08 | 261 | 0 | 0.364 | 1 | 1 | cs | TRUE
115 | LV_3408-5_0_4_line_115 |  | 104 | 108 | 0.018262 | 0.125 | 0.08 | 261 | 0 | 0.364 | 1 | 1 | cs | TRUE
116 | LV_3408-5_0_4_line_116 |  | 105 | 109 | 0.014051 | 0.125 | 0.08 | 261 | 0 | 0.364 | 1 | 1 | cs | TRUE
117 | LV_3408-5_0_4_line_117 |  | 106 | 107 | 0.034974 | 0.125 | 0.08 | 261 | 0 | 0.364 | 1 | 1 | cs | TRUE
118 | LV_3408-5_0_4_line_118 |  | 107 | 163 | 0.010875 | 0.125 | 0.08 | 261 | 0 | 0.364 | 1 | 1 | cs | TRUE
119 | LV_3408-5_0_4_line_119 |  | 107 | 164 | 0.014522 | 0.125 | 0.08 | 261 | 0 | 0.364 | 1 | 1 | cs | TRUE
120 | LV_3408-5_0_4_line_120 |  | 108 | 160 | 0.011272 | 0.125 | 0.08 | 261 | 0 | 0.364 | 1 | 1 | cs | TRUE
121 | LV_3408-5_0_4_line_121 |  | 111 | 113 | 0.016922 | 0.125 | 0.08 | 261 | 0 | 0.364 | 1 | 1 | cs | TRUE
122 | LV_3408-5_0_4_line_122 |  | 112 | 114 | 0.017761 | 0.125 | 0.08 | 261 | 0 | 0.364 | 1 | 1 | cs | TRUE
123 | LV_3408-5_0_4_line_123 |  | 114 | 262 | 0.0029334 | 0.125 | 0.08 | 261 | 0 | 0.364 | 1 | 1 | cs | TRUE
124 | LV_3408-5_0_4_line_124 |  | 115 | 116 | 0.012158 | 0.125 | 0.08 | 261 | 0 | 0.364 | 1 | 1 | cs | TRUE
125 | LV_3408-5_0_4_line_125 |  | 116 | 117 | 0.0066106 | 0.125 | 0.08 | 261 | 0 | 0.364 | 1 | 1 | cs | TRUE
126 | LV_3408-5_0_4_line_126 |  | 117 | 119 | 0.017287 | 0.125 | 0.08 | 261 | 0 | 0.364 | 1 | 1 | cs | TRUE
127 | LV_3408-5_0_4_line_127 |  | 118 | 120 | 0.0114 | 0.125 | 0.08 | 261 | 0 | 0.364 | 1 | 1 | cs | TRUE
128 | LV_3408-5_0_4_line_128 |  | 119 | 155 | 0.00067547 | 0.125 | 0.08 | 261 | 0 | 0.364 | 1 | 1 | cs | TRUE
129 | LV_3408-5_0_4_line_129 |  | 120 | 124 | 0.020177 | 0.125 | 0.08 | 261 | 0 | 0.364 | 1 | 1 | cs | TRUE
130 | LV_3408-5_0_4_line_130 |  | 121 | 174 | 0.016442 | 0.125 | 0.08 | 261 | 0 | 0.364 | 1 | 1 | cs | TRUE
131 | LV_3408-5_0_4_line_131 |  | 122 | 123 | 0.017817 | 0.125 | 0.08 | 261 | 0 | 0.364 | 1 | 1 | cs | TRUE
132 | LV_3408-5_0_4_line_132 |  | 123 | 126 | 0.010222 | 0.125 | 0.08 | 261 | 0 | 0.364 | 1 | 4 | cs | TRUE
133 | LV_3408-5_0_4_line_133 |  | 123 | 124 | 0.003845 | 0.125 | 0.08 | 261 | 0 | 0.364 | 1 | 4 | cs | TRUE
134 | LV_3408-5_0_4_line_134 |  | 124 | 125 | 0.020115 | 0.125 | 0.08 | 261 | 0 | 0.364 | 1 | 4 | cs | TRUE
135 | LV_3408-5_0_4_line_135 |  | 125 | 127 | 0.006927 | 0.125 | 0.08 | 261 | 0 | 0.364 | 1 | 4 | cs | TRUE
136 | LV_3408-5_0_4_line_136 |  | 125 | 128 | 0.009891 | 0.125 | 0.08 | 261 | 0 | 0.364 | 1 | 1 | cs | TRUE
137 | LV_3408-5_0_4_line_137 |  | 126 | 131 | 0.027971 | 0.125 | 0.08 | 261 | 0 | 0.364 | 1 | 4 | cs | TRUE
138 | LV_3408-5_0_4_line_138 |  | 127 | 135 | 0.033194 | 0.125 | 0.08 | 261 | 0 | 0.364 | 1 | 4 | cs | TRUE
139 | LV_3408-5_0_4_line_139 |  | 127 | 132 | 0.051032 | 0.125 | 0.08 | 261 | 0 | 0.364 | 1 | 1 | cs | TRUE
140 | LV_3408-5_0_4_line_140 |  | 129 | 130 | 0.035095 | 0.125 | 0.08 | 261 | 0 | 0.364 | 1 | 4 | cs | TRUE
141 | LV_3408-5_0_4_line_141 |  | 129 | 131 | 0.012412 | 0.125 | 0.08 | 261 | 0 | 0.364 | 1 | 4 | cs | TRUE
142 | LV_3408-5_0_4_line_142 |  | 130 | 136 | 0.017825 | 0.125 | 0.08 | 261 | 0 | 0.364 | 1 | 1 | cs | TRUE
143 | LV_3408-5_0_4_line_143 |  | 130 | 137 | 0.018052 | 0.125 | 0.08 | 261 | 0 | 0.364 | 1 | 2 | cs | TRUE
144 | LV_3408-5_0_4_line_144 |  | 130 | 138 | 0.014464 | 0.125 | 0.08 | 261 | 0 | 0.364 | 1 | 1 | cs | TRUE
145 | LV_3408-5_0_4_line_145 |  | 130 | 139 | 0.020102 | 0.125 | 0.08 | 261 | 0 | 0.364 | 1 | 1 | cs | TRUE
146 | LV_3408-5_0_4_line_146 |  | 132 | 133 | 0.000935 | 0.125 | 0.08 | 261 | 0 | 0.364 | 1 | 1 | cs | TRUE
147 | LV_3408-5_0_4_line_147 |  | 132 | 134 | 0.054298 | 0.125 | 0.08 | 261 | 0 | 0.364 | 1 | 1 | cs | TRUE
148 | LV_3408-5_0_4_line_148 |  | 134 | 143 | 0.009359 | 0.125 | 0.08 | 261 | 0 | 0.364 | 1 | 1 | cs | TRUE
149 | LV_3408-5_0_4_line_149 |  | 134 | 144 | 0.0049744 | 0.125 | 0.08 | 261 | 0 | 0.364 | 1 | 1 | cs | TRUE
150 | LV_3408-5_0_4_line_150 |  | 135 | 145 | 0.017834 | 0.125 | 0.08 | 261 | 0 | 0.364 | 1 | 4 | cs | TRUE
151 | LV_3408-5_0_4_line_151 |  | 136 | 175 | 0.022933 | 0.125 | 0.08 | 261 | 0 | 0.364 | 1 | 1 | cs | TRUE
152 | LV_3408-5_0_4_line_152 |  | 137 | 141 | 0.030592 | 0.125 | 0.08 | 261 | 0 | 0.364 | 1 | 1 | cs | TRUE
153 | LV_3408-5_0_4_line_153 |  | 137 | 142 | 0.017015 | 0.125 | 0.08 | 261 | 0 | 0.364 | 1 | 1 | cs | TRUE
154 | LV_3408-5_0_4_line_154 |  | 138 | 140 | 0.039502 | 0.125 | 0.08 | 261 | 0 | 0.364 | 1 | 1 | cs | TRUE
155 | LV_3408-5_0_4_line_155 |  | 139 | 176 | 0.03453 | 0.125 | 0.08 | 261 | 0 | 0.364 | 1 | 1 | cs | TRUE
156 | LV_3408-5_0_4_line_156 |  | 141 | 179 | 0.003732 | 0.125 | 0.08 | 261 | 0 | 0.364 | 1 | 1 | cs | TRUE
157 | LV_3408-5_0_4_line_157 |  | 141 | 180 | 0.013547 | 0.125 | 0.08 | 261 | 0 | 0.364 | 1 | 1 | cs | TRUE
158 | LV_3408-5_0_4_line_158 |  | 142 | 181 | 0.027512 | 0.125 | 0.08 | 261 | 0 | 0.364 | 1 | 1 | cs | TRUE
159 | LV_3408-5_0_4_line_159 |  | 144 | 153 | 0.0028873 | 0.125 | 0.08 | 261 | 0 | 0.364 | 1 | 1 | cs | TRUE
160 | LV_3408-5_0_4_line_160 |  | 145 | 150 | 0.019903 | 0.125 | 0.08 | 261 | 0 | 0.364 | 1 | 4 | cs | TRUE
161 | LV_3408-5_0_4_line_161 |  | 146 | 147 | 0.004177 | 0.125 | 0.08 | 261 | 0 | 0.364 | 1 | 4 | cs | TRUE
162 | LV_3408-5_0_4_line_162 |  | 146 | 148 | 0.01642 | 0.125 | 0.08 | 261 | 0 | 0.364 | 1 | 4 | cs | TRUE
163 | LV_3408-5_0_4_line_163 |  | 148 | 149 | 0.015721 | 0.125 | 0.08 | 261 | 0 | 0.364 | 1 | 1 | cs | TRUE
164 | LV_3408-5_0_4_line_164 |  | 148 | 150 | 0.031171 | 0.125 | 0.08 | 261 | 0 | 0.364 | 1 | 4 | cs | TRUE
165 | LV_3408-5_0_4_line_165 |  | 149 | 154 | 0.0049409 | 0.125 | 0.08 | 261 | 0 | 0.364 | 1 | 1 | cs | TRUE
166 | LV_3408-5_0_4_line_166 |  | 151 | 152 | 0.024053 | 0.125 | 0.08 | 261 | 0 | 0.364 | 1 | 1 | cs | TRUE
167 | LV_3408-5_0_4_line_167 |  | 151 | 153 | 0.006443 | 0.125 | 0.08 | 261 | 0 | 0.364 | 1 | 1 | cs | TRUE
168 | LV_3408-5_0_4_line_168 |  | 154 | 166 | 0.010195 | 0.125 | 0.08 | 261 | 0 | 0.364 | 1 | 1 | cs | TRUE
169 | LV_3408-5_0_4_line_169 |  | 155 | 156 | 0.019305 | 0.125 | 0.08 | 261 | 0 | 0.364 | 1 | 1 | cs | TRUE
170 | LV_3408-5_0_4_line_170 |  | 156 | 157 | 0.002542 | 0.125 | 0.08 | 261 | 0 | 0.364 | 1 | 1 | cs | TRUE
171 | LV_3408-5_0_4_line_171 |  | 157 | 158 | 0.025185 | 0.125 | 0.08 | 261 | 0 | 0.364 | 1 | 1 | cs | TRUE
172 | LV_3408-5_0_4_line_172 |  | 158 | 163 | 0.0051355 | 0.125 | 0.08 | 261 | 0 | 0.364 | 1 | 1 | cs | TRUE
173 | LV_3408-5_0_4_line_173 |  | 159 | 170 | 0.013152 | 0.125 | 0.08 | 261 | 0 | 0.364 | 1 | 1 | cs | TRUE
174 | LV_3408-5_0_4_line_174 |  | 160 | 161 | 0.0062261 | 0.125 | 0.08 | 261 | 0 | 0.364 | 1 | 1 | cs | TRUE
175 | LV_3408-5_0_4_line_175 |  | 161 | 162 | 0.014163 | 0.125 | 0.08 | 261 | 0 | 0.364 | 1 | 1 | cs | TRUE
176 | LV_3408-5_0_4_line_176 |  | 164 | 165 | 0.012552 | 0.125 | 0.08 | 261 | 0 | 0.364 | 1 | 1 | cs | TRUE
177 | LV_3408-5_0_4_line_177 |  | 165 | 167 | 0.018117 | 0.125 | 0.08 | 261 | 0 | 0.364 | 1 | 1 | cs | TRUE
178 | LV_3408-5_0_4_line_178 |  | 167 | 168 | 0.0041063 | 0.125 | 0.08 | 261 | 0 | 0.364 | 1 | 1 | cs | TRUE
179 | LV_3408-5_0_4_line_179 |  | 168 | 169 | 0.012009 | 0.125 | 0.08 | 261 | 0 | 0.364 | 1 | 1 | cs | TRUE
180 | LV_3408-5_0_4_line_180 |  | 170 | 171 | 0.009248 | 0.125 | 0.08 | 261 | 0 | 0.364 | 1 | 1 | cs | TRUE
181 | LV_3408-5_0_4_line_181 |  | 170 | 172 | 0.013376 | 0.125 | 0.08 | 261 | 0 | 0.364 | 1 | 1 | cs | TRUE
182 | LV_3408-5_0_4_line_182 |  | 171 | 173 | 0.010858 | 0.125 | 0.08 | 261 | 0 | 0.364 | 1 | 1 | cs | TRUE
183 | LV_3408-5_0_4_line_183 |  | 174 | 199 | 0.013772 | 0.125 | 0.08 | 261 | 0 | 0.364 | 1 | 1 | cs | TRUE
184 | LV_3408-5_0_4_line_184 |  | 175 | 191 | 0.01437 | 0.125 | 0.08 | 261 | 0 | 0.364 | 1 | 1 | cs | TRUE
185 | LV_3408-5_0_4_line_185 |  | 176 | 207 | 0.040616 | 0.125 | 0.08 | 261 | 0 | 0.364 | 1 | 1 | cs | TRUE
186 | LV_3408-5_0_4_line_186 |  | 177 | 178 | 0.0088241 | 0.125 | 0.08 | 261 | 0 | 0.364 | 1 | 1 | cs | TRUE
187 | LV_3408-5_0_4_line_187 |  | 178 | 239 | 0.020783 | 0.125 | 0.08 | 261 | 0 | 0.364 | 1 | 1 | cs | TRUE
188 | LV_3408-5_0_4_line_188 |  | 178 | 179 | 0.002549 | 0.125 | 0.08 | 261 | 0 | 0.364 | 1 | 1 | cs | TRUE
189 | LV_3408-5_0_4_line_189 |  | 179 | 236 | 0.019071 | 0.125 | 0.08 | 261 | 0 | 0.364 | 1 | 1 | cs | TRUE
190 | LV_3408-5_0_4_line_190 |  | 180 | 238 | 0.02841 | 0.125 | 0.08 | 261 | 0 | 0.364 | 1 | 1 | cs | TRUE
191 | LV_3408-5_0_4_line_191 |  | 182 | 183 | 0.030526 | 0.125 | 0.08 | 261 | 0 | 0.364 | 1 | 1 | cs | TRUE
192 | LV_3408-5_0_4_line_192 |  | 182 | 184 | 0.0015851 | 0.125 | 0.08 | 261 | 0 | 0.364 | 1 | 1 | cs | TRUE
193 | LV_3408-5_0_4_line_193 |  | 183 | 185 | 0.011804 | 0.125 | 0.08 | 261 | 0 | 0.364 | 1 | 1 | cs | TRUE
194 | LV_3408-5_0_4_line_194 |  | 183 | 186 | 0.018179 | 0.125 | 0.08 | 261 | 0 | 0.364 | 1 | 1 | cs | TRUE
195 | LV_3408-5_0_4_line_195 |  | 185 | 187 | 0.0041917 | 0.125 | 0.08 | 261 | 0 | 0.364 | 1 | 1 | cs | TRUE
196 | LV_3408-5_0_4_line_196 |  | 187 | 188 | 0.015446 | 0.125 | 0.08 | 261 | 0 | 0.364 | 1 | 1 | cs | TRUE
197 | LV_3408-5_0_4_line_197 |  | 188 | 195 | 0.020258 | 0.125 | 0.08 | 261 | 0 | 0.364 | 1 | 1 | cs | TRUE
198 | LV_3408-5_0_4_line_198 |  | 189 | 190 | 0.0015497 | 0.125 | 0.08 | 261 | 0 | 0.364 | 1 | 1 | cs | TRUE
199 | LV_3408-5_0_4_line_199 |  | 189 | 191 | 0.016937 | 0.125 | 0.08 | 261 | 0 | 0.364 | 1 | 1 | cs | TRUE
200 | LV_3408-5_0_4_line_200 |  | 190 | 192 | 0.021415 | 0.125 | 0.08 | 261 | 0 | 0.364 | 1 | 1 | cs | TRUE
201 | LV_3408-5_0_4_line_201 |  | 191 | 193 | 0.032082 | 0.125 | 0.08 | 261 | 0 | 0.364 | 1 | 1 | cs | TRUE
202 | LV_3408-5_0_4_line_202 |  | 192 | 194 | 0.003402 | 0.125 | 0.08 | 261 | 0 | 0.364 | 1 | 1 | cs | TRUE
203 | LV_3408-5_0_4_line_203 |  | 193 | 195 | 0.001358 | 0.125 | 0.08 | 261 | 0 | 0.364 | 1 | 1 | cs | TRUE
204 | LV_3408-5_0_4_line_204 |  | 193 | 196 | 0.0137 | 0.125 | 0.08 | 261 | 0 | 0.364 | 1 | 1 | cs | TRUE
205 | LV_3408-5_0_4_line_205 |  | 194 | 197 | 0.010199 | 0.125 | 0.08 | 261 | 0 | 0.364 | 1 | 1 | cs | TRUE
206 | LV_3408-5_0_4_line_206 |  | 196 | 198 | 0.021189 | 0.125 | 0.08 | 261 | 0 | 0.364 | 1 | 1 | cs | TRUE
207 | LV_3408-5_0_4_line_207 |  | 198 | 206 | 0.014621 | 0.125 | 0.08 | 261 | 0 | 0.364 | 1 | 1 | cs | TRUE
208 | LV_3408-5_0_4_line_208 |  | 199 | 200 | 0.012295 | 0.125 | 0.08 | 261 | 0 | 0.364 | 1 | 1 | cs | TRUE
209 | LV_3408-5_0_4_line_209 |  | 201 | 202 | 0.015516 | 0.125 | 0.08 | 261 | 0 | 0.364 | 1 | 1 | cs | TRUE
210 | LV_3408-5_0_4_line_210 |  | 202 | 203 | 0.0044927 | 0.125 | 0.08 | 261 | 0 | 0.364 | 1 | 1 | cs | TRUE
211 | LV_3408-5_0_4_line_211 |  | 203 | 204 | 0.019495 | 0.125 | 0.08 | 261 | 0 | 0.364 | 1 | 1 | cs | TRUE
212 | LV_3408-5_0_4_line_212 |  | 203 | 205 | 0.017392 | 0.125 | 0.08 | 261 | 0 | 0.364 | 1 | 1 | cs | TRUE
213 | LV_3408-5_0_4_line_213 |  | 207 | 208 | 0.003963 | 0.125 | 0.08 | 261 | 0 | 0.364 | 1 | 1 | cs | TRUE
214 | LV_3408-5_0_4_line_214 |  | 208 | 209 | 0.020159 | 0.125 | 0.08 | 261 | 0 | 0.364 | 1 | 1 | cs | TRUE
215 | LV_3408-5_0_4_line_215 |  | 209 | 210 | 0.013128 | 0.125 | 0.08 | 261 | 0 | 0.364 | 1 | 1 | cs | TRUE
216 | LV_3408-5_0_4_line_216 |  | 210 | 255 | 0.010468 | 0.125 | 0.08 | 261 | 0 | 0.364 | 1 | 1 | cs | TRUE
217 | LV_3408-5_0_4_line_217 |  | 211 | 212 | 0.034856 | 0.125 | 0.08 | 261 | 0 | 0.364 | 1 | 1 | cs | TRUE
218 | LV_3408-5_0_4_line_218 |  | 211 | 213 | 0.016088 | 0.125 | 0.08 | 261 | 0 | 0.364 | 1 | 1 | cs | TRUE
219 | LV_3408-5_0_4_line_219 |  | 213 | 214 | 0.016304 | 0.125 | 0.08 | 261 | 0 | 0.364 | 1 | 1 | cs | TRUE
220 | LV_3408-5_0_4_line_220 |  | 213 | 215 | 0.003221 | 0.125 | 0.08 | 261 | 0 | 0.364 | 1 | 1 | cs | TRUE
221 | LV_3408-5_0_4_line_221 |  | 214 | 218 | 0.022339 | 0.125 | 0.08 | 261 | 0 | 0.364 | 1 | 1 | cs | TRUE
222 | LV_3408-5_0_4_line_222 |  | 215 | 221 | 0.0040048 | 0.125 | 0.08 | 261 | 0 | 0.364 | 1 | 1 | cs | TRUE
223 | LV_3408-5_0_4_line_223 |  | 216 | 217 | 0.036039 | 0.125 | 0.08 | 261 | 0 | 0.364 | 1 | 1 | cs | TRUE
224 | LV_3408-5_0_4_line_224 |  | 217 | 222 | 0.025434 | 0.125 | 0.08 | 261 | 0 | 0.364 | 1 | 1 | cs | TRUE
225 | LV_3408-5_0_4_line_225 |  | 218 | 223 | 0.003639 | 0.125 | 0.08 | 261 | 0 | 0.364 | 1 | 1 | cs | TRUE
226 | LV_3408-5_0_4_line_226 |  | 219 | 220 | 0.00012366 | 0.125 | 0.08 | 261 | 0 | 0.364 | 1 | 1 | cs | TRUE
227 | LV_3408-5_0_4_line_227 |  | 220 | 224 | 0.0045535 | 0.125 | 0.08 | 261 | 0 | 0.364 | 1 | 1 | cs | TRUE
228 | LV_3408-5_0_4_line_228 |  | 221 | 227 | 0.02385 | 0.125 | 0.08 | 261 | 0 | 0.364 | 1 | 1 | cs | TRUE
229 | LV_3408-5_0_4_line_229 |  | 222 | 235 | 0.002928 | 0.125 | 0.08 | 261 | 0 | 0.364 | 1 | 1 | cs | TRUE
230 | LV_3408-5_0_4_line_230 |  | 222 | 234 | 0.017363 | 0.125 | 0.08 | 261 | 0 | 0.364 | 1 | 1 | cs | TRUE
231 | LV_3408-5_0_4_line_231 |  | 223 | 225 | 0.01808 | 0.125 | 0.08 | 261 | 0 | 0.364 | 1 | 1 | cs | TRUE
232 | LV_3408-5_0_4_line_232 |  | 223 | 226 | 0.01605 | 0.125 | 0.08 | 261 | 0 | 0.364 | 1 | 1 | cs | TRUE
233 | LV_3408-5_0_4_line_233 |  | 224 | 234 | 0.024106 | 0.125 | 0.08 | 261 | 0 | 0.364 | 1 | 1 | cs | TRUE
234 | LV_3408-5_0_4_line_234 |  | 225 | 249 | 0.0067836 | 0.125 | 0.08 | 261 | 0 | 0.364 | 1 | 1 | cs | TRUE
235 | LV_3408-5_0_4_line_235 |  | 226 | 247 | 0.0031216 | 0.125 | 0.08 | 261 | 0 | 0.364 | 1 | 1 | cs | TRUE
236 | LV_3408-5_0_4_line_236 |  | 226 | 242 | 0.003743 | 0.125 | 0.08 | 261 | 0 | 0.364 | 1 | 1 | cs | TRUE
237 | LV_3408-5_0_4_line_237 |  | 227 | 231 | 0.022459 | 0.125 | 0.08 | 261 | 0 | 0.364 | 1 | 1 | cs | TRUE
238 | LV_3408-5_0_4_line_238 |  | 228 | 229 | 0.026047 | 0.125 | 0.08 | 261 | 0 | 0.364 | 1 | 1 | cs | TRUE
239 | LV_3408-5_0_4_line_239 |  | 228 | 230 | 0.015426 | 0.125 | 0.08 | 261 | 0 | 0.364 | 1 | 1 | cs | TRUE
240 | LV_3408-5_0_4_line_240 |  | 230 | 231 | 0.0084907 | 0.125 | 0.08 | 261 | 0 | 0.364 | 1 | 1 | cs | TRUE
241 | LV_3408-5_0_4_line_241 |  | 231 | 232 | 0.037504 | 0.125 | 0.08 | 261 | 0 | 0.364 | 1 | 1 | cs | TRUE
242 | LV_3408-5_0_4_line_242 |  | 232 | 233 | 0.00069422 | 0.125 | 0.08 | 261 | 0 | 0.364 | 1 | 1 | cs | TRUE
243 | LV_3408-5_0_4_line_243 |  | 233 | 245 | 0.018857 | 0.125 | 0.08 | 261 | 0 | 0.364 | 1 | 1 | cs | TRUE
244 | LV_3408-5_0_4_line_244 |  | 235 | 237 | 0.013446 | 0.125 | 0.08 | 261 | 0 | 0.364 | 1 | 1 | cs | TRUE
245 | LV_3408-5_0_4_line_245 |  | 235 | 238 | 0.014129 | 0.125 | 0.08 | 261 | 0 | 0.364 | 1 | 1 | cs | TRUE
246 | LV_3408-5_0_4_line_246 |  | 236 | 240 | 0.023484 | 0.125 | 0.08 | 261 | 0 | 0.364 | 1 | 1 | cs | TRUE
247 | LV_3408-5_0_4_line_247 |  | 239 | 244 | 0.026236 | 0.125 | 0.08 | 261 | 0 | 0.364 | 1 | 1 | cs | TRUE
248 | LV_3408-5_0_4_line_248 |  | 240 | 241 | 0.030433 | 0.125 | 0.08 | 261 | 0 | 0.364 | 1 | 1 | cs | TRUE
249 | LV_3408-5_0_4_line_249 |  | 241 | 242 | 0.012653 | 0.125 | 0.08 | 261 | 0 | 0.364 | 1 | 1 | cs | TRUE
250 | LV_3408-5_0_4_line_250 |  | 242 | 243 | 0.009753 | 0.125 | 0.08 | 261 | 0 | 0.364 | 1 | 1 | cs | TRUE
251 | LV_3408-5_0_4_line_251 |  | 243 | 246 | 0.0078328 | 0.125 | 0.08 | 261 | 0 | 0.364 | 1 | 1 | cs | TRUE
252 | LV_3408-5_0_4_line_252 |  | 246 | 248 | 0.025125 | 0.125 | 0.08 | 261 | 0 | 0.364 | 1 | 1 | cs | TRUE
253 | LV_3408-5_0_4_line_253 |  | 249 | 253 | 0.0066415 | 0.125 | 0.08 | 261 | 0 | 0.364 | 1 | 1 | cs | TRUE
254 | LV_3408-5_0_4_line_254 |  | 250 | 251 | 0.0012081 | 0.125 | 0.08 | 261 | 0 | 0.364 | 1 | 1 | cs | TRUE
255 | LV_3408-5_0_4_line_255 |  | 251 | 252 | 0.018308 | 0.125 | 0.08 | 261 | 0 | 0.364 | 1 | 1 | cs | TRUE
256 | LV_3408-5_0_4_line_256 |  | 252 | 253 | 0.0083686 | 0.125 | 0.08 | 261 | 0 | 0.364 | 1 | 1 | cs | TRUE
257 | LV_3408-5_0_4_line_257 |  | 254 | 255 | 0.0082743 | 0.125 | 0.08 | 261 | 0 | 0.364 | 1 | 1 | cs | TRUE
258 | LV_3408-5_0_4_line_258 |  | 254 | 256 | 0.0027316 | 0.125 | 0.08 | 261 | 0 | 0.364 | 1 | 1 | cs | TRUE
259 | LV_3408-5_0_4_line_259 |  | 257 | 258 | 0.00082939 | 0.125 | 0.08 | 261 | 0 | 0.364 | 1 | 1 | cs | TRUE
260 | LV_3408-5_0_4_line_260 |  | 257 | 259 | 0.010984 | 0.125 | 0.08 | 261 | 0 | 0.364 | 1 | 1 | cs | TRUE
261 | LV_3408-5_0_4_line_261 |  | 260 | 261 | 0.0070573 | 0.125 | 0.08 | 261 | 0 | 0.364 | 1 | 1 | cs | TRUE

## trafo
| name | std_type | hv_bus | lv_bus | sn_mva | vn_hv_kv | vn_lv_kv | vk_percent | vkr_percent | pfe_kw | i0_percent | shift_degree | tap_side | tap_neutral | tap_min | tap_max | tap_step_percent | tap_step_degree | tap_pos | tap_phase_shifter | parallel | df | in_service
0 | LV_3408-5_0_4_trafo_102 | 0.63 MVA 20/0.4 kV | 263 | 147 | 0.63 | 20 | 0.4 | 6 | 1.206 | 1.65 | 0.2619 | 150 | hv | 0 | -2 | 2 | 2.5 | 0 | 0 | FALSE | 1 | 1 | TRUE

## line_geodata
| x0 | y0 | x1 | y1 | x2 | y2 | x3 | y3 | x4 | y4 | x5 | y5 | x6 | y6 | x7 | y7 | x8 | y8 | x9 | y9
0 | 2726355.576 | 1256654.3747 | 2726329.1681 | 1256659.4138 | 2726322.8818 | 1256660.5807 | 2726321.5054 | 1256652.0962
1 | 2726302.6183 | 1256819.2564 | 2726321.5054 | 1256652.0962
2 | 2726302.6183 | 1256819.2564 | 2726307.149 | 1256826.8153 | 2726309.9008 | 1256835.5843
3 | 2726292.9272 | 1256823.358 | 2726293.2882 | 1256823.083 | 2726302.6183 | 1256819.2564 | 2726302.6183 | 1256819.2564
4 | 2726316.6729 | 1256860.2998 | 2726316.4557 | 1256858.7089 | 2726313.3362 | 1256846.5315 | 2726309.9008 | 1256835.5843
5 | 2726292.9272 | 1256823.358 | 2726284.5863 | 1256829.7118
6 | 2725365.6212 | 1257464.156 | 2725369.0375 | 1257465.666
7 | 2725346.6006 | 1257455.7488 | 2725365.6212 | 1257464.156
8 | 2725346.6006 | 1257455.7488 | 2725349.4951 | 1257452.5993
9 | 2725349.4951 | 1257452.5993 | 2725334.8229 | 1257313.0354
10 | 2725853.8554 | 1256960.0141 | 2725339.6318 | 1257265.2874
11 | 2725990.5447 | 1257021.9292 | 2725853.8554 | 1256960.0141
12 | 2725339.6318 | 1257265.2874 | 2725335.6251 | 1257305.0707
13 | 2725990.5447 | 1257021.9292 | 2726012.4488 | 1257023.0287
14 | 2725334.8229 | 1257313.0354 | 2725335.6251 | 1257305.0707
15 | 2726185.0712 | 1256758.9456 | 2726180.7033 | 1256750.4088
16 | 2726235.8918 | 1256852.2177 | 2726185.0712 | 1256758.9456
17 | 2726245.055 | 1256863.7127 | 2726235.8918 | 1256852.2177
18 | 2726208.4901 | 1256886.4089 | 2726217.6984 | 1256881.5675 | 2726230.413 | 1256873.9652 | 2726245.055 | 1256863.7127
19 | 2726245.055 | 1256863.7127 | 2726259.743 | 1256882.1487
20 | 2726213.6259 | 1256899.5523 | 2726208.4901 | 1256886.4089
21 | 2726208.4901 | 1256886.4089 | 2726202.9101 | 1256888.8583
22 | 2726259.743 | 1256882.1487 | 2726267.264 | 1256891.5889 | 2726278.4529 | 1256905.7291
23 | 2726295.4493 | 1256920.7828 | 2726304.5084 | 1256908.4428
24 | 2726295.4493 | 1256920.7828 | 2726292.88 | 1256917.8142 | 2726289.579 | 1256919.79
25 | 2726304.5084 | 1256908.4428 | 2726309.0273 | 1256901.0722
26 | 2726289.579 | 1256919.79 | 2726278.4529 | 1256905.7291
27 | 2726289.579 | 1256919.79 | 2726293.8171 | 1256925.1518 | 2726297.8491 | 1256930.5576
28 | 2726289.579 | 1256919.79 | 2726283.7717 | 1256923.2692 | 2726258.3269 | 1256929.9545
29 | 2726177.3229 | 1256901.1719 | 2726188.2196 | 1256895.3069 | 2726202.9101 | 1256888.8583
30 | 2726311.6411 | 1256952.5036 | 2726310.5162 | 1256950.3305 | 2726304.6191 | 1256940.3514 | 2726300.8133 | 1256934.5317 | 2726297.8491 | 1256930.5576
31 | 2726258.3269 | 1256929.9545 | 2726248.263 | 1256932.5986
32 | 2726122.8752 | 1257250.628 | 2726125.8706 | 1257256.0924
33 | 2726114.1551 | 1257234.7201 | 2726122.8752 | 1257250.628
34 | 2726137.4833 | 1257277.2773 | 2726125.8706 | 1257256.0924
35 | 2726114.1551 | 1257234.7201 | 2726107.4891 | 1257221.3671
36 | 2726114.1551 | 1257234.7201 | 2726109.2319 | 1257236.7281 | 2726088.0445 | 1257240.2244 | 2726078.5542 | 1257241.1741
37 | 2726137.4833 | 1257277.2773 | 2726149.244 | 1257270.8555 | 2726161.788 | 1257265.9385
38 | 2726096.011 | 1257191.4597 | 2726103.0218 | 1257212.4186 | 2726107.4891 | 1257221.3671
39 | 2726064.5581 | 1257242.1905 | 2726074.2112 | 1257241.6088 | 2726078.5542 | 1257241.1741
40 | 2726095.9321 | 1257191.224 | 2726096.011 | 1257191.4597
41 | 2726063.441 | 1257242.2578 | 2726064.5581 | 1257242.1905
42 | 2726095.9321 | 1257191.224 | 2726094.1083 | 1257185.7717
43 | 2726063.441 | 1257242.2578 | 2726052.2225 | 1257242.3081
44 | 2726063.441 | 1257242.2578 | 2726061.7795 | 1257222.3348
45 | 2726115.3909 | 1257072.4969 | 2726111.4925 | 1257074.5095
46 | 2726122.0015 | 1257069.0841 | 2726115.3909 | 1257072.4969
47 | 2726106.1946 | 1257077.2447 | 2726111.4925 | 1257074.5095
48 | 2726122.0015 | 1257069.0841 | 2726105.4134 | 1257037.272
49 | 2726122.0015 | 1257069.0841 | 2726127.4828 | 1257066.3762 | 2726135.1812 | 1257062.1875
50 | 2726090.217 | 1257085.2325 | 2726104.6038 | 1257078.0659 | 2726106.1946 | 1257077.2447
51 | 2726105.4134 | 1257037.272 | 2726104.9871 | 1257036.4546
52 | 2726151.4081 | 1257053.3583 | 2726135.1812 | 1257062.1875
53 | 2726090.217 | 1257085.2325 | 2726074.352 | 1257093.8023
54 | 2726103.3382 | 1257023.1456 | 2726101.1954 | 1257029.1831 | 2726104.9871 | 1257036.4546
55 | 2726166.6853 | 1257045.0458 | 2726151.4081 | 1257053.3583
56 | 2726074.352 | 1257093.8023 | 2726073.3594 | 1257088.913
57 | 2726074.352 | 1257093.8023 | 2726077.8328 | 1257109.9728
58 | 2726103.3382 | 1257023.1456 | 2726102.9823 | 1257020.7359
59 | 2726103.3382 | 1257023.1456 | 2726114.9857 | 1257017.5118
60 | 2726190.8729 | 1257031.8852 | 2726166.6853 | 1257045.0458
61 | 2726078.3946 | 1257112.5829 | 2726077.8328 | 1257109.9728
62 | 2726078.3946 | 1257112.5829 | 2726083.161 | 1257134.7833
63 | 2726078.3946 | 1257112.5829 | 2726067.3719 | 1257116.5739 | 2726065.0748 | 1257116.895
64 | 2726083.161 | 1257134.7833 | 2726083.2516 | 1257135.2051
65 | 2726065.0748 | 1257116.895 | 2726053.5645 | 1257118.5039 | 2726039.4522 | 1257117.8447
66 | 2726071.1503 | 1257078.0312 | 2726073.3594 | 1257088.913
67 | 2726083.2516 | 1257135.2051 | 2726083.2575 | 1257135.2324
68 | 2726027.2951 | 1257117.2769 | 2726039.4522 | 1257117.8447
69 | 2726071.1503 | 1257078.0312 | 2726051.3575 | 1257070.5697
70 | 2726083.2575 | 1257135.2324 | 2726087.6421 | 1257155.6547
71 | 2726027.2951 | 1257117.2769 | 2726016.3727 | 1257116.8902
72 | 2726027.2951 | 1257117.2769 | 2726026.773 | 1257133.609
73 | 2726051.3575 | 1257070.5697 | 2726060.9998 | 1257065.2787
74 | 2726051.3575 | 1257070.5697 | 2726048.1453 | 1257069.1017
75 | 2726015.6572 | 1257072.2171 | 2726017.5432 | 1257070.2063
76 | 2726015.6572 | 1257072.2171 | 2726003.3106 | 1257085.3809
77 | 2726017.5432 | 1257070.2063 | 2726023.0739 | 1257064.3095
78 | 2726030.5317 | 1257056.3582 | 2726023.0739 | 1257064.3095
79 | 2726030.5317 | 1257056.3582 | 2726028.0386 | 1257051.9345 | 2726026.1075 | 1257047.3337 | 2726025.0071 | 1257043.3957 | 2726024.5947 | 1257039.7392 | 2726024.7492 | 1257035.6722
80 | 2726032.4774 | 1257058.5015 | 2726030.5317 | 1257056.3582
81 | 2726027.0526 | 1257025.6345 | 2726025.3979 | 1257031.0708 | 2726024.7492 | 1257035.6722
82 | 2726024.7492 | 1257035.6722 | 2726018.5023 | 1257035.0164 | 2726009.4784 | 1257037.9492 | 2726001.4438 | 1257046.1392
83 | 2726032.4774 | 1257058.5015 | 2726045.6933 | 1257051.3964
84 | 2726032.4774 | 1257058.5015 | 2726039.8978 | 1257065.3322 | 2726048.1453 | 1257069.1017
85 | 2726087.6421 | 1257155.6547 | 2726088.0302 | 1257157.4621
86 | 2726088.0302 | 1257157.4621 | 2726089.2338 | 1257163.0683
87 | 2726026.7608 | 1257133.9914 | 2726026.773 | 1257133.609
88 | 2726026.7608 | 1257133.9914 | 2726025.9341 | 1257159.8525
89 | 2726025.9221 | 1257160.2283 | 2726025.9341 | 1257159.8525
90 | 2726001.253 | 1257116.3551 | 2726016.3727 | 1257116.8902
91 | 2726001.8642 | 1257107.8494 | 2726001.253 | 1257116.3551
92 | 2726001.253 | 1257116.3551 | 2726000.8667 | 1257122.3957
93 | 2726094.1083 | 1257185.7717 | 2726094.1083 | 1257185.7717 | 2726089.2338 | 1257163.0683
94 | 2726160.7849 | 1257170.3989 | 2726160.8594 | 1257170.6515
95 | 2726160.7849 | 1257170.3989 | 2726153.4214 | 1257145.4219
96 | 2726160.8594 | 1257170.6515 | 2726167.7702 | 1257194.0929 | 2726168.3976 | 1257195.2597
97 | 2726148.7989 | 1257129.7424 | 2726153.4214 | 1257145.4219
98 | 2726187.1421 | 1257198.5538 | 2726175.9657 | 1257199.9283 | 2726172.5282 | 1257199.4769 | 2726169.5913 | 1257197.4792 | 2726168.3976 | 1257195.2597
99 | 2726188.2177 | 1257198.4215 | 2726187.1421 | 1257198.5538
100 | 2726188.2177 | 1257198.4215 | 2726191.4744 | 1257197.8014 | 2726216.3787 | 1257194.4662
101 | 2726072.5835 | 1257058.9225 | 2726060.9998 | 1257065.2787
102 | 2725999.0772 | 1257150.3714 | 2726000.8667 | 1257122.3957
103 | 2726067.1421 | 1257038.7638 | 2726059.7191 | 1257042.7897 | 2726054.6827 | 1257046.5636 | 2726045.6933 | 1257051.3964
104 | 2726027.0526 | 1257025.6345 | 2726018.3515 | 1257023.325 | 2726012.4488 | 1257023.0287
105 | 2726027.0526 | 1257025.6345 | 2726029.3761 | 1257020.6684 | 2726031.827 | 1257017.2624
106 | 2726219.9236 | 1257193.9915 | 2726216.3787 | 1257194.4662
107 | 2726245.3099 | 1257190.5917 | 2726219.9236 | 1257193.9915
108 | 2726054.9397 | 1257004.9621 | 2726055.9796 | 1257004.8207 | 2726061.6919 | 1257004.3753 | 2726072.0724 | 1257004.5831
109 | 2726044.9157 | 1257007.1984 | 2726050.4646 | 1257005.5706 | 2726054.9397 | 1257004.9621
110 | 2726094.276 | 1257001.689 | 2726087.8718 | 1257003.4542 | 2726078.9059 | 1257004.7199 | 2726072.0724 | 1257004.5831
111 | 2726044.9157 | 1257007.1984 | 2726042.3249 | 1257002.0497 | 2726040.9393 | 1256997.3383 | 2726039.6413 | 1256994.5304 | 2726038.0096 | 1256992.1602 | 2726038.0096 | 1256992.1602
112 | 2726044.9157 | 1257007.1984 | 2726039.3914 | 1257010.1501 | 2726035.4058 | 1257013.1123 | 2726032.2057 | 1257016.7363 | 2726031.827 | 1257017.2624
113 | 2726094.276 | 1257001.689 | 2726089.911 | 1256992.7214 | 2726087.6231 | 1256989.1545
114 | 2726019.3944 | 1256987.1356 | 2726031.0224 | 1256988.7195 | 2726033.5908 | 1256989.2524 | 2726035.9602 | 1256990.2815 | 2726038.0096 | 1256992.1602
115 | 2726074.1021 | 1256977.0304 | 2726075.6453 | 1256977.9155 | 2726080.0614 | 1256981.3015 | 2726084.358 | 1256985.341 | 2726087.6112 | 1256989.1359 | 2726087.6231 | 1256989.1545
116 | 2726005.4718 | 1256985.2392 | 2726019.3944 | 1256987.1356
117 | 2726161.1995 | 1256979.4505 | 2726127.5391 | 1256988.9461
118 | 2726171.5398 | 1256975.99 | 2726161.1995 | 1256979.4505
119 | 2726161.1995 | 1256979.4505 | 2726160.3009 | 1256977.0181 | 2726159.8944 | 1256975.9195 | 2726159.3093 | 1256974.3501 | 2726158.2701 | 1256971.4365 | 2726157.7614 | 1256969.8242 | 2726156.9625 | 1256967.3161 | 2726156.5668 | 1256966.0621 | 2726156.4705 | 1256965.7245
120 | 2726074.1021 | 1256977.0304 | 2726069.9666 | 1256974.6583 | 2726063.9785 | 1256972.1175 | 2726063.9785 | 1256972.1175
121 | 2726102.9823 | 1257020.7359 | 2726087.7651 | 1257028.1388
122 | 2726130.9748 | 1257009.778 | 2726114.9857 | 1257017.5118
123 | 2726130.9748 | 1257009.778 | 2726133.6156 | 1257008.5007
124 | 2726236.6335 | 1256936.0717 | 2726239.3786 | 1256934.9329 | 2726248.263 | 1256932.5986
125 | 2726236.6335 | 1256936.0717 | 2726230.5276 | 1256938.6048
126 | 2726215.6562 | 1256947.3041 | 2726219.4582 | 1256944.3944 | 2726229.104 | 1256939.1954 | 2726230.5276 | 1256938.6048
127 | 2726311.6411 | 1256952.5036 | 2726316.8817 | 1256962.6278
128 | 2726215.1197 | 1256947.7146 | 2726215.6562 | 1256947.3041
129 | 2726326.1571 | 1256980.5467 | 2726316.8817 | 1256962.6278
130 | 2726315.3736 | 1256886.0414 | 2726312.5038 | 1256895.4018 | 2726309.0273 | 1256901.0722
131 | 2726329.7475 | 1256979.1443 | 2726321.471 | 1256963.3659
132 | 2726329.7475 | 1256979.1443 | 2726334.7512 | 1256988.0581
133 | 2726329.7475 | 1256979.1443 | 2726326.1571 | 1256980.5467
134 | 2726306.6895 | 1256985.7582 | 2726323.9207 | 1256981.422 | 2726326.1571 | 1256980.5467
135 | 2726306.6895 | 1256985.7582 | 2726299.872 | 1256987.0918
136 | 2726302.5668 | 1256976.7623 | 2726306.6895 | 1256985.7582
137 | 2726334.7512 | 1256988.0581 | 2726337.058 | 1256992.1675 | 2726346.2921 | 1257006.5996 | 2726350.4369 | 1257011.1091
138 | 2726299.872 | 1256987.0918 | 2726292.5053 | 1256989.7703 | 2726267.7854 | 1256995.41
139 | 2726299.872 | 1256987.0918 | 2726301.6021 | 1256989.4419 | 2726315.7009 | 1256999.3182 | 2726317.6788 | 1257000.6615 | 2726316.579 | 1257007.2996 | 2726325.5899 | 1257013.1081 | 2726322.8487 | 1257017.8427 | 2726322.3502 | 1257018.5772 | 2726319.7992 | 1257022.5263
140 | 2726359.1629 | 1257019.9307 | 2726363.6085 | 1257023.6956 | 2726369.5857 | 1257028.1493 | 2726378.3131 | 1257033.8073 | 2726388.4411 | 1257039.2284
141 | 2726359.1629 | 1257019.9307 | 2726352.9859 | 1257013.8823 | 2726350.4369 | 1257011.1091
142 | 2726388.4411 | 1257039.2284 | 2726395.8695 | 1257023.0248
143 | 2726383.7474 | 1257056.6103 | 2726385.3866 | 1257048.0266 | 2726387.1228 | 1257043.0258 | 2726388.4411 | 1257039.2284
144 | 2726388.4411 | 1257039.2284 | 2726387.1228 | 1257043.0258 | 2726396.3807 | 1257047.8611
145 | 2726388.4411 | 1257039.2284 | 2726406.6703 | 1257047.7007
146 | 2726319.7992 | 1257022.5263 | 2726320.5413 | 1257023.0982
147 | 2726277.6981 | 1257046.9944 | 2726281.6137 | 1257048.3791 | 2726288.0719 | 1257046.2039 | 2726293.125 | 1257047.6574 | 2726302.1281 | 1257044.6468 | 2726305.3883 | 1257042.4588 | 2726311.1726 | 1257035.8096 | 2726317.2098 | 1257026.5079 | 2726317.6769 | 1257025.8284 | 2726319.7992 | 1257022.5263
148 | 2726277.6981 | 1257046.9944 | 2726282.747 | 1257039.1062
149 | 2726277.6981 | 1257046.9944 | 2726275.0216 | 1257051.1874
150 | 2726250.8159 | 1257000.8155 | 2726258.3251 | 1256997.9597 | 2726265.6712 | 1256995.8923 | 2726267.7854 | 1256995.41
151 | 2726405.5427 | 1257002.2335 | 2726403.5928 | 1257006.1779 | 2726395.8695 | 1257023.0248
152 | 2726383.7474 | 1257056.6103 | 2726383.7397 | 1257065.7962 | 2726386.666 | 1257086.9998
153 | 2726383.7474 | 1257056.6103 | 2726366.8504 | 1257058.6122
154 | 2726396.3807 | 1257047.8611 | 2726432.4103 | 1257064.055
155 | 2726406.6703 | 1257047.7007 | 2726437.9833 | 1257062.2539
156 | 2726386.666 | 1257086.9998 | 2726387.1376 | 1257090.702
157 | 2726386.666 | 1257086.9998 | 2726373.3286 | 1257089.3743
158 | 2726339.5299 | 1257061.849 | 2726366.8504 | 1257058.6122
159 | 2726273.4682 | 1257053.6212 | 2726275.0216 | 1257051.1874
160 | 2726250.8159 | 1257000.8155 | 2726250.4614 | 1257000.9502 | 2726240.9666 | 1257005.4407 | 2726233.0201 | 1257009.7089
161 | 2726190.8729 | 1257031.8852 | 2726192.9049 | 1257034.9312 | 2726193.1975 | 1257035.36
162 | 2726205.5598 | 1257024.4583 | 2726190.8729 | 1257031.8852
163 | 2726205.5598 | 1257024.4583 | 2726200.7983 | 1257014.6369 | 2726198.5816 | 1257010.3725
164 | 2726205.5598 | 1257024.4583 | 2726233.0201 | 1257009.7089
165 | 2726196.1886 | 1257006.0545 | 2726196.9869 | 1257007.3047 | 2726198.5816 | 1257010.3725
166 | 2726250.1492 | 1257065.4122 | 2726251.0841 | 1257064.0197 | 2726255.8277 | 1257057.0035 | 2726264.0445 | 1257053.7203 | 2726264.3879 | 1257053.1827 | 2726267.8719 | 1257050.399
167 | 2726267.8719 | 1257050.399 | 2726273.4682 | 1257053.6212
168 | 2726190.7021 | 1256997.462 | 2726196.1886 | 1257006.0545
169 | 2726199.7896 | 1256959.4472 | 2726215.1197 | 1256947.7146
170 | 2726199.7896 | 1256959.4472 | 2726197.7709 | 1256960.9921
171 | 2726176.2215 | 1256973.8792 | 2726182.0203 | 1256971.2647 | 2726193.7146 | 1256964.0965 | 2726197.7709 | 1256960.9921
172 | 2726171.5398 | 1256975.99 | 2726176.2215 | 1256973.8792
173 | 2726166.3215 | 1256908.363 | 2726175.5596 | 1256902.121 | 2726177.3229 | 1256901.1719
174 | 2726057.9548 | 1256970.5434 | 2726063.9785 | 1256972.1175
175 | 2726043.9634 | 1256968.3435 | 2726057.9548 | 1256970.5434
176 | 2726156.4705 | 1256965.7245 | 2726156.0404 | 1256964.2159 | 2726155.6094 | 1256962.8499 | 2726154.3371 | 1256958.8415 | 2726153.284 | 1256955.5161 | 2726152.7183 | 1256953.7469
177 | 2726140.8822 | 1256947.7149 | 2726141.1189 | 1256949.04 | 2726141.6976 | 1256952.3219 | 2726142.0206 | 1256954.1526 | 2726142.189 | 1256955.1015 | 2726152.7183 | 1256953.7469 | 2726152.7183 | 1256953.7469
178 | 2726140.8822 | 1256947.7149 | 2726140.728 | 1256946.8519 | 2726140.11 | 1256943.6819
179 | 2726139.0367 | 1256932.0694 | 2726138.1798 | 1256933.697 | 2726138.4852 | 1256935.2938 | 2726139.0145 | 1256938.0631 | 2726140.11 | 1256943.6819
180 | 2726159.0406 | 1256914.0907 | 2726166.3215 | 1256908.363
181 | 2726173.6409 | 1256919.5734 | 2726166.3215 | 1256908.363
182 | 2726154.392 | 1256904.2718 | 2726159.0406 | 1256914.0907
183 | 2726315.3736 | 1256886.0414 | 2726315.8201 | 1256884.5851 | 2726317.6696 | 1256872.4768
184 | 2726411.9106 | 1256989.3516 | 2726405.5427 | 1257002.2335
185 | 2726473.58 | 1257081.6733 | 2726454.3558 | 1257069.8632 | 2726437.9833 | 1257062.2539
186 | 2726389.6651 | 1257090.3223 | 2726388.4624 | 1257081.5806
187 | 2726389.6651 | 1257090.3223 | 2726392.4981 | 1257110.9114
188 | 2726387.1376 | 1257090.702 | 2726389.6651 | 1257090.3223
189 | 2726387.1376 | 1257090.702 | 2726389.5519 | 1257109.6194
190 | 2726373.3286 | 1257089.3743 | 2726345.3582 | 1257094.354
191 | 2726363.3249 | 1256920.7978 | 2726390.5612 | 1256907.0122
192 | 2726391.9755 | 1256906.2964 | 2726390.5612 | 1256907.0122
193 | 2726363.3249 | 1256920.7978 | 2726368.6629 | 1256931.3263
194 | 2726356.0774 | 1256904.1171 | 2726363.3249 | 1256920.7978
195 | 2726368.6629 | 1256931.3263 | 2726370.5583 | 1256935.0649
196 | 2726377.5432 | 1256948.8415 | 2726370.5583 | 1256935.0649
197 | 2726387.8645 | 1256966.1694 | 2726383.549 | 1256960.6872 | 2726377.5432 | 1256948.8415
198 | 2726428.3432 | 1256997.8143 | 2726426.9467 | 1256997.1424
199 | 2726411.9106 | 1256989.3516 | 2726423.472 | 1256995.4706 | 2726426.9467 | 1256997.1424
200 | 2726447.6778 | 1257007.019 | 2726445.0728 | 1257005.8634 | 2726428.3432 | 1256997.8143
201 | 2726411.9106 | 1256989.3516 | 2726405.0259 | 1256983.9443 | 2726398.6776 | 1256978.148 | 2726388.7045 | 1256967.2365
202 | 2726447.6778 | 1257007.019 | 2726450.7875 | 1257008.3984
203 | 2726388.7045 | 1256967.2365 | 2726387.8645 | 1256966.1694
204 | 2726388.7045 | 1256967.2365 | 2726400.7117 | 1256960.6392
205 | 2726450.7875 | 1257008.3984 | 2726460.1102 | 1257012.5338
206 | 2726400.7117 | 1256960.6392 | 2726415.8246 | 1256952.3355 | 2726419.6613 | 1256951.4167
207 | 2726428.8227 | 1256962.1563 | 2726424.1422 | 1256953.8812 | 2726419.6613 | 1256951.4167 | 2726419.6613 | 1256951.4167
208 | 2726317.6696 | 1256872.4768 | 2726318.0213 | 1256870.1748 | 2726316.6729 | 1256860.2998
209 | 2726254.1399 | 1256849.295 | 2726266.2981 | 1256839.6554 | 2726266.2981 | 1256839.6554
210 | 2726270.7512 | 1256840.2509 | 2726266.2981 | 1256839.6554
211 | 2726270.7512 | 1256840.2509 | 2726278.6838 | 1256858.0693
212 | 2726270.7512 | 1256840.2509 | 2726284.5863 | 1256829.7118
213 | 2726473.58 | 1257081.6733 | 2726472.4203 | 1257085.463
214 | 2726469.3015 | 1257105.025 | 2726468.6337 | 1257097.8043 | 2726472.4203 | 1257085.463
215 | 2726469.3015 | 1257105.025 | 2726456.2963 | 1257106.8144
216 | 2726456.2963 | 1257106.8144 | 2726445.9255 | 1257108.2413
217 | 2726327.7448 | 1257185.0711 | 2726317.4527 | 1257185.3881 | 2726310.3489 | 1257185.3031 | 2726303.4629 | 1257184.1997 | 2726299.5038 | 1257183.092 | 2726295.8634 | 1257181.1904 | 2726294.1286 | 1257179.7384
218 | 2726343.7439 | 1257183.4585 | 2726339.4311 | 1257184.0782 | 2726329.3937 | 1257185.0204 | 2726327.7448 | 1257185.0711
219 | 2726343.7439 | 1257183.4585 | 2726359.879 | 1257181.1146
220 | 2726344.1887 | 1257186.6487 | 2726343.7439 | 1257183.4585
221 | 2726381.9855 | 1257177.9032 | 2726359.879 | 1257181.1146
222 | 2726344.1887 | 1257186.6487 | 2726340.2039 | 1257187.0479
223 | 2726287.1348 | 1257142.0942 | 2726288.2347 | 1257139.624 | 2726290.8937 | 1257135.9107 | 2726311.7434 | 1257116.0897
224 | 2726332.2314 | 1257101.2506 | 2726327.504 | 1257103.6185 | 2726322.3807 | 1257106.8677 | 2726312.9066 | 1257114.9839 | 2726311.7434 | 1257116.0897
225 | 2726382.4969 | 1257181.5062 | 2726381.9855 | 1257177.9032
226 | 2726338.6314 | 1257146.9513 | 2726338.6142 | 1257146.8288
227 | 2726338.6142 | 1257146.8288 | 2726337.9827 | 1257142.3193
228 | 2726340.2039 | 1257187.0479 | 2726321.2236 | 1257188.9495 | 2726316.4533 | 1257188.7546
229 | 2726331.8256 | 1257098.3505 | 2726332.2314 | 1257101.2506
230 | 2726332.2314 | 1257101.2506 | 2726334.6395 | 1257118.4463
231 | 2726382.4969 | 1257181.5062 | 2726382.8584 | 1257184.005 | 2726382.2584 | 1257199.5488
232 | 2726398.451 | 1257179.3671 | 2726382.4969 | 1257181.5062
233 | 2726334.6395 | 1257118.4463 | 2726337.9827 | 1257142.3193
234 | 2726381.901 | 1257206.3228 | 2726382.0915 | 1257202.95 | 2726382.2163 | 1257200.6395 | 2726382.2584 | 1257199.5488
235 | 2726398.451 | 1257179.3671 | 2726401.5401 | 1257178.9174
236 | 2726398.451 | 1257179.3671 | 2726397.9797 | 1257175.6537
237 | 2726294.8312 | 1257183.9598 | 2726298.867 | 1257186.07 | 2726302.8208 | 1257187.4222 | 2726308.6828 | 1257188.4371 | 2726316.4533 | 1257188.7546
238 | 2726271.1264 | 1257187.1343 | 2726245.3099 | 1257190.5917
239 | 2726271.1264 | 1257187.1343 | 2726286.4156 | 1257185.0868
240 | 2726294.8312 | 1257183.9598 | 2726286.4156 | 1257185.0868
241 | 2726294.8312 | 1257183.9598 | 2726291.8055 | 1257181.8823 | 2726289.0971 | 1257179.0775 | 2726286.3894 | 1257174.1154 | 2726284.6522 | 1257168.2175 | 2726282.7362 | 1257155.8545 | 2726282.3959 | 1257150.2422
242 | 2726282.3959 | 1257150.2422 | 2726282.4733 | 1257149.5523
243 | 2726282.4733 | 1257149.5523 | 2726282.8057 | 1257146.5921 | 2726283.9321 | 1257142.5904 | 2726285.8139 | 1257138.538 | 2726289.0041 | 1257134.3245 | 2726290.431 | 1257132.9692
244 | 2726331.8256 | 1257098.3505 | 2726320.0479 | 1257104.8383
245 | 2726331.8256 | 1257098.3505 | 2726342.8845 | 1257094.7944 | 2726345.3582 | 1257094.354
246 | 2726389.5519 | 1257109.6194 | 2726392.525 | 1257132.9141
247 | 2726396.0744 | 1257136.9025 | 2726392.4981 | 1257110.9114
248 | 2726392.525 | 1257132.9141 | 2726396.3778 | 1257163.1021
249 | 2726397.9797 | 1257175.6537 | 2726396.3778 | 1257163.1021
250 | 2726397.9797 | 1257175.6537 | 2726407.6709 | 1257174.3261
251 | 2726407.6709 | 1257174.3261 | 2726409.7813 | 1257174.4046 | 2726415.4441 | 1257173.5916
252 | 2726440.3139 | 1257170.0211 | 2726415.4441 | 1257173.5916
253 | 2726381.901 | 1257206.3228 | 2726381.8731 | 1257206.8154 | 2726381.7578 | 1257209.0372 | 2726381.5431 | 1257212.9546
254 | 2726399.7136 | 1257227.2368 | 2726398.5626 | 1257226.87
255 | 2726381.1183 | 1257221.3123 | 2726398.5626 | 1257226.87
256 | 2726381.1183 | 1257221.3123 | 2726381.2021 | 1257219.1566 | 2726381.4363 | 1257214.9022 | 2726381.5431 | 1257212.9546
257 | 2726437.7284 | 1257109.3691 | 2726445.9255 | 1257108.2413
258 | 2726435.0224 | 1257109.7415 | 2726437.7284 | 1257109.3691
259 | 2726061.7105 | 1257221.5083 | 2726061.7795 | 1257222.3348
260 | 2726060.7976 | 1257210.5621 | 2726061.7105 | 1257221.5083
261 | 2726045.1669 | 1257242.2763 | 2726046.196 | 1257242.3351 | 2726052.2225 | 1257242.3081

## bus_geodata
| x | y | coords
0 | 2726355.576 | 1256654.3747
1 | 2726321.5054 | 1256652.0962
2 | 2726302.6183 | 1256819.2564
3 | 2726309.9008 | 1256835.5843
4 | 2726292.9272 | 1256823.358
5 | 2725365.6212 | 1257464.156
6 | 2725369.0375 | 1257465.666
7 | 2725346.6006 | 1257455.7488
8 | 2725349.4951 | 1257452.5993
9 | 2725853.8554 | 1256960.0141
10 | 2725339.6318 | 1257265.2874
11 | 2725990.5447 | 1257021.9292
12 | 2725334.8229 | 1257313.0354
13 | 2725335.6251 | 1257305.0707
14 | 2726180.7033 | 1256750.4088
15 | 2726185.0712 | 1256758.9456
16 | 2726235.8918 | 1256852.2177
17 | 2726245.055 | 1256863.7127
18 | 2726208.4901 | 1256886.4089
19 | 2726259.743 | 1256882.1487
20 | 2726295.4492 | 1256920.7828
21 | 2726304.5084 | 1256908.4428
22 | 2726289.579 | 1256919.79
23 | 2726213.6259 | 1256899.5523
24 | 2726202.9101 | 1256888.8583
25 | 2726278.4529 | 1256905.7291
26 | 2726297.8491 | 1256930.5576
27 | 2726258.3269 | 1256929.9545
28 | 2726122.8752 | 1257250.628
29 | 2726125.8706 | 1257256.0924
30 | 2726114.1551 | 1257234.7201
31 | 2726137.4833 | 1257277.2773
32 | 2726107.4891 | 1257221.3671
33 | 2726078.5542 | 1257241.1741
34 | 2726161.788 | 1257265.9385
35 | 2726096.011 | 1257191.4597
36 | 2726064.5581 | 1257242.1905
37 | 2726095.9321 | 1257191.224
38 | 2726063.441 | 1257242.2578
39 | 2726115.3909 | 1257072.4969
40 | 2726111.4925 | 1257074.5095
41 | 2726122.0015 | 1257069.0841
42 | 2726106.1945 | 1257077.2447
43 | 2726105.4134 | 1257037.272
44 | 2726135.1812 | 1257062.1875
45 | 2726090.217 | 1257085.2325
46 | 2726104.9871 | 1257036.4546
47 | 2726151.4081 | 1257053.3583
48 | 2726074.352 | 1257093.8023
49 | 2726103.3382 | 1257023.1456
50 | 2726166.6853 | 1257045.0458
51 | 2726077.8328 | 1257109.9728
52 | 2726078.3946 | 1257112.5829
53 | 2726083.161 | 1257134.7833
54 | 2726065.0748 | 1257116.895
55 | 2726073.3594 | 1257088.913
56 | 2726083.2516 | 1257135.2051
57 | 2726039.4522 | 1257117.8447
58 | 2726071.1503 | 1257078.0312
59 | 2726083.2575 | 1257135.2324
60 | 2726027.2951 | 1257117.2769
61 | 2726051.3575 | 1257070.5697
62 | 2726015.6572 | 1257072.2171
63 | 2726017.5432 | 1257070.2063
64 | 2726003.3106 | 1257085.3809
65 | 2726023.0739 | 1257064.3095
66 | 2726030.5317 | 1257056.3582
67 | 2726024.7492 | 1257035.6722
68 | 2726032.4774 | 1257058.5015
69 | 2726087.6421 | 1257155.6547
70 | 2726088.0302 | 1257157.4621
71 | 2726026.7608 | 1257133.9914
72 | 2726026.773 | 1257133.609
73 | 2726025.9341 | 1257159.8525
74 | 2726025.9221 | 1257160.2283
75 | 2726016.3727 | 1257116.8902
76 | 2726001.253 | 1257116.3551
77 | 2726089.2338 | 1257163.0683
78 | 2726094.1083 | 1257185.7717
79 | 2726160.7849 | 1257170.3989
80 | 2726160.8594 | 1257170.6515
81 | 2726153.4214 | 1257145.4219
82 | 2726168.3976 | 1257195.2597
83 | 2726148.7989 | 1257129.7424
84 | 2726187.1421 | 1257198.5538
85 | 2726188.2177 | 1257198.4215
86 | 2726060.9998 | 1257065.2787
87 | 2726048.1453 | 1257069.1017
88 | 2726072.5835 | 1257058.9225
89 | 2725999.0772 | 1257150.3714
90 | 2726000.8667 | 1257122.3957
91 | 2726001.8642 | 1257107.8494
92 | 2726045.6933 | 1257051.3964
93 | 2726067.1421 | 1257038.7638
94 | 2726027.0526 | 1257025.6345
95 | 2726001.4438 | 1257046.1392
96 | 2726216.3787 | 1257194.4662
97 | 2726219.9236 | 1257193.9915
98 | 2726054.9397 | 1257004.9621
99 | 2726072.0724 | 1257004.5831
100 | 2726044.9157 | 1257007.1984
101 | 2726094.276 | 1257001.689
102 | 2726038.0096 | 1256992.1602
103 | 2726031.827 | 1257017.2624
104 | 2726087.6231 | 1256989.1545
105 | 2726019.3944 | 1256987.1356
106 | 2726127.5391 | 1256988.9462
107 | 2726161.1995 | 1256979.4505
108 | 2726074.1021 | 1256977.0304
109 | 2726005.4718 | 1256985.2392
110 | 2726012.4488 | 1257023.0287
111 | 2726102.9823 | 1257020.7359
112 | 2726114.9857 | 1257017.5118
113 | 2726087.7651 | 1257028.1388
114 | 2726130.9748 | 1257009.778
115 | 2726248.263 | 1256932.5986
116 | 2726236.6335 | 1256936.0717
117 | 2726230.5276 | 1256938.6048
118 | 2726311.6411 | 1256952.5036
119 | 2726215.6562 | 1256947.3041
120 | 2726316.8817 | 1256962.6278
121 | 2726309.0273 | 1256901.0722
122 | 2726321.471 | 1256963.3659
123 | 2726329.7475 | 1256979.1443
124 | 2726326.1571 | 1256980.5467
125 | 2726306.6895 | 1256985.7583
126 | 2726334.7512 | 1256988.0581
127 | 2726299.872 | 1256987.0918
128 | 2726302.5668 | 1256976.7623
129 | 2726359.1629 | 1257019.9307
130 | 2726388.4411 | 1257039.2284
131 | 2726350.4369 | 1257011.1091
132 | 2726319.7992 | 1257022.5263
133 | 2726320.5413 | 1257023.0982
134 | 2726277.6981 | 1257046.9944
135 | 2726267.7854 | 1256995.41
136 | 2726395.8695 | 1257023.0248
137 | 2726383.7474 | 1257056.6104
138 | 2726396.3807 | 1257047.8611
139 | 2726406.6703 | 1257047.7007
140 | 2726432.4103 | 1257064.055
141 | 2726386.666 | 1257086.9998
142 | 2726366.8504 | 1257058.6122
143 | 2726282.747 | 1257039.1062
144 | 2726275.0216 | 1257051.1874
145 | 2726250.8159 | 1257000.8155
146 | 2726190.8729 | 1257031.8852
147 | 2726193.1975 | 1257035.36
148 | 2726205.5598 | 1257024.4583
149 | 2726198.5816 | 1257010.3725
150 | 2726233.0201 | 1257009.7089
151 | 2726267.8719 | 1257050.399
152 | 2726250.1492 | 1257065.4122
153 | 2726273.4682 | 1257053.6212
154 | 2726196.1886 | 1257006.0545
155 | 2726215.1197 | 1256947.7146
156 | 2726199.7896 | 1256959.4472
157 | 2726197.7709 | 1256960.9921
158 | 2726176.2215 | 1256973.8792
159 | 2726177.3229 | 1256901.1719
160 | 2726063.9785 | 1256972.1175
161 | 2726057.9548 | 1256970.5434
162 | 2726043.9634 | 1256968.3435
163 | 2726171.5398 | 1256975.99
164 | 2726156.4705 | 1256965.7245
165 | 2726152.7183 | 1256953.7469
166 | 2726190.7021 | 1256997.462
167 | 2726140.8822 | 1256947.7149
168 | 2726140.11 | 1256943.6819
169 | 2726139.0367 | 1256932.0694
170 | 2726166.3215 | 1256908.363
171 | 2726159.0406 | 1256914.0907
172 | 2726173.6409 | 1256919.5734
173 | 2726154.392 | 1256904.2718
174 | 2726315.3736 | 1256886.0414
175 | 2726405.5427 | 1257002.2335
176 | 2726437.9833 | 1257062.2539
177 | 2726388.4624 | 1257081.5806
178 | 2726389.6651 | 1257090.3223
179 | 2726387.1376 | 1257090.702
180 | 2726373.3286 | 1257089.3743
181 | 2726339.5299 | 1257061.849
182 | 2726390.5612 | 1256907.0122
183 | 2726363.3249 | 1256920.7978
184 | 2726391.9755 | 1256906.2964
185 | 2726368.6629 | 1256931.3263
186 | 2726356.0774 | 1256904.1171
187 | 2726370.5583 | 1256935.0649
188 | 2726377.5432 | 1256948.8415
189 | 2726426.9467 | 1256997.1424
190 | 2726428.3432 | 1256997.8143
191 | 2726411.9106 | 1256989.3516
192 | 2726447.6778 | 1257007.019
193 | 2726388.7045 | 1256967.2365
194 | 2726450.7875 | 1257008.3984
195 | 2726387.8645 | 1256966.1694
196 | 2726400.7117 | 1256960.6392
197 | 2726460.1102 | 1257012.5338
198 | 2726419.6613 | 1256951.4166
199 | 2726317.6696 | 1256872.4768
200 | 2726316.6729 | 1256860.2998
201 | 2726254.1399 | 1256849.295
202 | 2726266.2981 | 1256839.6554
203 | 2726270.7512 | 1256840.2509
204 | 2726278.6838 | 1256858.0693
205 | 2726284.5863 | 1256829.7118
206 | 2726428.8227 | 1256962.1563
207 | 2726473.58 | 1257081.6733
208 | 2726472.4203 | 1257085.463
209 | 2726469.3015 | 1257105.025
210 | 2726456.2963 | 1257106.8144
211 | 2726327.7448 | 1257185.0711
212 | 2726294.1286 | 1257179.7384
213 | 2726343.7439 | 1257183.4585
214 | 2726359.879 | 1257181.1146
215 | 2726344.1887 | 1257186.6487
216 | 2726287.1348 | 1257142.0942
217 | 2726311.7434 | 1257116.0897
218 | 2726381.9855 | 1257177.9032
219 | 2726338.6314 | 1257146.9513
220 | 2726338.6142 | 1257146.8288
221 | 2726340.2039 | 1257187.0479
222 | 2726332.2314 | 1257101.2506
223 | 2726382.4969 | 1257181.5062
224 | 2726337.9827 | 1257142.3193
225 | 2726382.2584 | 1257199.5488
226 | 2726398.451 | 1257179.3671
227 | 2726316.4533 | 1257188.7546
228 | 2726271.1264 | 1257187.1343
229 | 2726245.3099 | 1257190.5917
230 | 2726286.4156 | 1257185.0868
231 | 2726294.8312 | 1257183.9598
232 | 2726282.3959 | 1257150.2422
233 | 2726282.4733 | 1257149.5523
234 | 2726334.6395 | 1257118.4463
235 | 2726331.8256 | 1257098.3505
236 | 2726389.5519 | 1257109.6194
237 | 2726320.0479 | 1257104.8383
238 | 2726345.3582 | 1257094.354
239 | 2726392.4981 | 1257110.9114
240 | 2726392.525 | 1257132.9141
241 | 2726396.3778 | 1257163.1021
242 | 2726397.9797 | 1257175.6537
243 | 2726407.6709 | 1257174.3261
244 | 2726396.0744 | 1257136.9025
245 | 2726290.431 | 1257132.9692
246 | 2726415.4441 | 1257173.5916
247 | 2726401.5401 | 1257178.9174
248 | 2726440.3139 | 1257170.0211
249 | 2726381.901 | 1257206.3228
250 | 2726399.7136 | 1257227.2368
251 | 2726398.5626 | 1257226.87
252 | 2726381.1183 | 1257221.3123
253 | 2726381.5431 | 1257212.9546
254 | 2726437.7284 | 1257109.3691
255 | 2726445.9255 | 1257108.2413
256 | 2726435.0224 | 1257109.7415
257 | 2726061.7105 | 1257221.5083
258 | 2726061.7795 | 1257222.3348
259 | 2726060.7976 | 1257210.5621
260 | 2726052.2225 | 1257242.3081
261 | 2726045.1669 | 1257242.2763
262 | 2726133.6156 | 1257008.5007
263 | 2726190.8729 | 1257031.8852

## line_std_types
| c_nf_per_km | r_ohm_per_km | x_ohm_per_km | max_i_ka | type | q_mm2 | alpha | voltage_rating
NAYY 4x50 SE | 210 | 0.642 | 0.083 | 0.142 | cs | 50 | 0.00403 | LV
NAYY 4x120 SE | 264 | 0.225 | 0.08 | 0.242 | cs | 120 | 0.00403 | LV
NAYY 4x150 SE | 261 | 0.208 | 0.08 | 0.27 | cs | 150 | 0.00403 | LV
NA2XS2Y 1x95 RM/25 12/20 kV | 216 | 0.313 | 0.132 | 0.252 | cs | 95 | 0.00403 | MV
NA2XS2Y 1x185 RM/25 12/20 kV | 273 | 0.161 | 0.117 | 0.362 | cs | 185 | 0.00403 | MV
NA2XS2Y 1x240 RM/25 12/20 kV | 304 | 0.122 | 0.112 | 0.421 | cs | 240 | 0.00403 | MV
NA2XS2Y 1x95 RM/25 6/10 kV | 315 | 0.313 | 0.123 | 0.249 | cs | 95 | 0.00403 | MV
NA2XS2Y 1x185 RM/25 6/10 kV | 406 | 0.161 | 0.11 | 0.358 | cs | 185 | 0.00403 | MV
NA2XS2Y 1x240 RM/25 6/10 kV | 456 | 0.122 | 0.105 | 0.416 | cs | 240 | 0.00403 | MV
NA2XS2Y 1x150 RM/25 12/20 kV | 250 | 0.206 | 0.116 | 0.319 | cs | 150 | 0.00403 | MV
NA2XS2Y 1x120 RM/25 12/20 kV | 230 | 0.253 | 0.119 | 0.283 | cs | 120 | 0.00403 | MV
NA2XS2Y 1x70 RM/25 12/20 kV | 190 | 0.443 | 0.132 | 0.22 | cs | 70 | 0.00403 | MV
NA2XS2Y 1x150 RM/25 6/10 kV | 360 | 0.206 | 0.11 | 0.315 | cs | 150 | 0.00403 | MV
NA2XS2Y 1x120 RM/25 6/10 kV | 340 | 0.253 | 0.113 | 0.28 | cs | 120 | 0.00403 | MV
NA2XS2Y 1x70 RM/25 6/10 kV | 280 | 0.443 | 0.123 | 0.217 | cs | 70 | 0.00403 | MV
N2XS(FL)2Y 1x120 RM/35 64/110 kV | 112 | 0.153 | 0.166 | 0.366 | cs | 120 | 0.00393 | HV
N2XS(FL)2Y 1x185 RM/35 64/110 kV | 125 | 0.099 | 0.156 | 0.457 | cs | 185 | 0.00393 | HV
N2XS(FL)2Y 1x240 RM/35 64/110 kV | 135 | 0.075 | 0.149 | 0.526 | cs | 240 | 0.00393 | HV
N2XS(FL)2Y 1x300 RM/35 64/110 kV | 144 | 0.06 | 0.144 | 0.588 | cs | 300 | 0.00393 | HV
15-AL1/3-ST1A 0.4 | 11 | 1.8769 | 0.35 | 0.105 | ol | 16 | 0.00403 | LV
24-AL1/4-ST1A 0.4 | 11.25 | 1.2012 | 0.335 | 0.14 | ol | 24 | 0.00403 | LV
48-AL1/8-ST1A 0.4 | 12.2 | 0.5939 | 0.3 | 0.21 | ol | 48 | 0.00403 | LV
94-AL1/15-ST1A 0.4 | 13.2 | 0.306 | 0.29 | 0.35 | ol | 94 | 0.00403 | LV
34-AL1/6-ST1A 10.0 | 9.7 | 0.8342 | 0.36 | 0.17 | ol | 34 | 0.00403 | MV
48-AL1/8-ST1A 10.0 | 10.1 | 0.5939 | 0.35 | 0.21 | ol | 48 | 0.00403 | MV
70-AL1/11-ST1A 10.0 | 10.4 | 0.4132 | 0.339 | 0.29 | ol | 70 | 0.00403 | MV
94-AL1/15-ST1A 10.0 | 10.75 | 0.306 | 0.33 | 0.35 | ol | 94 | 0.00403 | MV
122-AL1/20-ST1A 10.0 | 11.1 | 0.2376 | 0.323 | 0.41 | ol | 122 | 0.00403 | MV
149-AL1/24-ST1A 10.0 | 11.25 | 0.194 | 0.315 | 0.47 | ol | 149 | 0.00403 | MV
34-AL1/6-ST1A 20.0 | 9.15 | 0.8342 | 0.382 | 0.17 | ol | 34 | 0.00403 | MV
48-AL1/8-ST1A 20.0 | 9.5 | 0.5939 | 0.372 | 0.21 | ol | 48 | 0.00403 | MV
70-AL1/11-ST1A 20.0 | 9.7 | 0.4132 | 0.36 | 0.29 | ol | 70 | 0.00403 | MV
94-AL1/15-ST1A 20.0 | 10 | 0.306 | 0.35 | 0.35 | ol | 94 | 0.00403 | MV
122-AL1/20-ST1A 20.0 | 10.3 | 0.2376 | 0.344 | 0.41 | ol | 122 | 0.00403 | MV
149-AL1/24-ST1A 20.0 | 10.5 | 0.194 | 0.337 | 0.47 | ol | 149 | 0.00403 | MV
184-AL1/30-ST1A 20.0 | 10.75 | 0.1571 | 0.33 | 0.535 | ol | 184 | 0.00403 | MV
243-AL1/39-ST1A 20.0 | 11 | 0.1188 | 0.32 | 0.645 | ol | 243 | 0.00403 | MV
48-AL1/8-ST1A 110.0 | 8 | 0.5939 | 0.46 | 0.21 | ol | 48 | 0.00403 | HV
70-AL1/11-ST1A 110.0 | 8.4 | 0.4132 | 0.45 | 0.29 | ol | 70 | 0.00403 | HV
94-AL1/15-ST1A 110.0 | 8.65 | 0.306 | 0.44 | 0.35 | ol | 94 | 0.00403 | HV
122-AL1/20-ST1A 110.0 | 8.5 | 0.2376 | 0.43 | 0.41 | ol | 122 | 0.00403 | HV
149-AL1/24-ST1A 110.0 | 8.75 | 0.194 | 0.41 | 0.47 | ol | 149 | 0.00403 | HV
184-AL1/30-ST1A 110.0 | 8.8 | 0.1571 | 0.4 | 0.535 | ol | 184 | 0.00403 | HV
243-AL1/39-ST1A 110.0 | 9 | 0.1188 | 0.39 | 0.645 | ol | 243 | 0.00403 | HV
305-AL1/39-ST1A 110.0 | 9.2 | 0.0949 | 0.38 | 0.74 | ol | 305 | 0.00403 | HV
490-AL1/64-ST1A 110.0 | 9.75 | 0.059 | 0.37 | 0.96 | ol | 490 | 0.00403 | HV
679-AL1/86-ST1A 110.0 | 9.95 | 0.042 | 0.36 | 1.15 | ol | 679 | 0.00403 | HV
490-AL1/64-ST1A 220.0 | 10 | 0.059 | 0.285 | 0.96 | ol | 490 | 0.00403 | HV
679-AL1/86-ST1A 220.0 | 11.7 | 0.042 | 0.275 | 1.15 | ol | 679 | 0.00403 | HV
490-AL1/64-ST1A 380.0 | 11 | 0.059 | 0.253 | 0.96 | ol | 490 | 0.00403 | HV
679-AL1/86-ST1A 380.0 | 14.6 | 0.042 | 0.25 | 1.15 | ol | 679 | 0.00403 | HV

## trafo_std_types
| i0_percent | pfe_kw | vkr_percent | sn_mva | vn_lv_kv | vn_hv_kv | vk_percent | shift_degree | vector_group | tap_side | tap_neutral | tap_min | tap_max | tap_step_degree | tap_step_percent | tap_phase_shifter
160 MVA 380/110 kV | 0.06 | 60 | 0.25 | 160 | 110 | 380 | 12.2 | 0 | Yy0 | hv | 0 | -9 | 9 | 0 | 1.5 | FALSE
100 MVA 220/110 kV | 0.06 | 55 | 0.26 | 100 | 110 | 220 | 12 | 0 | Yy0 | hv | 0 | -9 | 9 | 0 | 1.5 | FALSE
63 MVA 110/20 kV | 0.04 | 22 | 0.32 | 63 | 20 | 110 | 18 | 150 | YNd5 | hv | 0 | -9 | 9 | 0 | 1.5 | FALSE
40 MVA 110/20 kV | 0.05 | 18 | 0.34 | 40 | 20 | 110 | 16.2 | 150 | YNd5 | hv | 0 | -9 | 9 | 0 | 1.5 | FALSE
25 MVA 110/20 kV | 0.07 | 14 | 0.41 | 25 | 20 | 110 | 12 | 150 | YNd5 | hv | 0 | -9 | 9 | 0 | 1.5 | FALSE
63 MVA 110/10 kV | 0.04 | 22 | 0.32 | 63 | 10 | 110 | 18 | 150 | YNd5 | hv | 0 | -9 | 9 | 0 | 1.5 | FALSE
40 MVA 110/10 kV | 0.05 | 18 | 0.34 | 40 | 10 | 110 | 16.2 | 150 | YNd5 | hv | 0 | -9 | 9 | 0 | 1.5 | FALSE
25 MVA 110/10 kV | 0.07 | 14 | 0.41 | 25 | 10 | 110 | 12 | 150 | YNd5 | hv | 0 | -9 | 9 | 0 | 1.5 | FALSE
0.25 MVA 20/0.4 kV | 0.32 | 0.8 | 1.44 | 0.25 | 0.4 | 20 | 6 | 150 | Yzn5 | hv | 0 | -2 | 2 | 0 | 2.5 | FALSE
0.4 MVA 20/0.4 kV | 0.3375 | 1.35 | 1.425 | 0.4 | 0.4 | 20 | 6 | 150 | Dyn5 | hv | 0 | -2 | 2 | 0 | 2.5 | FALSE
0.63 MVA 20/0.4 kV | 0.2619 | 1.65 | 1.206 | 0.63 | 0.4 | 20 | 6 | 150 | Dyn5 | hv | 0 | -2 | 2 | 0 | 2.5 | FALSE
0.25 MVA 10/0.4 kV | 0.24 | 0.6 | 1.2 | 0.25 | 0.4 | 10 | 4 | 150 | Dyn5 | hv | 0 | -2 | 2 | 0 | 2.5 | FALSE
0.4 MVA 10/0.4 kV | 0.2375 | 0.95 | 1.325 | 0.4 | 0.4 | 10 | 4 | 150 | Dyn5 | hv | 0 | -2 | 2 | 0 | 2.5 | FALSE
0.63 MVA 10/0.4 kV | 0.1873 | 1.18 | 1.0794 | 0.63 | 0.4 | 10 | 4 | 150 | Dyn5 | hv | 0 | -2 | 2 | 0 | 2.5 | FALSE

## trafo3w_std_types
| sn_hv_mva | sn_mv_mva | sn_lv_mva | vn_hv_kv | vn_mv_kv | vn_lv_kv | vk_hv_percent | vk_mv_percent | vk_lv_percent | vkr_hv_percent | vkr_mv_percent | vkr_lv_percent | pfe_kw | i0_percent | shift_mv_degree | shift_lv_degree | vector_group | tap_side | tap_neutral | tap_min | tap_max | tap_step_percent
63/25/38 MVA 110/20/10 kV | 63 | 25 | 38 | 110 | 20 | 10 | 10.4 | 10.4 | 10.4 | 0.28 | 0.32 | 0.35 | 35 | 0.89 | 0 | 0 | YN0yn0yn0 | hv | 0 | -10 | 10 | 1.2
63/25/38 MVA 110/10/10 kV | 63 | 25 | 38 | 110 | 10 | 10 | 10.4 | 10.4 | 10.4 | 0.28 | 0.32 | 0.35 | 35 | 0.89 | 0 | 0 | YN0yn0yn0 | hv | 0 | -10 | 10 | 1.2

## fuse_std_types
| fuse_type | i_rated_a | t_avg | t_min | t_total | x_avg | x_min | x_total
HV 100A | HV 100A | 100 | 0 | [10.0, 3.64, 0.854, 0.281, 0.1, 0.0531, 0.022, 0.01] | [10.0, 4.267, 1.21, 0.403, 0.1, 0.058, 0.022, 0.01] | 0 | [300.0, 350.0, 450.0, 550.0, 700.0, 850.0, 1200.0, 1752.0] | [600.0, 700.0, 900.0, 1150.0, 1665.0, 2000.0, 3000.0, 4313.0]
HV 10A | HV 10A | 10 | 0 | [10.0, 1675.0, 0.344, 0.156, 0.1, 0.0417, 0.0171, 0.01] | [10.0, 1.3, 0.3, 0.155, 0.1, 0.0555, 0.023, 0.01] | 0 | [30.0, 32.0, 35.0, 37.0, 39.0, 50.0, 70.0, 88.0] | [60.0, 70.0, 80.0, 87.0, 94.0, 110.0, 150.0, 216.0]
HV 125A | HV 125A | 125 | 0 | [10.0, 1.82, 0.344, 0.1, 0.0467, 0.0269, 0.01] | [10.0, 2.478, 0.426, 0.1, 0.0427, 0.0211, 0.01] | 0 | [375.0, 500.0, 700.0, 925.0, 1200.0, 1500.0, 2341.0] | [750.0, 1000.0, 1500.0, 2200.0, 3000.0, 4000.0, 5765.0]
HV 160A | HV 160A | 160 | 0 | [10.0, 4.15, 1.03, 0.198, 0.1, 0.051, 0.0172, 0.01] | [10.0, 2.3, 0.734, 0.274, 0.1, 0.046, 0.0177, 0.01] | 0 | [480.0, 550.0, 700.0, 1000.0, 1260.0, 1600.0, 2500.0, 3227.0] | [960.0, 1300.0, 1700.0, 2200.0, 2996.0, 4000.0, 6000.0, 7946.0]
HV 16A | HV 16A | 16 | 0 | [10.0, 0.352, 0.164, 0.1, 0.0649, 0.0342, 0.01] | [10.0, 2.34, 0.722, 0.181, 0.1, 0.055, 0.0296, 0.01] | 0 | [48.0, 60.0, 65.0, 71.0, 80.0, 100.0, 162.0] | [96.0, 110.0, 125.0, 150.0, 168.0, 200.0, 250.0, 398.0]
HV 200A | HV 200A | 200 | 0 | [10.0, 4.267, 1.21, 0.403, 0.1, 0.058, 0.022, 0.01] | [10.0, 3.73, 1.654, 0.328, 0.1, 0.0531, 0.019, 0.01] | 0 | [600.0, 700.0, 900.0, 1150.0, 1665.0, 2000.0, 3000.0, 4313.0] | [1200.0, 1500.0, 1800.0, 2700.0, 3960.0, 5000.0, 7500.0, 10620.0]
HV 20A | HV 20A | 20 | 0 | [10.0, 1.3, 0.3, 0.155, 0.1, 0.0555, 0.023, 0.01] | [10.0, 1.3, 0.161, 0.1, 0.0611, 0.0399, 0.0141, 0.01] | 0 | [60.0, 70.0, 80.0, 87.0, 94.0, 110.0, 150.0, 216.0] | [120.0, 150.0, 200.0, 223.0, 260.0, 300.0, 450.0, 532.0]
HV 25A | HV 25A | 25 | 0 | [10.0, 2.512, 0.833, 0.299, 0.1, 0.0372, 0.0223, 0.01] | [10.0, 3.125, 0.597, 0.198, 0.1, 0.0378, 0.022, 0.01] | 0 | [75.0, 82.0, 90.0, 100.0, 124.0, 170.0, 200.0, 289.0] | [150.0, 170.0, 210.0, 250.0, 294.0, 400.0, 500.0, 711.0]
HV 31.5A | HV 31.5A | 31.5 | 0 | [10.0, 2.34, 0.722, 0.181, 0.1, 0.055, 0.0296, 0.01] | [10.0, 2.84, 0.368, 0.164, 0.1, 0.0621, 0.0378, 0.0195, 0.01] | 0 | [95.0, 110.0, 125.0, 150.0, 165.0, 200.0, 250.0, 390.0] | [189.0, 220.0, 300.0, 350.0, 393.0, 450.0, 530.0, 700.0, 960.0]
HV 40A | HV 40A | 40 | 0 | [10.0, 1.3, 0.161, 0.1, 0.0611, 0.0399, 0.0141, 0.01] | [10.0, 2.05, 0.369, 0.198, 0.1, 0.051, 0.0298, 0.01] | 0 | [120.0, 150.0, 200.0, 223.0, 260.0, 300.0, 450.0, 532.0] | [240.0, 300.0, 400.0, 450.0, 530.0, 650.0, 800.0, 1311.0]
HV 50A | HV 50A | 50 | 0 | [10.0, 3.215, 0.597, 0.198, 0.1, 0.0378, 0.022, 0.01] | [10.0, 3.64, 0.854, 0.281, 0.1, 0.0531, 0.022, 0.01] | 0 | [150.0, 170.0, 210.0, 250.0, 294.0, 400.0, 500.0, 711.0] | [300.0, 350.0, 450.0, 550.0, 700.0, 850.0, 1200.0, 1752.0]
HV 6.3A | HV 6.3A | 6.3 | 0 | [10.0, 1.39, 0.344, 0.168, 0.1, 0.056, 0.0263, 0.01] | [10.0, 1.711, 0.516, 0.198, 0.1, 0.0634, 0.0303, 0.01] | 0 | [19.0, 19.5, 20.4, 20.8, 22.0, 25.0, 32.0, 48.0] | [38.0, 40.0, 43.0, 48.0, 53.0, 60.0, 75.0, 118.0]
HV 63A | HV 63A | 63 | 0 | [10.0, 2.84, 0.368, 0.164, 0.1, 0.0621, 0.0378, 0.0195, 0.01] | [10.0, 1.82, 0.344, 0.1, 0.0467, 0.0269, 0.01] | 0 | [189.0, 220.0, 300.0, 350.0, 393.0, 450.0, 530.0, 700.0, 961.0] | [378.0, 500.0, 700.0, 934.0, 1200.0, 1500.0, 2366.0]
HV 80A | HV 80A | 80 | 0 | [10.0, 2.05, 0.369, 0.198, 0.1, 0.051, 0.0298, 0.01] | [10.0, 4.15, 1.03, 0.198, 0.1, 0.051, 0.0172, 0.01] | 0 | [240.0, 300.0, 400.0, 450.0, 530.0, 650.0, 800.0, 1311.0] | [480.0, 550.0, 700.0, 1000.0, 1260.0, 1600.0, 2500.0, 3227.0]
Siemens NH-1-100 | Siemens NH-1-100 | 100 | [5400.0, 2000.0, 400.0, 20.0, 1.0, 0.2, 0.012, 0.004] | 0 | 0 | [150.0, 190.0, 250.0, 430.0, 900.0, 1250.0, 2700.0, 3600.0] | 0 | 0
Siemens NH-1-125 | Siemens NH-1-125 | 125 | [4800.0, 120.0, 7.0, 0.1, 0.004] | 0 | 0 | [180.0, 400.0, 740.0, 2000.0, 4250.0] | 0 | 0
Siemens NH-1-16 | Siemens NH-1-16 | 16 | [4000.0, 400.0, 2.0, 0.1, 0.04, 0.01] | 0 | 0 | [26.0, 35.0, 75.0, 150.0, 200.0, 300.0] | 0 | 0
Siemens NH-1-160 | Siemens NH-1-160 | 160 | [4800.0, 120.0, 7.0, 0.1, 0.004] | 0 | 0 | [210.0, 500.0, 900.0, 2300.0, 5000.0] | 0 | 0
Siemens NH-1-25 | Siemens NH-1-25 | 25 | [4000.0, 1000.0, 10.0, 0.2, 0.02, 0.01] | 0 | 0 | [40.0, 50.0, 100.0, 210.0, 400.0, 500.0] | 0 | 0
Siemens NH-1-50 | Siemens NH-1-50 | 50 | [4000.0, 40.0, 4.0, 1.0, 0.02, 0.01] | 0 | 0 | [86.0, 200.0, 300.0, 400.0, 1000.0, 1280.0] | 0 | 0
Siemens NH-1-63 | Siemens NH-1-63 | 63 | [4000.0, 100.0, 10.0, 2.0, 0.04, 0.01] | 0 | 0 | [100.0, 200.0, 300.0, 400.0, 1000.0, 1500.0] | 0 | 0
Siemens NH-1-80 | Siemens NH-1-80 | 80 | [4800.0, 120.0, 7.0, 0.1, 0.01] | 0 | 0 | [150.58, 250.0, 450.0, 1150.0, 2470.0] | 0 | 0
Siemens NH-2-1000 | Siemens NH-2-1000 | 1000 | [4800.0, 120.0, 7.0, 0.1, 0.004] | 0 | 0 | [1900.0, 3500.0, 8400.0, 24000.0, 52000.0] | 0 | 0
Siemens NH-2-200 | Siemens NH-2-200 | 200 | [4800.0, 120.0, 7.0, 0.1, 0.004] | 0 | 0 | [280.0, 650.0, 1200.0, 3000.0, 7000.0] | 0 | 0
Siemens NH-2-224 | Siemens NH-2-224 | 224 | [4800.0, 120.0, 7.0, 0.2, 0.04, 0.004] | 0 | 0 | [400.0, 750.0, 1453.0, 3025.0, 4315.0, 7600.0] | 0 | 0
Siemens NH-2-250 | Siemens NH-2-250 | 250 | [4800.0, 120.0, 7.0, 0.1, 0.004] | 0 | 0 | [450.0, 800.0, 1650.0, 4000.0, 8500.0] | 0 | 0
Siemens NH-2-315 | Siemens NH-2-315 | 315 | [4800.0, 120.0, 7.0, 0.1, 0.004] | 0 | 0 | [550.0, 920.0, 1900.0, 5000.0, 11000.0] | 0 | 0
Siemens NH-2-355 | Siemens NH-2-355 | 355 | [4800.0, 120.0, 6.0, 0.1, 0.004] | 0 | 0 | [650.0, 1116.27, 2350.0, 5840.0, 12790.0] | 0 | 0
Siemens NH-2-400 | Siemens NH-2-400 | 400 | [4800.0, 120.0, 7.0, 0.1, 0.004] | 0 | 0 | [720.0, 1350.0, 2800.0, 6500.0, 15000.0] | 0 | 0
Siemens NH-2-425 | Siemens NH-2-425 | 425 | [4800.0, 120.0, 7.0, 0.1, 0.004] | 0 | 0 | [850.0, 1500.0, 3050.0, 7500.0, 16500.0] | 0 | 0
Siemens NH-2-630 | Siemens NH-2-630 | 630 | [4800.0, 120.0, 7.0, 0.1, 0.004] | 0 | 0 | [1200.0, 2000.0, 4800.0, 12000.0, 26000.0] | 0 | 0

## dtypes
| element | column | dtype
0 | bus | name | object
1 | bus | vn_kv | float64
2 | bus | type | object
3 | bus | zone | object
4 | bus | in_service | bool
5 | load | name | object
6 | load | bus | uint32
7 | load | p_mw | float64
8 | load | q_mvar | float64
9 | load | const_z_percent | float64
10 | load | const_i_percent | float64
11 | load | sn_mva | float64
12 | load | scaling | float64
13 | load | in_service | bool
14 | load | type | object
15 | ext_grid | name | object
16 | ext_grid | bus | uint32
17 | ext_grid | vm_pu | float64
18 | ext_grid | va_degree | float64
19 | ext_grid | slack_weight | float64
20 | ext_grid | in_service | bool
21 | line | name | object
22 | line | std_type | object
23 | line | from_bus | uint32
24 | line | to_bus | uint32
25 | line | length_km | float64
26 | line | r_ohm_per_km | float64
27 | line | x_ohm_per_km | float64
28 | line | c_nf_per_km | float64
29 | line | g_us_per_km | float64
30 | line | max_i_ka | float64
31 | line | df | float64
32 | line | parallel | uint32
33 | line | type | object
34 | line | in_service | bool
35 | trafo | name | object
36 | trafo | std_type | object
37 | trafo | hv_bus | uint32
38 | trafo | lv_bus | uint32
39 | trafo | sn_mva | float64
40 | trafo | vn_hv_kv | float64
41 | trafo | vn_lv_kv | float64
42 | trafo | vk_percent | float64
43 | trafo | vkr_percent | float64
44 | trafo | pfe_kw | float64
45 | trafo | i0_percent | float64
46 | trafo | shift_degree | float64
47 | trafo | tap_side | object
48 | trafo | tap_neutral | int32
49 | trafo | tap_min | int32
50 | trafo | tap_max | int32
51 | trafo | tap_step_percent | float64
52 | trafo | tap_step_degree | float64
53 | trafo | tap_pos | int32
54 | trafo | tap_phase_shifter | bool
55 | trafo | parallel | uint32
56 | trafo | df | float64
57 | trafo | in_service | bool
58 | line_geodata | coords | object
59 | bus_geodata | x | float64
60 | bus_geodata | y | float64
61 | bus_geodata | coords | object

## parameters
| version | format_version | converged | OPF_converged | name | f_hz | sn_mva
0 | 2.14.6 | 2.14.0 | FALSE | FALSE |  | 50 | 1