## bus
| name | vn_kv | type | zone | in_service
0 | bus_LV_3424-1_0_5_node_0 | 0.4 | n |  | TRUE
1 | bus_LV_3424-1_0_5_node_1 | 0.4 | n |  | TRUE
2 | bus_LV_3424-1_0_5_node_2 | 0.4 | n |  | TRUE
3 | bus_LV_3424-1_0_5_node_3 | 0.4 | n |  | TRUE
4 | bus_LV_3424-1_0_5_node_11 | 0.4 | n |  | TRUE
5 | bus_LV_3424-1_0_5_node_10 | 0.4 | n |  | TRUE
6 | bus_LV_3424-1_0_5_node_4 | 0.4 | n |  | TRUE
7 | bus_LV_3424-1_0_5_node_5 | 0.4 | n |  | TRUE
8 | bus_LV_3424-1_0_5_node_6 | 0.4 | n |  | TRUE
9 | bus_LV_3424-1_0_5_node_27 | 0.4 | n |  | TRUE
10 | bus_LV_3424-1_0_5_node_7 | 0.4 | n |  | TRUE
11 | bus_LV_3424-1_0_5_node_22 | 0.4 | n |  | TRUE
12 | bus_LV_3424-1_0_5_node_23 | 0.4 | n |  | TRUE
13 | bus_LV_3424-1_0_5_node_37 | 0.4 | n |  | TRUE
14 | bus_LV_3424-1_0_5_node_36 | 0.4 | n |  | TRUE
15 | bus_LV_3424-1_0_5_node_9 | 0.4 | n |  | TRUE
16 | bus_LV_3424-1_0_5_node_106 | 0.4 | n |  | TRUE
17 | bus_LV_3424-1_0_5_node_107 | 0.4 | n |  | TRUE
18 | bus_LV_3424-1_0_5_node_12 | 0.4 | n |  | TRUE
19 | bus_LV_3424-1_0_5_node_13 | 0.4 | n |  | TRUE
20 | bus_LV_3424-1_0_5_node_14 | 0.4 | n |  | TRUE
21 | bus_LV_3424-1_0_5_node_15 | 0.4 | n |  | TRUE
22 | bus_LV_3424-1_0_5_node_16 | 0.4 | n |  | TRUE
23 | bus_LV_3424-1_0_5_node_84 | 0.4 | n |  | TRUE
24 | bus_LV_3424-1_0_5_node_85 | 0.4 | n |  | TRUE
25 | bus_LV_3424-1_0_5_node_227 | 0.4 | n |  | TRUE
26 | bus_LV_3424-1_0_5_node_28 | 0.4 | n |  | TRUE
27 | bus_LV_3424-1_0_5_node_34 | 0.4 | n |  | TRUE
28 | bus_LV_3424-1_0_5_node_35 | 0.4 | n |  | TRUE
29 | bus_LV_3424-1_0_5_node_29 | 0.4 | n |  | TRUE
30 | bus_LV_3424-1_0_5_node_110 | 0.4 | n |  | TRUE
31 | bus_LV_3424-1_0_5_node_17 | 0.4 | n |  | TRUE
32 | bus_LV_3424-1_0_5_node_19 | 0.4 | n |  | TRUE
33 | bus_LV_3424-1_0_5_node_132 | 0.4 | n |  | TRUE
34 | bus_LV_3424-1_0_5_node_21 | 0.4 | n |  | TRUE
35 | bus_LV_3424-1_0_5_node_134 | 0.4 | n |  | TRUE
36 | bus_LV_3424-1_0_5_node_130 | 0.4 | n |  | TRUE
37 | bus_LV_3424-1_0_5_node_133 | 0.4 | n |  | TRUE
38 | bus_LV_3424-1_0_5_node_137 | 0.4 | n |  | TRUE
39 | bus_LV_3424-1_0_5_node_131 | 0.4 | n |  | TRUE
40 | bus_LV_3424-1_0_5_node_24 | 0.4 | n |  | TRUE
41 | bus_LV_3424-1_0_5_node_25 | 0.4 | n |  | TRUE
42 | bus_LV_3424-1_0_5_node_26 | 0.4 | n |  | TRUE
43 | bus_LV_3424-1_0_5_node_99 | 0.4 | n |  | TRUE
44 | bus_LV_3424-1_0_5_node_78 | 0.4 | n |  | TRUE
45 | bus_LV_3424-1_0_5_node_92 | 0.4 | n |  | TRUE
46 | bus_LV_3424-1_0_5_node_95 | 0.4 | n |  | TRUE
47 | bus_LV_3424-1_0_5_node_94 | 0.4 | n |  | TRUE
48 | bus_LV_3424-1_0_5_node_98 | 0.4 | n |  | TRUE
49 | bus_LV_3424-1_0_5_node_30 | 0.4 | n |  | TRUE
50 | bus_LV_3424-1_0_5_node_31 | 0.4 | n |  | TRUE
51 | bus_LV_3424-1_0_5_node_32 | 0.4 | n |  | TRUE
52 | bus_LV_3424-1_0_5_node_33 | 0.4 | n |  | TRUE
53 | bus_LV_3424-1_0_5_node_111 | 0.4 | n |  | TRUE
54 | bus_LV_3424-1_0_5_node_109 | 0.4 | n |  | TRUE
55 | bus_LV_3424-1_0_5_node_38 | 0.4 | n |  | TRUE
56 | bus_LV_3424-1_0_5_node_39 | 0.4 | n |  | TRUE
57 | bus_LV_3424-1_0_5_node_40 | 0.4 | n |  | TRUE
58 | bus_LV_3424-1_0_5_node_41 | 0.4 | n |  | TRUE
59 | bus_LV_3424-1_0_5_node_42 | 0.4 | n |  | TRUE
60 | bus_LV_3424-1_0_5_node_44 | 0.4 | n |  | TRUE
61 | bus_LV_3424-1_0_5_node_45 | 0.4 | n |  | TRUE
62 | bus_LV_3424-1_0_5_node_55 | 0.4 | n |  | TRUE
63 | bus_LV_3424-1_0_5_node_43 | 0.4 | n |  | TRUE
64 | bus_LV_3424-1_0_5_node_58 | 0.4 | n |  | TRUE
65 | bus_LV_3424-1_0_5_node_46 | 0.4 | n |  | TRUE
66 | bus_LV_3424-1_0_5_node_53 | 0.4 | n |  | TRUE
67 | bus_LV_3424-1_0_5_node_47 | 0.4 | n |  | TRUE
68 | bus_LV_3424-1_0_5_node_48 | 0.4 | n |  | TRUE
69 | bus_LV_3424-1_0_5_node_49 | 0.4 | n |  | TRUE
70 | bus_LV_3424-1_0_5_node_50 | 0.4 | n |  | TRUE
71 | bus_LV_3424-1_0_5_node_51 | 0.4 | n |  | TRUE
72 | bus_LV_3424-1_0_5_node_60 | 0.4 | n |  | TRUE
73 | bus_LV_3424-1_0_5_node_59 | 0.4 | n |  | TRUE
74 | bus_LV_3424-1_0_5_node_80 | 0.4 | n |  | TRUE
75 | bus_LV_3424-1_0_5_node_89 | 0.4 | n |  | TRUE
76 | bus_LV_3424-1_0_5_node_52 | 0.4 | n |  | TRUE
77 | bus_LV_3424-1_0_5_node_54 | 0.4 | n |  | TRUE
78 | bus_LV_3424-1_0_5_node_56 | 0.4 | n |  | TRUE
79 | bus_LV_3424-1_0_5_node_57 | 0.4 | n |  | TRUE
80 | bus_LV_3424-1_0_5_node_61 | 0.4 | n |  | TRUE
81 | bus_LV_3424-1_0_5_node_63 | 0.4 | n |  | TRUE
82 | bus_LV_3424-1_0_5_node_62 | 0.4 | n |  | TRUE
83 | bus_LV_3424-1_0_5_node_64 | 0.4 | n |  | TRUE
84 | bus_LV_3424-1_0_5_node_101 | 0.4 | n |  | TRUE
85 | bus_LV_3424-1_0_5_node_65 | 0.4 | n |  | TRUE
86 | bus_LV_3424-1_0_5_node_66 | 0.4 | n |  | TRUE
87 | bus_LV_3424-1_0_5_node_68 | 0.4 | n |  | TRUE
88 | bus_LV_3424-1_0_5_node_67 | 0.4 | n |  | TRUE
89 | bus_LV_3424-1_0_5_node_69 | 0.4 | n |  | TRUE
90 | bus_LV_3424-1_0_5_node_90 | 0.4 | n |  | TRUE
91 | bus_LV_3424-1_0_5_node_88 | 0.4 | n |  | TRUE
92 | bus_LV_3424-1_0_5_node_91 | 0.4 | n |  | TRUE
93 | bus_LV_3424-1_0_5_node_96 | 0.4 | n |  | TRUE
94 | bus_LV_3424-1_0_5_node_104 | 0.4 | n |  | TRUE
95 | bus_LV_3424-1_0_5_node_100 | 0.4 | n |  | TRUE
96 | bus_LV_3424-1_0_5_node_102 | 0.4 | n |  | TRUE
97 | bus_LV_3424-1_0_5_node_103 | 0.4 | n |  | TRUE
98 | bus_LV_3424-1_0_5_node_229 | 0.4 | n |  | TRUE
99 | bus_LV_3424-1_0_5_node_105 | 0.4 | n |  | TRUE
100 | bus_LV_3424-1_0_5_node_83 | 0.4 | n |  | TRUE
101 | bus_LV_3424-1_0_5_node_226 | 0.4 | n |  | TRUE
102 | bus_LV_3424-1_0_5_node_82 | 0.4 | n |  | TRUE
103 | bus_LV_3424-1_0_5_node_70 | 0.4 | n |  | TRUE
104 | bus_LV_3424-1_0_5_node_71 | 0.4 | n |  | TRUE
105 | bus_LV_3424-1_0_5_node_72 | 0.4 | n |  | TRUE
106 | bus_LV_3424-1_0_5_node_73 | 0.4 | n |  | TRUE
107 | bus_LV_3424-1_0_5_node_74 | 0.4 | n |  | TRUE
108 | bus_LV_3424-1_0_5_node_177 | 0.4 | n |  | TRUE
109 | bus_LV_3424-1_0_5_node_176 | 0.4 | n |  | TRUE
110 | bus_LV_3424-1_0_5_node_184 | 0.4 | n |  | TRUE
111 | bus_LV_3424-1_0_5_node_169 | 0.4 | n |  | TRUE
112 | bus_LV_3424-1_0_5_node_75 | 0.4 | n |  | TRUE
113 | bus_LV_3424-1_0_5_node_77 | 0.4 | n |  | TRUE
114 | bus_LV_3424-1_0_5_node_79 | 0.4 | n |  | TRUE
115 | bus_LV_3424-1_0_5_node_97 | 0.4 | n |  | TRUE
116 | bus_LV_3424-1_0_5_node_86 | 0.4 | n |  | TRUE
117 | bus_LV_3424-1_0_5_node_87 | 0.4 | n |  | TRUE
118 | bus_LV_3424-1_0_5_node_218 | 0.4 | n |  | TRUE
119 | bus_LV_3424-1_0_5_node_93 | 0.4 | n |  | TRUE
120 | bus_LV_3424-1_0_5_node_219 | 0.4 | n |  | TRUE
121 | bus_LV_3424-1_0_5_node_108 | 0.4 | n |  | TRUE
122 | bus_LV_3424-1_0_5_node_118 | 0.4 | n |  | TRUE
123 | bus_LV_3424-1_0_5_node_119 | 0.4 | n |  | TRUE
124 | bus_LV_3424-1_0_5_node_120 | 0.4 | n |  | TRUE
125 | bus_LV_3424-1_0_5_node_117 | 0.4 | n |  | TRUE
126 | bus_LV_3424-1_0_5_node_112 | 0.4 | n |  | TRUE
127 | bus_LV_3424-1_0_5_node_113 | 0.4 | n |  | TRUE
128 | bus_LV_3424-1_0_5_node_114 | 0.4 | n |  | TRUE
129 | bus_LV_3424-1_0_5_node_115 | 0.4 | n |  | TRUE
130 | bus_LV_3424-1_0_5_node_116 | 0.4 | n |  | TRUE
131 | bus_LV_3424-1_0_5_node_136 | 0.4 | n |  | TRUE
132 | bus_LV_3424-1_0_5_node_125 | 0.4 | n |  | TRUE
133 | bus_LV_3424-1_0_5_node_228 | 0.4 | n |  | TRUE
134 | bus_LV_3424-1_0_5_node_122 | 0.4 | n |  | TRUE
135 | bus_LV_3424-1_0_5_node_121 | 0.4 | n |  | TRUE
136 | bus_LV_3424-1_0_5_node_123 | 0.4 | n |  | TRUE
137 | bus_LV_3424-1_0_5_node_124 | 0.4 | n |  | TRUE
138 | bus_LV_3424-1_0_5_node_126 | 0.4 | n |  | TRUE
139 | bus_LV_3424-1_0_5_node_127 | 0.4 | n |  | TRUE
140 | bus_LV_3424-1_0_5_node_128 | 0.4 | n |  | TRUE
141 | bus_LV_3424-1_0_5_node_135 | 0.4 | n |  | TRUE
142 | bus_LV_3424-1_0_5_node_129 | 0.4 | n |  | TRUE
143 | bus_LV_3424-1_0_5_node_138 | 0.4 | n |  | TRUE
144 | bus_LV_3424-1_0_5_node_139 | 0.4 | n |  | TRUE
145 | bus_LV_3424-1_0_5_node_140 | 0.4 | n |  | TRUE
146 | bus_LV_3424-1_0_5_node_141 | 0.4 | n |  | TRUE
147 | bus_LV_3424-1_0_5_node_142 | 0.4 | n |  | TRUE
148 | bus_LV_3424-1_0_5_node_148 | 0.4 | n |  | TRUE
149 | bus_LV_3424-1_0_5_node_144 | 0.4 | n |  | TRUE
150 | bus_LV_3424-1_0_5_node_151 | 0.4 | n |  | TRUE
151 | bus_LV_3424-1_0_5_node_147 | 0.4 | n |  | TRUE
152 | bus_LV_3424-1_0_5_node_145 | 0.4 | n |  | TRUE
153 | bus_LV_3424-1_0_5_node_143 | 0.4 | n |  | TRUE
154 | bus_LV_3424-1_0_5_node_163 | 0.4 | n |  | TRUE
155 | bus_LV_3424-1_0_5_node_154 | 0.4 | n |  | TRUE
156 | bus_LV_3424-1_0_5_node_230 | 0.4 | n |  | TRUE
157 | bus_LV_3424-1_0_5_node_160 | 0.4 | n |  | TRUE
158 | bus_LV_3424-1_0_5_node_153 | 0.4 | n |  | TRUE
159 | bus_LV_3424-1_0_5_node_146 | 0.4 | n |  | TRUE
160 | bus_LV_3424-1_0_5_node_152 | 0.4 | n |  | TRUE
161 | bus_LV_3424-1_0_5_node_149 | 0.4 | n |  | TRUE
162 | bus_LV_3424-1_0_5_node_156 | 0.4 | n |  | TRUE
163 | bus_LV_3424-1_0_5_node_214 | 0.4 | n |  | TRUE
164 | bus_LV_3424-1_0_5_node_215 | 0.4 | n |  | TRUE
165 | bus_LV_3424-1_0_5_node_213 | 0.4 | n |  | TRUE
166 | bus_LV_3424-1_0_5_node_188 | 0.4 | n |  | TRUE
167 | bus_LV_3424-1_0_5_node_157 | 0.4 | n |  | TRUE
168 | bus_LV_3424-1_0_5_node_158 | 0.4 | n |  | TRUE
169 | bus_LV_3424-1_0_5_node_159 | 0.4 | n |  | TRUE
170 | bus_LV_3424-1_0_5_node_161 | 0.4 | n |  | TRUE
171 | bus_LV_3424-1_0_5_node_162 | 0.4 | n |  | TRUE
172 | bus_LV_3424-1_0_5_node_190 | 0.4 | n |  | TRUE
173 | bus_LV_3424-1_0_5_node_179 | 0.4 | n |  | TRUE
174 | bus_LV_3424-1_0_5_node_206 | 0.4 | n |  | TRUE
175 | bus_LV_3424-1_0_5_node_197 | 0.4 | n |  | TRUE
176 | bus_LV_3424-1_0_5_node_178 | 0.4 | n |  | TRUE
177 | bus_LV_3424-1_0_5_node_204 | 0.4 | n |  | TRUE
178 | bus_LV_3424-1_0_5_node_164 | 0.4 | n |  | TRUE
179 | bus_LV_3424-1_0_5_node_165 | 0.4 | n |  | TRUE
180 | bus_LV_3424-1_0_5_node_166 | 0.4 | n |  | TRUE
181 | bus_LV_3424-1_0_5_node_167 | 0.4 | n |  | TRUE
182 | bus_LV_3424-1_0_5_node_168 | 0.4 | n |  | TRUE
183 | bus_LV_3424-1_0_5_node_170 | 0.4 | n |  | TRUE
184 | bus_LV_3424-1_0_5_node_171 | 0.4 | n |  | TRUE
185 | bus_LV_3424-1_0_5_node_191 | 0.4 | n |  | TRUE
186 | bus_LV_3424-1_0_5_node_220 | 0.4 | n |  | TRUE
187 | bus_LV_3424-1_0_5_node_192 | 0.4 | n |  | TRUE
188 | bus_LV_3424-1_0_5_node_221 | 0.4 | n |  | TRUE
189 | bus_LV_3424-1_0_5_node_172 | 0.4 | n |  | TRUE
190 | bus_LV_3424-1_0_5_node_173 | 0.4 | n |  | TRUE
191 | bus_LV_3424-1_0_5_node_174 | 0.4 | n |  | TRUE
192 | bus_LV_3424-1_0_5_node_175 | 0.4 | n |  | TRUE
193 | bus_LV_3424-1_0_5_node_189 | 0.4 | n |  | TRUE
194 | bus_LV_3424-1_0_5_node_186 | 0.4 | n |  | TRUE
195 | bus_LV_3424-1_0_5_node_208 | 0.4 | n |  | TRUE
196 | bus_LV_3424-1_0_5_node_187 | 0.4 | n |  | TRUE
197 | bus_LV_3424-1_0_5_node_183 | 0.4 | n |  | TRUE
198 | bus_LV_3424-1_0_5_node_181 | 0.4 | n |  | TRUE
199 | bus_LV_3424-1_0_5_node_182 | 0.4 | n |  | TRUE
200 | bus_LV_3424-1_0_5_node_185 | 0.4 | n |  | TRUE
201 | bus_LV_3424-1_0_5_node_196 | 0.4 | n |  | TRUE
202 | bus_LV_3424-1_0_5_node_207 | 0.4 | n |  | TRUE
203 | bus_LV_3424-1_0_5_node_198 | 0.4 | n |  | TRUE
204 | bus_LV_3424-1_0_5_node_212 | 0.4 | n |  | TRUE
205 | bus_LV_3424-1_0_5_node_210 | 0.4 | n |  | TRUE
206 | bus_LV_3424-1_0_5_node_224 | 0.4 | n |  | TRUE
207 | bus_LV_3424-1_0_5_node_211 | 0.4 | n |  | TRUE
208 | bus_LV_3424-1_0_5_node_193 | 0.4 | n |  | TRUE
209 | bus_LV_3424-1_0_5_node_194 | 0.4 | n |  | TRUE
210 | bus_LV_3424-1_0_5_node_195 | 0.4 | n |  | TRUE
211 | bus_LV_3424-1_0_5_node_223 | 0.4 | n |  | TRUE
212 | bus_LV_3424-1_0_5_node_225 | 0.4 | n |  | TRUE
213 | bus_LV_3424-1_0_5_node_222 | 0.4 | n |  | TRUE
214 | bus_LV_3424-1_0_5_node_199 | 0.4 | n |  | TRUE
215 | bus_LV_3424-1_0_5_node_200 | 0.4 | n |  | TRUE
216 | bus_LV_3424-1_0_5_node_201 | 0.4 | n |  | TRUE
217 | bus_LV_3424-1_0_5_node_202 | 0.4 | n |  | TRUE
218 | bus_LV_3424-1_0_5_node_216 | 0.4 | n |  | TRUE
219 | bus_LV_3424-1_0_5_node_203 | 0.4 | n |  | TRUE
220 | bus_LV_3424-1_0_5_node_205 | 0.4 | n |  | TRUE
221 | bus_LV_3424-1_0_5_node_217 | 0.4 | n |  | TRUE
222 | bus_LV_3424-1_0_5_node_209 | 0.4 | n |  | TRUE
223 | bus_MV_409_0_node_168 | 20 | n |  | TRUE

## load
| name | bus | p_mw | q_mvar | const_z_percent | const_i_percent | sn_mva | scaling | in_service | type
0 | LV_3424-1_0_5_load_0 | 0 | 0.00013266 | 3.3247e-05 | 0 | 0 |  | 1 | TRUE | wye
1 | LV_3424-1_0_5_load_1 | 1 | 0.00011641 | 2.9175e-05 | 0 | 0 |  | 1 | TRUE | wye
2 | LV_3424-1_0_5_load_3 | 3 | 0.00011585 | 2.9035e-05 | 0 | 0 |  | 1 | TRUE | wye
3 | LV_3424-1_0_5_load_10 | 5 | 0.000588 | 0.00014737 | 0 | 0 |  | 1 | TRUE | wye
4 | LV_3424-1_0_5_load_4 | 6 | 0.00016839 | 4.2203e-05 | 0 | 0 |  | 1 | TRUE | wye
5 | LV_3424-1_0_5_load_5 | 7 | 0.00032464 | 8.1363e-05 | 0 | 0 |  | 1 | TRUE | wye
6 | LV_3424-1_0_5_load_6 | 8 | 0.00012201 | 3.0578e-05 | 0 | 0 |  | 1 | TRUE | wye
7 | LV_3424-1_0_5_load_7 | 10 | 3.9852e-05 | 9.9878e-06 | 0 | 0 |  | 1 | TRUE | wye
8 | LV_3424-1_0_5_load_22 | 11 | 0.00025079 | 6.2854e-05 | 0 | 0 |  | 1 | TRUE | wye
9 | LV_3424-1_0_5_load_37 | 13 | 0.00033199 | 8.3205e-05 | 0 | 0 |  | 1 | TRUE | wye
10 | LV_3424-1_0_5_load_9 | 15 | 0.00033248 | 8.3328e-05 | 0 | 0 |  | 1 | TRUE | wye
11 | LV_3424-1_0_5_load_106 | 16 | 0.00040449 | 0.00010138 | 0 | 0 |  | 1 | TRUE | wye
12 | LV_3424-1_0_5_load_107 | 17 | 0.00010252 | 2.5695e-05 | 0 | 0 |  | 1 | TRUE | wye
13 | LV_3424-1_0_5_load_12 | 18 | 0.00022415 | 5.6178e-05 | 0 | 0 |  | 1 | TRUE | wye
14 | LV_3424-1_0_5_load_13 | 19 | 9.975e-05 | 2.5e-05 | 0 | 0 |  | 1 | TRUE | wye
15 | LV_3424-1_0_5_load_14 | 20 | 0.00027821 | 6.9727e-05 | 0 | 0 |  | 1 | TRUE | wye
16 | LV_3424-1_0_5_load_15 | 21 | 0.00026082 | 6.5366e-05 | 0 | 0 |  | 1 | TRUE | wye
17 | LV_3424-1_0_5_load_84 | 23 | 0.00054404 | 0.00013635 | 0 | 0 |  | 1 | TRUE | wye
18 | LV_3424-1_0_5_load_227 | 25 | 0.00018328 | 4.5935e-05 | 0 | 0 |  | 1 | TRUE | wye
19 | LV_3424-1_0_5_load_28 | 26 | 0.00010436 | 2.6155e-05 | 0 | 0 |  | 1 | TRUE | wye
20 | LV_3424-1_0_5_load_34 | 27 | 9.261e-05 | 2.321e-05 | 0 | 0 |  | 1 | TRUE | wye
21 | LV_3424-1_0_5_load_29 | 29 | 5.5466e-05 | 1.3901e-05 | 0 | 0 |  | 1 | TRUE | wye
22 | LV_3424-1_0_5_load_17 | 31 | 0.00050056 | 0.00012545 | 0 | 0 |  | 1 | TRUE | wye
23 | LV_3424-1_0_5_load_21 | 34 | 0.0039078 | 0.00097938 | 0 | 0 |  | 1 | TRUE | wye
24 | LV_3424-1_0_5_load_130 | 36 | 0.0010614 | 0.000266 | 0 | 0 |  | 1 | TRUE | wye
25 | LV_3424-1_0_5_load_133 | 37 | 0.0011516 | 0.00028862 | 0 | 0 |  | 1 | TRUE | wye
26 | LV_3424-1_0_5_load_137 | 38 | 0.00059257 | 0.00014851 | 0 | 0 |  | 1 | TRUE | wye
27 | LV_3424-1_0_5_load_131 | 39 | 0.00091883 | 0.00023028 | 0 | 0 |  | 1 | TRUE | wye
28 | LV_3424-1_0_5_load_26 | 42 | 0.00011953 | 2.9956e-05 | 0 | 0 |  | 1 | TRUE | wye
29 | LV_3424-1_0_5_load_99 | 43 | 0.0003924 | 9.8346e-05 | 0 | 0 |  | 1 | TRUE | wye
30 | LV_3424-1_0_5_load_92 | 45 | 0.00047296 | 0.00011854 | 0 | 0 |  | 1 | TRUE | wye
31 | LV_3424-1_0_5_load_94 | 47 | 0.00046752 | 0.00011717 | 0 | 0 |  | 1 | TRUE | wye
32 | LV_3424-1_0_5_load_98 | 48 | 0.00046613 | 0.00011682 | 0 | 0 |  | 1 | TRUE | wye
33 | LV_3424-1_0_5_load_30 | 49 | 0.00010266 | 2.5728e-05 | 0 | 0 |  | 1 | TRUE | wye
34 | LV_3424-1_0_5_load_32 | 51 | 0.00010216 | 2.5604e-05 | 0 | 0 |  | 1 | TRUE | wye
35 | LV_3424-1_0_5_load_111 | 53 | 0.00033788 | 8.468e-05 | 0 | 0 |  | 1 | TRUE | wye
36 | LV_3424-1_0_5_load_38 | 55 | 0.000465 | 0.00011654 | 0 | 0 |  | 1 | TRUE | wye
37 | LV_3424-1_0_5_load_39 | 56 | 0.00018699 | 4.6865e-05 | 0 | 0 |  | 1 | TRUE | wye
38 | LV_3424-1_0_5_load_41 | 58 | 0.00030043 | 7.5294e-05 | 0 | 0 |  | 1 | TRUE | wye
39 | LV_3424-1_0_5_load_42 | 59 | 0.00013549 | 3.3957e-05 | 0 | 0 |  | 1 | TRUE | wye
40 | LV_3424-1_0_5_load_44 | 60 | 0.00024871 | 6.2332e-05 | 0 | 0 |  | 1 | TRUE | wye
41 | LV_3424-1_0_5_load_45 | 61 | 0.0003942 | 9.8795e-05 | 0 | 0 |  | 1 | TRUE | wye
42 | LV_3424-1_0_5_load_43 | 63 | 0.00011221 | 2.8123e-05 | 0 | 0 |  | 1 | TRUE | wye
43 | LV_3424-1_0_5_load_58 | 64 | 0.00035743 | 8.9579e-05 | 0 | 0 |  | 1 | TRUE | wye
44 | LV_3424-1_0_5_load_46 | 65 | 0.00014014 | 3.5123e-05 | 0 | 0 |  | 1 | TRUE | wye
45 | LV_3424-1_0_5_load_53 | 66 | 0.00012405 | 3.109e-05 | 0 | 0 |  | 1 | TRUE | wye
46 | LV_3424-1_0_5_load_47 | 67 | 0.00013446 | 3.37e-05 | 0 | 0 |  | 1 | TRUE | wye
47 | LV_3424-1_0_5_load_48 | 68 | 0.00023827 | 5.9717e-05 | 0 | 0 |  | 1 | TRUE | wye
48 | LV_3424-1_0_5_load_50 | 70 | 0.00021086 | 5.2847e-05 | 0 | 0 |  | 1 | TRUE | wye
49 | LV_3424-1_0_5_load_60 | 72 | 0.00025319 | 6.3455e-05 | 0 | 0 |  | 1 | TRUE | wye
50 | LV_3424-1_0_5_load_59 | 73 | 0.00022494 | 5.6376e-05 | 0 | 0 |  | 1 | TRUE | wye
51 | LV_3424-1_0_5_load_80 | 74 | 0.00023904 | 5.9909e-05 | 0 | 0 |  | 1 | TRUE | wye
52 | LV_3424-1_0_5_load_89 | 75 | 0.0011671 | 0.0002925 | 0 | 0 |  | 1 | TRUE | wye
53 | LV_3424-1_0_5_load_52 | 76 | 0.00031836 | 7.9789e-05 | 0 | 0 |  | 1 | TRUE | wye
54 | LV_3424-1_0_5_load_56 | 78 | 0.001152 | 0.00028872 | 0 | 0 |  | 1 | TRUE | wye
55 | LV_3424-1_0_5_load_57 | 79 | 0.00044716 | 0.00011207 | 0 | 0 |  | 1 | TRUE | wye
56 | LV_3424-1_0_5_load_61 | 80 | 0.00058031 | 0.00014544 | 0 | 0 |  | 1 | TRUE | wye
57 | LV_3424-1_0_5_load_63 | 81 | 0.00034082 | 8.5418e-05 | 0 | 0 |  | 1 | TRUE | wye
58 | LV_3424-1_0_5_load_64 | 83 | 7.8483e-05 | 1.967e-05 | 0 | 0 |  | 1 | TRUE | wye
59 | LV_3424-1_0_5_load_101 | 84 | 0.00040076 | 0.00010044 | 0 | 0 |  | 1 | TRUE | wye
60 | LV_3424-1_0_5_load_66 | 86 | 0.00043368 | 0.00010869 | 0 | 0 |  | 1 | TRUE | wye
61 | LV_3424-1_0_5_load_67 | 88 | 0.00012971 | 3.2508e-05 | 0 | 0 |  | 1 | TRUE | wye
62 | LV_3424-1_0_5_load_88 | 91 | 0.00042103 | 0.00010552 | 0 | 0 |  | 1 | TRUE | wye
63 | LV_3424-1_0_5_load_96 | 93 | 6.1069e-05 | 1.5305e-05 | 0 | 0 |  | 1 | TRUE | wye
64 | LV_3424-1_0_5_load_100 | 95 | 0.00024268 | 6.082e-05 | 0 | 0 |  | 1 | TRUE | wye
65 | LV_3424-1_0_5_load_229 | 98 | 0.00086862 | 0.0002177 | 0 | 0 |  | 1 | TRUE | wye
66 | LV_3424-1_0_5_load_105 | 99 | 0.0006256 | 0.00015679 | 0 | 0 |  | 1 | TRUE | wye
67 | LV_3424-1_0_5_load_83 | 100 | 0.0013054 | 0.00032717 | 0 | 0 |  | 1 | TRUE | wye
68 | LV_3424-1_0_5_load_226 | 101 | 0.0009327 | 0.00023376 | 0 | 0 |  | 1 | TRUE | wye
69 | LV_3424-1_0_5_load_82 | 102 | 0.0030604 | 0.00076702 | 0 | 0 |  | 1 | TRUE | wye
70 | LV_3424-1_0_5_load_70 | 103 | 0.0012721 | 0.00031881 | 0 | 0 |  | 1 | TRUE | wye
71 | LV_3424-1_0_5_load_71 | 104 | 0.0031062 | 0.00077849 | 0 | 0 |  | 1 | TRUE | wye
72 | LV_3424-1_0_5_load_177 | 108 | 0.00050299 | 0.00012606 | 0 | 0 |  | 1 | TRUE | wye
73 | LV_3424-1_0_5_load_176 | 109 | 0.0021246 | 0.00053247 | 0 | 0 |  | 1 | TRUE | wye
74 | LV_3424-1_0_5_load_184 | 110 | 0.0015254 | 0.00038231 | 0 | 0 |  | 1 | TRUE | wye
75 | LV_3424-1_0_5_load_169 | 111 | 0.0031436 | 0.00078786 | 0 | 0 |  | 1 | TRUE | wye
76 | LV_3424-1_0_5_load_75 | 112 | 0.00015629 | 3.9171e-05 | 0 | 0 |  | 1 | TRUE | wye
77 | LV_3424-1_0_5_load_79 | 114 | 0.0016314 | 0.00040886 | 0 | 0 |  | 1 | TRUE | wye
78 | LV_3424-1_0_5_load_97 | 115 | 0.00033032 | 8.2785e-05 | 0 | 0 |  | 1 | TRUE | wye
79 | LV_3424-1_0_5_load_87 | 117 | 0.0024578 | 0.00061599 | 0 | 0 |  | 1 | TRUE | wye
80 | LV_3424-1_0_5_load_218 | 118 | 0.00028719 | 7.1977e-05 | 0 | 0 |  | 1 | TRUE | wye
81 | LV_3424-1_0_5_load_93 | 119 | 0.0017993 | 0.00045095 | 0 | 0 |  | 1 | TRUE | wye
82 | LV_3424-1_0_5_load_219 | 120 | 0.00052756 | 0.00013222 | 0 | 0 |  | 1 | TRUE | wye
83 | LV_3424-1_0_5_load_108 | 121 | 0.00014553 | 3.6473e-05 | 0 | 0 |  | 1 | TRUE | wye
84 | LV_3424-1_0_5_load_118 | 122 | 0.00011346 | 2.8435e-05 | 0 | 0 |  | 1 | TRUE | wye
85 | LV_3424-1_0_5_load_117 | 125 | 0.00025965 | 6.5076e-05 | 0 | 0 |  | 1 | TRUE | wye
86 | LV_3424-1_0_5_load_112 | 126 | 0.0013742 | 0.00034441 | 0 | 0 |  | 1 | TRUE | wye
87 | LV_3424-1_0_5_load_113 | 127 | 0.0004998 | 0.00012526 | 0 | 0 |  | 1 | TRUE | wye
88 | LV_3424-1_0_5_load_114 | 128 | 0.0015735 | 0.00039435 | 0 | 0 |  | 1 | TRUE | wye
89 | LV_3424-1_0_5_load_116 | 130 | 0.0031284 | 0.00078405 | 0 | 0 |  | 1 | TRUE | wye
90 | LV_3424-1_0_5_load_125 | 132 | 0.00015115 | 3.7881e-05 | 0 | 0 |  | 1 | TRUE | wye
91 | LV_3424-1_0_5_load_228 | 133 | 0.0021317 | 0.00053426 | 0 | 0 |  | 1 | TRUE | wye
92 | LV_3424-1_0_5_load_121 | 135 | 0.00012642 | 3.1684e-05 | 0 | 0 |  | 1 | TRUE | wye
93 | LV_3424-1_0_5_load_124 | 137 | 0.00016321 | 4.0905e-05 | 0 | 0 |  | 1 | TRUE | wye
94 | LV_3424-1_0_5_load_126 | 138 | 4.1158e-05 | 1.0315e-05 | 0 | 0 |  | 1 | TRUE | wye
95 | LV_3424-1_0_5_load_127 | 139 | 0.0004648 | 0.00011649 | 0 | 0 |  | 1 | TRUE | wye
96 | LV_3424-1_0_5_load_128 | 140 | 0.00034264 | 8.5874e-05 | 0 | 0 |  | 1 | TRUE | wye
97 | LV_3424-1_0_5_load_135 | 141 | 4.5137e-05 | 1.1312e-05 | 0 | 0 |  | 1 | TRUE | wye
98 | LV_3424-1_0_5_load_129 | 142 | 0.0029306 | 0.00073447 | 0 | 0 |  | 1 | TRUE | wye
99 | LV_3424-1_0_5_load_138 | 143 | 0.0018572 | 0.00046545 | 0 | 0 |  | 1 | TRUE | wye
100 | LV_3424-1_0_5_load_139 | 144 | 0.00031234 | 7.8279e-05 | 0 | 0 |  | 1 | TRUE | wye
101 | LV_3424-1_0_5_load_140 | 145 | 0.00036495 | 9.1465e-05 | 0 | 0 |  | 1 | TRUE | wye
102 | LV_3424-1_0_5_load_141 | 146 | 0.0035189 | 0.00088193 | 0 | 0 |  | 1 | TRUE | wye
103 | LV_3424-1_0_5_load_147 | 151 | 0.0011277 | 0.00028264 | 0 | 0 |  | 1 | TRUE | wye
104 | LV_3424-1_0_5_load_143 | 153 | 0.0023564 | 0.00059056 | 0 | 0 |  | 1 | TRUE | wye
105 | LV_3424-1_0_5_load_154 | 155 | 0.0041154 | 0.0010314 | 0 | 0 |  | 1 | TRUE | wye
106 | LV_3424-1_0_5_load_230 | 156 | 0.0031665 | 0.00079359 | 0 | 0 |  | 1 | TRUE | wye
107 | LV_3424-1_0_5_load_153 | 158 | 0.0030651 | 0.00076819 | 0 | 0 |  | 1 | TRUE | wye
108 | LV_3424-1_0_5_load_146 | 159 | 0.0018081 | 0.00045315 | 0 | 0 |  | 1 | TRUE | wye
109 | LV_3424-1_0_5_load_152 | 160 | 0.0027005 | 0.00067682 | 0 | 0 |  | 1 | TRUE | wye
110 | LV_3424-1_0_5_load_149 | 161 | 0.0095259 | 0.0023874 | 0 | 0 |  | 1 | TRUE | wye
111 | LV_3424-1_0_5_load_214 | 163 | 0.0012483 | 0.00031285 | 0 | 0 |  | 1 | TRUE | wye
112 | LV_3424-1_0_5_load_213 | 165 | 0.002452 | 0.00061454 | 0 | 0 |  | 1 | TRUE | wye
113 | LV_3424-1_0_5_load_188 | 166 | 0.0011166 | 0.00027985 | 0 | 0 |  | 1 | TRUE | wye
114 | LV_3424-1_0_5_load_157 | 167 | 0.00034647 | 8.6834e-05 | 0 | 0 |  | 1 | TRUE | wye
115 | LV_3424-1_0_5_load_158 | 168 | 0.0029171 | 0.00073109 | 0 | 0 |  | 1 | TRUE | wye
116 | LV_3424-1_0_5_load_162 | 171 | 0.0012392 | 0.00031057 | 0 | 0 |  | 1 | TRUE | wye
117 | LV_3424-1_0_5_load_190 | 172 | 0.00091644 | 0.00022968 | 0 | 0 |  | 1 | TRUE | wye
118 | LV_3424-1_0_5_load_179 | 173 | 0.00092426 | 0.00023164 | 0 | 0 |  | 1 | TRUE | wye
119 | LV_3424-1_0_5_load_206 | 174 | 0.0020404 | 0.00051137 | 0 | 0 |  | 1 | TRUE | wye
120 | LV_3424-1_0_5_load_197 | 175 | 0.0012826 | 0.00032144 | 0 | 0 |  | 1 | TRUE | wye
121 | LV_3424-1_0_5_load_178 | 176 | 0.0052861 | 0.0013248 | 0 | 0 |  | 1 | TRUE | wye
122 | LV_3424-1_0_5_load_164 | 178 | 0.0015258 | 0.0003824 | 0 | 0 |  | 1 | TRUE | wye
123 | LV_3424-1_0_5_load_165 | 179 | 0.0014458 | 0.00036236 | 0 | 0 |  | 1 | TRUE | wye
124 | LV_3424-1_0_5_load_166 | 180 | 0.0015574 | 0.00039033 | 0 | 0 |  | 1 | TRUE | wye
125 | LV_3424-1_0_5_load_167 | 181 | 0.0013113 | 0.00032864 | 0 | 0 |  | 1 | TRUE | wye
126 | LV_3424-1_0_5_load_170 | 183 | 0.0019657 | 0.00049264 | 0 | 0 |  | 1 | TRUE | wye
127 | LV_3424-1_0_5_load_171 | 184 | 0.0026022 | 0.00065217 | 0 | 0 |  | 1 | TRUE | wye
128 | LV_3424-1_0_5_load_191 | 185 | 0.0017147 | 0.00042975 | 0 | 0 |  | 1 | TRUE | wye
129 | LV_3424-1_0_5_load_172 | 189 | 0.0038657 | 0.00096883 | 0 | 0 |  | 1 | TRUE | wye
130 | LV_3424-1_0_5_load_173 | 190 | 0.0012937 | 0.00032424 | 0 | 0 |  | 1 | TRUE | wye
131 | LV_3424-1_0_5_load_174 | 191 | 0.0024472 | 0.00061333 | 0 | 0 |  | 1 | TRUE | wye
132 | LV_3424-1_0_5_load_189 | 193 | 0.0024261 | 0.00060804 | 0 | 0 |  | 1 | TRUE | wye
133 | LV_3424-1_0_5_load_186 | 194 | 0.0030523 | 0.00076499 | 0 | 0 |  | 1 | TRUE | wye
134 | LV_3424-1_0_5_load_187 | 196 | 0.0018567 | 0.00046534 | 0 | 0 |  | 1 | TRUE | wye
135 | LV_3424-1_0_5_load_181 | 198 | 0.00049904 | 0.00012507 | 0 | 0 |  | 1 | TRUE | wye
136 | LV_3424-1_0_5_load_182 | 199 | 0.00060052 | 0.00015051 | 0 | 0 |  | 1 | TRUE | wye
137 | LV_3424-1_0_5_load_185 | 200 | 0.0013946 | 0.00034952 | 0 | 0 |  | 1 | TRUE | wye
138 | LV_3424-1_0_5_load_207 | 202 | 0.0019095 | 0.00047857 | 0 | 0 |  | 1 | TRUE | wye
139 | LV_3424-1_0_5_load_198 | 203 | 0.0018379 | 0.00046062 | 0 | 0 |  | 1 | TRUE | wye
140 | LV_3424-1_0_5_load_212 | 204 | 0.0017219 | 0.00043155 | 0 | 0 |  | 1 | TRUE | wye
141 | LV_3424-1_0_5_load_210 | 205 | 0.0020656 | 0.00051769 | 0 | 0 |  | 1 | TRUE | wye
142 | LV_3424-1_0_5_load_224 | 206 | 0.001768 | 0.0004431 | 0 | 0 |  | 1 | TRUE | wye
143 | LV_3424-1_0_5_load_211 | 207 | 0.00042808 | 0.00010729 | 0 | 0 |  | 1 | TRUE | wye
144 | LV_3424-1_0_5_load_193 | 208 | 0.0021725 | 0.00054448 | 0 | 0 |  | 1 | TRUE | wye
145 | LV_3424-1_0_5_load_194 | 209 | 0.0020548 | 0.00051499 | 0 | 0 |  | 1 | TRUE | wye
146 | LV_3424-1_0_5_load_195 | 210 | 0.0021552 | 0.00054013 | 0 | 0 |  | 1 | TRUE | wye
147 | LV_3424-1_0_5_load_225 | 212 | 0.0040715 | 0.0010204 | 0 | 0 |  | 1 | TRUE | wye
148 | LV_3424-1_0_5_load_222 | 213 | 0.0020974 | 0.00052565 | 0 | 0 |  | 1 | TRUE | wye
149 | LV_3424-1_0_5_load_199 | 214 | 0.0022981 | 0.00057595 | 0 | 0 |  | 1 | TRUE | wye
150 | LV_3424-1_0_5_load_200 | 215 | 0.0022308 | 0.00055908 | 0 | 0 |  | 1 | TRUE | wye
151 | LV_3424-1_0_5_load_201 | 216 | 0.0010689 | 0.0002679 | 0 | 0 |  | 1 | TRUE | wye
152 | LV_3424-1_0_5_load_216 | 218 | 0.0013651 | 0.00034213 | 0 | 0 |  | 1 | TRUE | wye
153 | LV_3424-1_0_5_load_203 | 219 | 0.002335 | 0.0005852 | 0 | 0 |  | 1 | TRUE | wye
154 | LV_3424-1_0_5_load_205 | 220 | 0.00070399 | 0.00017644 | 0 | 0 |  | 1 | TRUE | wye
155 | LV_3424-1_0_5_load_217 | 221 | 0.0017881 | 0.00044813 | 0 | 0 |  | 1 | TRUE | wye
156 | LV_3424-1_0_5_load_209 | 222 | 0.0018689 | 0.00046838 | 0 | 0 |  | 1 | TRUE | wye

## ext_grid
| name | bus | vm_pu | va_degree | slack_weight | in_service
0 |  | 203 | 1 | 0 | 1 | TRUE

## line
| name | std_type | from_bus | to_bus | length_km | r_ohm_per_km | x_ohm_per_km | c_nf_per_km | g_us_per_km | max_i_ka | df | parallel | type | in_service
0 | LV_3424-1_0_5_line_0 |  | 0 | 1 | 0.0047454 | 0.125 | 0.08 | 261 | 0 | 0.364 | 1 | 1 | cs | TRUE
1 | LV_3424-1_0_5_line_1 |  | 0 | 2 | 0.052275 | 0.125 | 0.08 | 261 | 0 | 0.364 | 1 | 1 | cs | TRUE
2 | LV_3424-1_0_5_line_2 |  | 1 | 3 | 0.013737 | 0.125 | 0.08 | 261 | 0 | 0.364 | 1 | 1 | cs | TRUE
3 | LV_3424-1_0_5_line_3 |  | 2 | 4 | 0.22158 | 0.125 | 0.08 | 261 | 0 | 0.364 | 1 | 1 | cs | TRUE
4 | LV_3424-1_0_5_line_4 |  | 3 | 6 | 0.12968 | 0.125 | 0.08 | 261 | 0 | 0.364 | 1 | 1 | cs | TRUE
5 | LV_3424-1_0_5_line_5 |  | 4 | 5 | 0.029098 | 0.125 | 0.08 | 261 | 0 | 0.364 | 1 | 1 | cs | TRUE
6 | LV_3424-1_0_5_line_6 |  | 5 | 10 | 0.011632 | 0.125 | 0.08 | 261 | 0 | 0.364 | 1 | 1 | cs | TRUE
7 | LV_3424-1_0_5_line_7 |  | 7 | 8 | 0.12518 | 0.125 | 0.08 | 261 | 0 | 0.364 | 1 | 1 | cs | TRUE
8 | LV_3424-1_0_5_line_8 |  | 7 | 9 | 0.24005 | 0.125 | 0.08 | 261 | 0 | 0.364 | 1 | 1 | cs | TRUE
9 | LV_3424-1_0_5_line_9 |  | 8 | 10 | 0.017045 | 0.125 | 0.08 | 261 | 0 | 0.364 | 1 | 1 | cs | TRUE
10 | LV_3424-1_0_5_line_10 |  | 9 | 13 | 0.018872 | 0.125 | 0.08 | 261 | 0 | 0.364 | 1 | 1 | cs | TRUE
11 | LV_3424-1_0_5_line_11 |  | 9 | 12 | 0.073678 | 0.125 | 0.08 | 261 | 0 | 0.364 | 1 | 1 | cs | TRUE
12 | LV_3424-1_0_5_line_12 |  | 11 | 12 | 0.015586 | 0.125 | 0.08 | 261 | 0 | 0.364 | 1 | 1 | cs | TRUE
13 | LV_3424-1_0_5_line_13 |  | 13 | 14 | 0.29747 | 0.125 | 0.08 | 261 | 0 | 0.364 | 1 | 1 | cs | TRUE
14 | LV_3424-1_0_5_line_14 |  | 14 | 22 | 0.031185 | 0.125 | 0.08 | 261 | 0 | 0.364 | 1 | 1 | cs | TRUE
15 | LV_3424-1_0_5_line_15 |  | 15 | 16 | 0.017415 | 0.125 | 0.08 | 261 | 0 | 0.364 | 1 | 1 | cs | TRUE
16 | LV_3424-1_0_5_line_16 |  | 16 | 17 | 0.016898 | 0.125 | 0.08 | 261 | 0 | 0.364 | 1 | 1 | cs | TRUE
17 | LV_3424-1_0_5_line_17 |  | 17 | 28 | 0.01608 | 0.125 | 0.08 | 261 | 0 | 0.364 | 1 | 1 | cs | TRUE
18 | LV_3424-1_0_5_line_18 |  | 18 | 19 | 0.0084891 | 0.125 | 0.08 | 261 | 0 | 0.364 | 1 | 5 | cs | TRUE
19 | LV_3424-1_0_5_line_19 |  | 18 | 20 | 0.007718 | 0.125 | 0.08 | 261 | 0 | 0.364 | 1 | 5 | cs | TRUE
20 | LV_3424-1_0_5_line_20 |  | 19 | 21 | 0.033549 | 0.125 | 0.08 | 261 | 0 | 0.364 | 1 | 5 | cs | TRUE
21 | LV_3424-1_0_5_line_21 |  | 20 | 22 | 0.062509 | 0.125 | 0.08 | 261 | 0 | 0.364 | 1 | 5 | cs | TRUE
22 | LV_3424-1_0_5_line_22 |  | 21 | 26 | 0.0082738 | 0.125 | 0.08 | 261 | 0 | 0.364 | 1 | 5 | cs | TRUE
23 | LV_3424-1_0_5_line_23 |  | 22 | 27 | 0.025483 | 0.125 | 0.08 | 261 | 0 | 0.364 | 1 | 1 | cs | TRUE
24 | LV_3424-1_0_5_line_24 |  | 22 | 28 | 0.17916 | 0.125 | 0.08 | 261 | 0 | 0.364 | 1 | 5 | cs | TRUE
25 | LV_3424-1_0_5_line_25 |  | 23 | 24 | 0.013996 | 0.125 | 0.08 | 261 | 0 | 0.364 | 1 | 5 | cs | TRUE
26 | LV_3424-1_0_5_line_26 |  | 23 | 25 | 0.18205 | 0.125 | 0.08 | 261 | 0 | 0.364 | 1 | 5 | cs | TRUE
27 | LV_3424-1_0_5_line_27 |  | 24 | 116 | 0.046136 | 0.125 | 0.08 | 261 | 0 | 0.364 | 1 | 5 | cs | TRUE
28 | LV_3424-1_0_5_line_28 |  | 24 | 117 | 0.021704 | 0.125 | 0.08 | 261 | 0 | 0.364 | 1 | 1 | cs | TRUE
29 | LV_3424-1_0_5_line_29 |  | 25 | 52 | 0.038636 | 0.125 | 0.08 | 261 | 0 | 0.364 | 1 | 5 | cs | TRUE
30 | LV_3424-1_0_5_line_30 |  | 26 | 29 | 0.013378 | 0.125 | 0.08 | 261 | 0 | 0.364 | 1 | 5 | cs | TRUE
31 | LV_3424-1_0_5_line_31 |  | 28 | 30 | 0.11425 | 0.125 | 0.08 | 261 | 0 | 0.364 | 1 | 5 | cs | TRUE
32 | LV_3424-1_0_5_line_32 |  | 29 | 49 | 0.0091847 | 0.125 | 0.08 | 261 | 0 | 0.364 | 1 | 5 | cs | TRUE
33 | LV_3424-1_0_5_line_33 |  | 30 | 53 | 0.029989 | 0.125 | 0.08 | 261 | 0 | 0.364 | 1 | 1 | cs | TRUE
34 | LV_3424-1_0_5_line_34 |  | 30 | 54 | 0.081152 | 0.125 | 0.08 | 261 | 0 | 0.364 | 1 | 5 | cs | TRUE
35 | LV_3424-1_0_5_line_35 |  | 31 | 32 | 0.017317 | 0.125 | 0.08 | 261 | 0 | 0.364 | 1 | 1 | cs | TRUE
36 | LV_3424-1_0_5_line_36 |  | 31 | 33 | 0.13604 | 0.125 | 0.08 | 261 | 0 | 0.364 | 1 | 3 | cs | TRUE
37 | LV_3424-1_0_5_line_37 |  | 32 | 34 | 0.0046965 | 0.125 | 0.08 | 261 | 0 | 0.364 | 1 | 1 | cs | TRUE
38 | LV_3424-1_0_5_line_38 |  | 33 | 35 | 0.12732 | 0.125 | 0.08 | 261 | 0 | 0.364 | 1 | 5 | cs | TRUE
39 | LV_3424-1_0_5_line_39 |  | 33 | 36 | 0.021785 | 0.125 | 0.08 | 261 | 0 | 0.364 | 1 | 5 | cs | TRUE
40 | LV_3424-1_0_5_line_40 |  | 35 | 130 | 0.071701 | 0.125 | 0.08 | 261 | 0 | 0.364 | 1 | 5 | cs | TRUE
41 | LV_3424-1_0_5_line_41 |  | 36 | 142 | 0.015501 | 0.125 | 0.08 | 261 | 0 | 0.364 | 1 | 5 | cs | TRUE
42 | LV_3424-1_0_5_line_42 |  | 37 | 38 | 0.059067 | 0.125 | 0.08 | 261 | 0 | 0.364 | 1 | 1 | cs | TRUE
43 | LV_3424-1_0_5_line_43 |  | 37 | 39 | 0.011072 | 0.125 | 0.08 | 261 | 0 | 0.364 | 1 | 1 | cs | TRUE
44 | LV_3424-1_0_5_line_44 |  | 38 | 143 | 0.0032899 | 0.125 | 0.08 | 261 | 0 | 0.364 | 1 | 1 | cs | TRUE
45 | LV_3424-1_0_5_line_45 |  | 39 | 142 | 0.0016015 | 0.125 | 0.08 | 261 | 0 | 0.364 | 1 | 1 | cs | TRUE
46 | LV_3424-1_0_5_line_46 |  | 40 | 41 | 0.037742 | 0.125 | 0.08 | 261 | 0 | 0.364 | 1 | 1 | cs | TRUE
47 | LV_3424-1_0_5_line_47 |  | 40 | 42 | 0.038245 | 0.125 | 0.08 | 261 | 0 | 0.364 | 1 | 1 | cs | TRUE
48 | LV_3424-1_0_5_line_48 |  | 41 | 43 | 0.010252 | 0.125 | 0.08 | 261 | 0 | 0.364 | 1 | 1 | cs | TRUE
49 | LV_3424-1_0_5_line_49 |  | 42 | 47 | 0.041249 | 0.125 | 0.08 | 261 | 0 | 0.364 | 1 | 1 | cs | TRUE
50 | LV_3424-1_0_5_line_50 |  | 43 | 48 | 0.023586 | 0.125 | 0.08 | 261 | 0 | 0.364 | 1 | 1 | cs | TRUE
51 | LV_3424-1_0_5_line_51 |  | 44 | 45 | 0.029514 | 0.125 | 0.08 | 261 | 0 | 0.364 | 1 | 1 | cs | TRUE
52 | LV_3424-1_0_5_line_52 |  | 44 | 46 | 0.27452 | 0.125 | 0.08 | 261 | 0 | 0.364 | 1 | 1 | cs | TRUE
53 | LV_3424-1_0_5_line_53 |  | 45 | 114 | 0.0022843 | 0.125 | 0.08 | 261 | 0 | 0.364 | 1 | 1 | cs | TRUE
54 | LV_3424-1_0_5_line_54 |  | 46 | 115 | 0.053657 | 0.125 | 0.08 | 261 | 0 | 0.364 | 1 | 1 | cs | TRUE
55 | LV_3424-1_0_5_line_55 |  | 46 | 47 | 0.066565 | 0.125 | 0.08 | 261 | 0 | 0.364 | 1 | 1 | cs | TRUE
56 | LV_3424-1_0_5_line_56 |  | 46 | 93 | 0.21005 | 0.125 | 0.08 | 261 | 0 | 0.364 | 1 | 1 | cs | TRUE
57 | LV_3424-1_0_5_line_57 |  | 49 | 50 | 0.030319 | 0.125 | 0.08 | 261 | 0 | 0.364 | 1 | 5 | cs | TRUE
58 | LV_3424-1_0_5_line_58 |  | 50 | 51 | 0.023809 | 0.125 | 0.08 | 261 | 0 | 0.364 | 1 | 1 | cs | TRUE
59 | LV_3424-1_0_5_line_59 |  | 50 | 52 | 0.013931 | 0.125 | 0.08 | 261 | 0 | 0.364 | 1 | 5 | cs | TRUE
60 | LV_3424-1_0_5_line_60 |  | 53 | 126 | 0.017257 | 0.125 | 0.08 | 261 | 0 | 0.364 | 1 | 1 | cs | TRUE
61 | LV_3424-1_0_5_line_61 |  | 54 | 122 | 0.33984 | 0.125 | 0.08 | 261 | 0 | 0.364 | 1 | 5 | cs | TRUE
62 | LV_3424-1_0_5_line_62 |  | 54 | 121 | 0.016872 | 0.125 | 0.08 | 261 | 0 | 0.364 | 1 | 1 | cs | TRUE
63 | LV_3424-1_0_5_line_63 |  | 55 | 56 | 0.0223 | 0.125 | 0.08 | 261 | 0 | 0.364 | 1 | 1 | cs | TRUE
64 | LV_3424-1_0_5_line_64 |  | 55 | 57 | 0.015812 | 0.125 | 0.08 | 261 | 0 | 0.364 | 1 | 1 | cs | TRUE
65 | LV_3424-1_0_5_line_65 |  | 56 | 58 | 0.0049456 | 0.125 | 0.08 | 261 | 0 | 0.364 | 1 | 1 | cs | TRUE
66 | LV_3424-1_0_5_line_66 |  | 57 | 59 | 0.010135 | 0.125 | 0.08 | 261 | 0 | 0.364 | 1 | 1 | cs | TRUE
67 | LV_3424-1_0_5_line_67 |  | 57 | 60 | 0.018608 | 0.125 | 0.08 | 261 | 0 | 0.364 | 1 | 1 | cs | TRUE
68 | LV_3424-1_0_5_line_68 |  | 57 | 61 | 0.026483 | 0.125 | 0.08 | 261 | 0 | 0.364 | 1 | 1 | cs | TRUE
69 | LV_3424-1_0_5_line_69 |  | 58 | 62 | 0.0023171 | 0.125 | 0.08 | 261 | 0 | 0.364 | 1 | 1 | cs | TRUE
70 | LV_3424-1_0_5_line_70 |  | 60 | 63 | 0.055791 | 0.125 | 0.08 | 261 | 0 | 0.364 | 1 | 1 | cs | TRUE
71 | LV_3424-1_0_5_line_71 |  | 61 | 65 | 0.0010677 | 0.125 | 0.08 | 261 | 0 | 0.364 | 1 | 1 | cs | TRUE
72 | LV_3424-1_0_5_line_72 |  | 62 | 66 | 0.014799 | 0.125 | 0.08 | 261 | 0 | 0.364 | 1 | 1 | cs | TRUE
73 | LV_3424-1_0_5_line_73 |  | 63 | 64 | 0.23897 | 0.125 | 0.08 | 261 | 0 | 0.364 | 1 | 1 | cs | TRUE
74 | LV_3424-1_0_5_line_74 |  | 64 | 73 | 0.018523 | 0.125 | 0.08 | 261 | 0 | 0.364 | 1 | 1 | cs | TRUE
75 | LV_3424-1_0_5_line_75 |  | 66 | 76 | 0.022057 | 0.125 | 0.08 | 261 | 0 | 0.364 | 1 | 1 | cs | TRUE
76 | LV_3424-1_0_5_line_76 |  | 67 | 68 | 0.00078116 | 0.125 | 0.08 | 261 | 0 | 0.364 | 1 | 1 | cs | TRUE
77 | LV_3424-1_0_5_line_77 |  | 67 | 69 | 0.018278 | 0.125 | 0.08 | 261 | 0 | 0.364 | 1 | 1 | cs | TRUE
78 | LV_3424-1_0_5_line_78 |  | 69 | 70 | 0.014462 | 0.125 | 0.08 | 261 | 0 | 0.364 | 1 | 1 | cs | TRUE
79 | LV_3424-1_0_5_line_79 |  | 69 | 71 | 0.16642 | 0.125 | 0.08 | 261 | 0 | 0.364 | 1 | 1 | cs | TRUE
80 | LV_3424-1_0_5_line_80 |  | 70 | 72 | 0.0025283 | 0.125 | 0.08 | 261 | 0 | 0.364 | 1 | 1 | cs | TRUE
81 | LV_3424-1_0_5_line_81 |  | 71 | 73 | 0.015266 | 0.125 | 0.08 | 261 | 0 | 0.364 | 1 | 1 | cs | TRUE
82 | LV_3424-1_0_5_line_82 |  | 74 | 75 | 0.10362 | 0.125 | 0.08 | 261 | 0 | 0.364 | 1 | 1 | cs | TRUE
83 | LV_3424-1_0_5_line_83 |  | 75 | 90 | 0.034893 | 0.125 | 0.08 | 261 | 0 | 0.364 | 1 | 1 | cs | TRUE
84 | LV_3424-1_0_5_line_84 |  | 75 | 91 | 0.067254 | 0.125 | 0.08 | 261 | 0 | 0.364 | 1 | 1 | cs | TRUE
85 | LV_3424-1_0_5_line_85 |  | 76 | 77 | 0.0065923 | 0.125 | 0.08 | 261 | 0 | 0.364 | 1 | 1 | cs | TRUE
86 | LV_3424-1_0_5_line_86 |  | 77 | 78 | 0.038354 | 0.125 | 0.08 | 261 | 0 | 0.364 | 1 | 1 | cs | TRUE
87 | LV_3424-1_0_5_line_87 |  | 77 | 79 | 0.028102 | 0.125 | 0.08 | 261 | 0 | 0.364 | 1 | 1 | cs | TRUE
88 | LV_3424-1_0_5_line_88 |  | 78 | 80 | 0.045578 | 0.125 | 0.08 | 261 | 0 | 0.364 | 1 | 1 | cs | TRUE
89 | LV_3424-1_0_5_line_89 |  | 79 | 81 | 0.00737 | 0.125 | 0.08 | 261 | 0 | 0.364 | 1 | 1 | cs | TRUE
90 | LV_3424-1_0_5_line_90 |  | 80 | 82 | 0.038587 | 0.125 | 0.08 | 261 | 0 | 0.364 | 1 | 1 | cs | TRUE
91 | LV_3424-1_0_5_line_91 |  | 82 | 83 | 0.24628 | 0.125 | 0.08 | 261 | 0 | 0.364 | 1 | 1 | cs | TRUE
92 | LV_3424-1_0_5_line_92 |  | 82 | 84 | 0.28847 | 0.125 | 0.08 | 261 | 0 | 0.364 | 1 | 1 | cs | TRUE
93 | LV_3424-1_0_5_line_93 |  | 83 | 85 | 0.022365 | 0.125 | 0.08 | 261 | 0 | 0.364 | 1 | 1 | cs | TRUE
94 | LV_3424-1_0_5_line_94 |  | 84 | 95 | 0.0063587 | 0.125 | 0.08 | 261 | 0 | 0.364 | 1 | 1 | cs | TRUE
95 | LV_3424-1_0_5_line_95 |  | 85 | 86 | 0.005182 | 0.125 | 0.08 | 261 | 0 | 0.364 | 1 | 1 | cs | TRUE
96 | LV_3424-1_0_5_line_96 |  | 86 | 87 | 0.027087 | 0.125 | 0.08 | 261 | 0 | 0.364 | 1 | 3 | cs | TRUE
97 | LV_3424-1_0_5_line_97 |  | 87 | 89 | 0.074937 | 0.125 | 0.08 | 261 | 0 | 0.364 | 1 | 5 | cs | TRUE
98 | LV_3424-1_0_5_line_98 |  | 87 | 88 | 0.012282 | 0.125 | 0.08 | 261 | 0 | 0.364 | 1 | 1 | cs | TRUE
99 | LV_3424-1_0_5_line_99 |  | 89 | 92 | 0.050903 | 0.125 | 0.08 | 261 | 0 | 0.364 | 1 | 1 | cs | TRUE
100 | LV_3424-1_0_5_line_100 |  | 89 | 100 | 0.24605 | 0.125 | 0.08 | 261 | 0 | 0.364 | 1 | 5 | cs | TRUE
101 | LV_3424-1_0_5_line_101 |  | 90 | 92 | 0.048959 | 0.125 | 0.08 | 261 | 0 | 0.364 | 1 | 1 | cs | TRUE
102 | LV_3424-1_0_5_line_102 |  | 92 | 101 | 0.045863 | 0.125 | 0.08 | 261 | 0 | 0.364 | 1 | 1 | cs | TRUE
103 | LV_3424-1_0_5_line_103 |  | 93 | 94 | 0.013155 | 0.125 | 0.08 | 261 | 0 | 0.364 | 1 | 1 | cs | TRUE
104 | LV_3424-1_0_5_line_104 |  | 94 | 99 | 0.021499 | 0.125 | 0.08 | 261 | 0 | 0.364 | 1 | 1 | cs | TRUE
105 | LV_3424-1_0_5_line_105 |  | 94 | 97 | 0.069062 | 0.125 | 0.08 | 261 | 0 | 0.364 | 1 | 1 | cs | TRUE
106 | LV_3424-1_0_5_line_106 |  | 95 | 96 | 0.015836 | 0.125 | 0.08 | 261 | 0 | 0.364 | 1 | 1 | cs | TRUE
107 | LV_3424-1_0_5_line_107 |  | 96 | 97 | 0.038052 | 0.125 | 0.08 | 261 | 0 | 0.364 | 1 | 1 | cs | TRUE
108 | LV_3424-1_0_5_line_108 |  | 97 | 98 | 0.035888 | 0.125 | 0.08 | 261 | 0 | 0.364 | 1 | 1 | cs | TRUE
109 | LV_3424-1_0_5_line_109 |  | 100 | 102 | 0.022347 | 0.125 | 0.08 | 261 | 0 | 0.364 | 1 | 5 | cs | TRUE
110 | LV_3424-1_0_5_line_110 |  | 102 | 106 | 0.037504 | 0.125 | 0.08 | 261 | 0 | 0.364 | 1 | 5 | cs | TRUE
111 | LV_3424-1_0_5_line_111 |  | 103 | 104 | 0.00024624 | 0.125 | 0.08 | 261 | 0 | 0.364 | 1 | 1 | cs | TRUE
112 | LV_3424-1_0_5_line_112 |  | 103 | 105 | 0.020688 | 0.125 | 0.08 | 261 | 0 | 0.364 | 1 | 1 | cs | TRUE
113 | LV_3424-1_0_5_line_113 |  | 105 | 106 | 0.04661 | 0.125 | 0.08 | 261 | 0 | 0.364 | 1 | 5 | cs | TRUE
114 | LV_3424-1_0_5_line_114 |  | 105 | 107 | 0.08165 | 0.125 | 0.08 | 261 | 0 | 0.364 | 1 | 5 | cs | TRUE
115 | LV_3424-1_0_5_line_115 |  | 107 | 108 | 0.0070245 | 0.125 | 0.08 | 261 | 0 | 0.364 | 1 | 5 | cs | TRUE
116 | LV_3424-1_0_5_line_116 |  | 107 | 109 | 0.034435 | 0.125 | 0.08 | 261 | 0 | 0.364 | 1 | 5 | cs | TRUE
117 | LV_3424-1_0_5_line_117 |  | 108 | 110 | 0.013236 | 0.125 | 0.08 | 261 | 0 | 0.364 | 1 | 5 | cs | TRUE
118 | LV_3424-1_0_5_line_118 |  | 109 | 111 | 0.038419 | 0.125 | 0.08 | 261 | 0 | 0.364 | 1 | 5 | cs | TRUE
119 | LV_3424-1_0_5_line_119 |  | 110 | 197 | 0.010368 | 0.125 | 0.08 | 261 | 0 | 0.364 | 1 | 5 | cs | TRUE
120 | LV_3424-1_0_5_line_120 |  | 111 | 182 | 0.057651 | 0.125 | 0.08 | 261 | 0 | 0.364 | 1 | 5 | cs | TRUE
121 | LV_3424-1_0_5_line_121 |  | 112 | 113 | 0.041844 | 0.125 | 0.08 | 261 | 0 | 0.364 | 1 | 1 | cs | TRUE
122 | LV_3424-1_0_5_line_122 |  | 113 | 114 | 0.021853 | 0.125 | 0.08 | 261 | 0 | 0.364 | 1 | 1 | cs | TRUE
123 | LV_3424-1_0_5_line_123 |  | 116 | 118 | 0.067999 | 0.125 | 0.08 | 261 | 0 | 0.364 | 1 | 5 | cs | TRUE
124 | LV_3424-1_0_5_line_124 |  | 117 | 119 | 0.010966 | 0.125 | 0.08 | 261 | 0 | 0.364 | 1 | 1 | cs | TRUE
125 | LV_3424-1_0_5_line_125 |  | 118 | 120 | 0.016203 | 0.125 | 0.08 | 261 | 0 | 0.364 | 1 | 5 | cs | TRUE
126 | LV_3424-1_0_5_line_126 |  | 120 | 200 | 0.013834 | 0.125 | 0.08 | 261 | 0 | 0.364 | 1 | 5 | cs | TRUE
127 | LV_3424-1_0_5_line_127 |  | 122 | 125 | 0.020182 | 0.125 | 0.08 | 261 | 0 | 0.364 | 1 | 5 | cs | TRUE
128 | LV_3424-1_0_5_line_128 |  | 122 | 123 | 0.14083 | 0.125 | 0.08 | 261 | 0 | 0.364 | 1 | 1 | cs | TRUE
129 | LV_3424-1_0_5_line_129 |  | 123 | 124 | 0.15186 | 0.125 | 0.08 | 261 | 0 | 0.364 | 1 | 1 | cs | TRUE
130 | LV_3424-1_0_5_line_130 |  | 124 | 131 | 0.11658 | 0.125 | 0.08 | 261 | 0 | 0.364 | 1 | 1 | cs | TRUE
131 | LV_3424-1_0_5_line_131 |  | 124 | 132 | 0.083689 | 0.125 | 0.08 | 261 | 0 | 0.364 | 1 | 1 | cs | TRUE
132 | LV_3424-1_0_5_line_132 |  | 125 | 129 | 0.11281 | 0.125 | 0.08 | 261 | 0 | 0.364 | 1 | 5 | cs | TRUE
133 | LV_3424-1_0_5_line_133 |  | 127 | 128 | 0.022027 | 0.125 | 0.08 | 261 | 0 | 0.364 | 1 | 5 | cs | TRUE
134 | LV_3424-1_0_5_line_134 |  | 127 | 129 | 0.18929 | 0.125 | 0.08 | 261 | 0 | 0.364 | 1 | 5 | cs | TRUE
135 | LV_3424-1_0_5_line_135 |  | 128 | 130 | 0.0022965 | 0.125 | 0.08 | 261 | 0 | 0.364 | 1 | 5 | cs | TRUE
136 | LV_3424-1_0_5_line_136 |  | 131 | 133 | 0.075832 | 0.125 | 0.08 | 261 | 0 | 0.364 | 1 | 1 | cs | TRUE
137 | LV_3424-1_0_5_line_137 |  | 132 | 134 | 0.01582 | 0.125 | 0.08 | 261 | 0 | 0.364 | 1 | 1 | cs | TRUE
138 | LV_3424-1_0_5_line_138 |  | 134 | 137 | 0.016562 | 0.125 | 0.08 | 261 | 0 | 0.364 | 1 | 1 | cs | TRUE
139 | LV_3424-1_0_5_line_139 |  | 134 | 138 | 0.022428 | 0.125 | 0.08 | 261 | 0 | 0.364 | 1 | 1 | cs | TRUE
140 | LV_3424-1_0_5_line_140 |  | 134 | 135 | 0.014121 | 0.125 | 0.08 | 261 | 0 | 0.364 | 1 | 1 | cs | TRUE
141 | LV_3424-1_0_5_line_141 |  | 135 | 136 | 0.0094194 | 0.125 | 0.08 | 261 | 0 | 0.364 | 1 | 1 | cs | TRUE
142 | LV_3424-1_0_5_line_142 |  | 136 | 139 | 0.016608 | 0.125 | 0.08 | 261 | 0 | 0.364 | 1 | 1 | cs | TRUE
143 | LV_3424-1_0_5_line_143 |  | 136 | 140 | 0.021178 | 0.125 | 0.08 | 261 | 0 | 0.364 | 1 | 1 | cs | TRUE
144 | LV_3424-1_0_5_line_144 |  | 137 | 141 | 0.0076587 | 0.125 | 0.08 | 261 | 0 | 0.364 | 1 | 1 | cs | TRUE
145 | LV_3424-1_0_5_line_145 |  | 143 | 144 | 0.2136 | 0.125 | 0.08 | 261 | 0 | 0.364 | 1 | 1 | cs | TRUE
146 | LV_3424-1_0_5_line_146 |  | 145 | 146 | 0.0068367 | 0.125 | 0.08 | 261 | 0 | 0.364 | 1 | 1 | cs | TRUE
147 | LV_3424-1_0_5_line_147 |  | 146 | 147 | 0.030816 | 0.125 | 0.08 | 261 | 0 | 0.364 | 1 | 1 | cs | TRUE
148 | LV_3424-1_0_5_line_148 |  | 147 | 148 | 0.01556 | 0.125 | 0.08 | 261 | 0 | 0.364 | 1 | 1 | cs | TRUE
149 | LV_3424-1_0_5_line_149 |  | 147 | 149 | 0.023001 | 0.125 | 0.08 | 261 | 0 | 0.364 | 1 | 1 | cs | TRUE
150 | LV_3424-1_0_5_line_150 |  | 148 | 150 | 0.035639 | 0.125 | 0.08 | 261 | 0 | 0.364 | 1 | 1 | cs | TRUE
151 | LV_3424-1_0_5_line_151 |  | 148 | 151 | 0.021522 | 0.125 | 0.08 | 261 | 0 | 0.364 | 1 | 1 | cs | TRUE
152 | LV_3424-1_0_5_line_152 |  | 149 | 152 | 0.022254 | 0.125 | 0.08 | 261 | 0 | 0.364 | 1 | 1 | cs | TRUE
153 | LV_3424-1_0_5_line_153 |  | 149 | 153 | 0.025526 | 0.125 | 0.08 | 261 | 0 | 0.364 | 1 | 1 | cs | TRUE
154 | LV_3424-1_0_5_line_154 |  | 150 | 160 | 0.005729 | 0.125 | 0.08 | 261 | 0 | 0.364 | 1 | 1 | cs | TRUE
155 | LV_3424-1_0_5_line_155 |  | 150 | 161 | 0.0084921 | 0.125 | 0.08 | 261 | 0 | 0.364 | 1 | 1 | cs | TRUE
156 | LV_3424-1_0_5_line_156 |  | 151 | 159 | 0.00080648 | 0.125 | 0.08 | 261 | 0 | 0.364 | 1 | 1 | cs | TRUE
157 | LV_3424-1_0_5_line_157 |  | 152 | 154 | 0.003741 | 0.125 | 0.08 | 261 | 0 | 0.364 | 1 | 1 | cs | TRUE
158 | LV_3424-1_0_5_line_158 |  | 152 | 155 | 0.025347 | 0.125 | 0.08 | 261 | 0 | 0.364 | 1 | 1 | cs | TRUE
159 | LV_3424-1_0_5_line_159 |  | 154 | 156 | 0.020191 | 0.125 | 0.08 | 261 | 0 | 0.364 | 1 | 1 | cs | TRUE
160 | LV_3424-1_0_5_line_160 |  | 154 | 157 | 0.030392 | 0.125 | 0.08 | 261 | 0 | 0.364 | 1 | 1 | cs | TRUE
161 | LV_3424-1_0_5_line_161 |  | 155 | 158 | 0.00045659 | 0.125 | 0.08 | 261 | 0 | 0.364 | 1 | 1 | cs | TRUE
162 | LV_3424-1_0_5_line_162 |  | 157 | 165 | 0.012105 | 0.125 | 0.08 | 261 | 0 | 0.364 | 1 | 5 | cs | TRUE
163 | LV_3424-1_0_5_line_163 |  | 157 | 168 | 0.015071 | 0.125 | 0.08 | 261 | 0 | 0.364 | 1 | 5 | cs | TRUE
164 | LV_3424-1_0_5_line_164 |  | 162 | 163 | 0.020346 | 0.125 | 0.08 | 261 | 0 | 0.364 | 1 | 5 | cs | TRUE
165 | LV_3424-1_0_5_line_165 |  | 162 | 164 | 0.20076 | 0.125 | 0.08 | 261 | 0 | 0.364 | 1 | 5 | cs | TRUE
166 | LV_3424-1_0_5_line_166 |  | 163 | 165 | 0.031324 | 0.125 | 0.08 | 261 | 0 | 0.364 | 1 | 5 | cs | TRUE
167 | LV_3424-1_0_5_line_167 |  | 164 | 166 | 0.067869 | 0.125 | 0.08 | 261 | 0 | 0.364 | 1 | 5 | cs | TRUE
168 | LV_3424-1_0_5_line_168 |  | 166 | 196 | 0.01049 | 0.125 | 0.08 | 261 | 0 | 0.364 | 1 | 5 | cs | TRUE
169 | LV_3424-1_0_5_line_169 |  | 167 | 168 | 0.036328 | 0.125 | 0.08 | 261 | 0 | 0.364 | 1 | 5 | cs | TRUE
170 | LV_3424-1_0_5_line_170 |  | 167 | 169 | 0.013522 | 0.125 | 0.08 | 261 | 0 | 0.364 | 1 | 5 | cs | TRUE
171 | LV_3424-1_0_5_line_171 |  | 169 | 170 | 0.020805 | 0.125 | 0.08 | 261 | 0 | 0.364 | 1 | 5 | cs | TRUE
172 | LV_3424-1_0_5_line_172 |  | 169 | 171 | 0.023935 | 0.125 | 0.08 | 261 | 0 | 0.364 | 1 | 1 | cs | TRUE
173 | LV_3424-1_0_5_line_173 |  | 170 | 172 | 0.043777 | 0.125 | 0.08 | 261 | 0 | 0.364 | 1 | 5 | cs | TRUE
174 | LV_3424-1_0_5_line_174 |  | 170 | 173 | 0.020443 | 0.125 | 0.08 | 261 | 0 | 0.364 | 1 | 1 | cs | TRUE
175 | LV_3424-1_0_5_line_175 |  | 171 | 174 | 0.0037356 | 0.125 | 0.08 | 261 | 0 | 0.364 | 1 | 1 | cs | TRUE
176 | LV_3424-1_0_5_line_176 |  | 172 | 175 | 0.018652 | 0.125 | 0.08 | 261 | 0 | 0.364 | 1 | 5 | cs | TRUE
177 | LV_3424-1_0_5_line_177 |  | 173 | 176 | 0.025057 | 0.125 | 0.08 | 261 | 0 | 0.364 | 1 | 1 | cs | TRUE
178 | LV_3424-1_0_5_line_178 |  | 174 | 177 | 0.0091053 | 0.125 | 0.08 | 261 | 0 | 0.364 | 1 | 1 | cs | TRUE
179 | LV_3424-1_0_5_line_179 |  | 175 | 203 | 0.01916 | 0.125 | 0.08 | 261 | 0 | 0.364 | 1 | 5 | cs | TRUE
180 | LV_3424-1_0_5_line_180 |  | 177 | 220 | 0.020052 | 0.125 | 0.08 | 261 | 0 | 0.364 | 1 | 1 | cs | TRUE
181 | LV_3424-1_0_5_line_181 |  | 177 | 219 | 0.036078 | 0.125 | 0.08 | 261 | 0 | 0.364 | 1 | 1 | cs | TRUE
182 | LV_3424-1_0_5_line_182 |  | 178 | 179 | 0.012581 | 0.125 | 0.08 | 261 | 0 | 0.364 | 1 | 1 | cs | TRUE
183 | LV_3424-1_0_5_line_183 |  | 179 | 180 | 0.021079 | 0.125 | 0.08 | 261 | 0 | 0.364 | 1 | 1 | cs | TRUE
184 | LV_3424-1_0_5_line_184 |  | 180 | 181 | 0.0028743 | 0.125 | 0.08 | 261 | 0 | 0.364 | 1 | 1 | cs | TRUE
185 | LV_3424-1_0_5_line_185 |  | 181 | 182 | 0.020648 | 0.125 | 0.08 | 261 | 0 | 0.364 | 1 | 1 | cs | TRUE
186 | LV_3424-1_0_5_line_186 |  | 182 | 183 | 0.015413 | 0.125 | 0.08 | 261 | 0 | 0.364 | 1 | 1 | cs | TRUE
187 | LV_3424-1_0_5_line_187 |  | 182 | 184 | 0.04898 | 0.125 | 0.08 | 261 | 0 | 0.364 | 1 | 5 | cs | TRUE
188 | LV_3424-1_0_5_line_188 |  | 183 | 185 | 0.0015844 | 0.125 | 0.08 | 261 | 0 | 0.364 | 1 | 1 | cs | TRUE
189 | LV_3424-1_0_5_line_189 |  | 184 | 186 | 0.0209 | 0.125 | 0.08 | 261 | 0 | 0.364 | 1 | 5 | cs | TRUE
190 | LV_3424-1_0_5_line_190 |  | 185 | 187 | 0.038755 | 0.125 | 0.08 | 261 | 0 | 0.364 | 1 | 1 | cs | TRUE
191 | LV_3424-1_0_5_line_191 |  | 186 | 188 | 0.039203 | 0.125 | 0.08 | 261 | 0 | 0.364 | 1 | 5 | cs | TRUE
192 | LV_3424-1_0_5_line_192 |  | 187 | 204 | 0.018051 | 0.125 | 0.08 | 261 | 0 | 0.364 | 1 | 1 | cs | TRUE
193 | LV_3424-1_0_5_line_193 |  | 187 | 205 | 0.044768 | 0.125 | 0.08 | 261 | 0 | 0.364 | 1 | 1 | cs | TRUE
194 | LV_3424-1_0_5_line_194 |  | 188 | 212 | 0.012972 | 0.125 | 0.08 | 261 | 0 | 0.364 | 1 | 5 | cs | TRUE
195 | LV_3424-1_0_5_line_195 |  | 189 | 190 | 0.029656 | 0.125 | 0.08 | 261 | 0 | 0.364 | 1 | 1 | cs | TRUE
196 | LV_3424-1_0_5_line_196 |  | 189 | 191 | 4.888e-05 | 0.125 | 0.08 | 261 | 0 | 0.364 | 1 | 1 | cs | TRUE
197 | LV_3424-1_0_5_line_197 |  | 190 | 192 | 0.011486 | 0.125 | 0.08 | 261 | 0 | 0.364 | 1 | 1 | cs | TRUE
198 | LV_3424-1_0_5_line_198 |  | 192 | 193 | 0.014079 | 0.125 | 0.08 | 261 | 0 | 0.364 | 1 | 5 | cs | TRUE
199 | LV_3424-1_0_5_line_199 |  | 192 | 194 | 0.018293 | 0.125 | 0.08 | 261 | 0 | 0.364 | 1 | 5 | cs | TRUE
200 | LV_3424-1_0_5_line_200 |  | 193 | 195 | 0.01284 | 0.125 | 0.08 | 261 | 0 | 0.364 | 1 | 5 | cs | TRUE
201 | LV_3424-1_0_5_line_201 |  | 194 | 196 | 0.011531 | 0.125 | 0.08 | 261 | 0 | 0.364 | 1 | 5 | cs | TRUE
202 | LV_3424-1_0_5_line_202 |  | 195 | 201 | 0.052485 | 0.125 | 0.08 | 261 | 0 | 0.364 | 1 | 5 | cs | TRUE
203 | LV_3424-1_0_5_line_203 |  | 195 | 202 | 0.023826 | 0.125 | 0.08 | 261 | 0 | 0.364 | 1 | 1 | cs | TRUE
204 | LV_3424-1_0_5_line_204 |  | 197 | 200 | 0.027359 | 0.125 | 0.08 | 261 | 0 | 0.364 | 1 | 5 | cs | TRUE
205 | LV_3424-1_0_5_line_205 |  | 197 | 198 | 0.030656 | 0.125 | 0.08 | 261 | 0 | 0.364 | 1 | 1 | cs | TRUE
206 | LV_3424-1_0_5_line_206 |  | 198 | 199 | 0.023605 | 0.125 | 0.08 | 261 | 0 | 0.364 | 1 | 1 | cs | TRUE
207 | LV_3424-1_0_5_line_207 |  | 201 | 211 | 0.017033 | 0.125 | 0.08 | 261 | 0 | 0.364 | 1 | 5 | cs | TRUE
208 | LV_3424-1_0_5_line_208 |  | 201 | 209 | 0.020589 | 0.125 | 0.08 | 261 | 0 | 0.364 | 1 | 1 | cs | TRUE
209 | LV_3424-1_0_5_line_209 |  | 202 | 222 | 0.012653 | 0.125 | 0.08 | 261 | 0 | 0.364 | 1 | 1 | cs | TRUE
210 | LV_3424-1_0_5_line_210 |  | 204 | 206 | 0.018875 | 0.125 | 0.08 | 261 | 0 | 0.364 | 1 | 1 | cs | TRUE
211 | LV_3424-1_0_5_line_211 |  | 205 | 207 | 0.030918 | 0.125 | 0.08 | 261 | 0 | 0.364 | 1 | 1 | cs | TRUE
212 | LV_3424-1_0_5_line_212 |  | 208 | 209 | 0.0034641 | 0.125 | 0.08 | 261 | 0 | 0.364 | 1 | 1 | cs | TRUE
213 | LV_3424-1_0_5_line_213 |  | 208 | 210 | 0.025865 | 0.125 | 0.08 | 261 | 0 | 0.364 | 1 | 1 | cs | TRUE
214 | LV_3424-1_0_5_line_214 |  | 211 | 212 | 0.030119 | 0.125 | 0.08 | 261 | 0 | 0.364 | 1 | 5 | cs | TRUE
215 | LV_3424-1_0_5_line_215 |  | 211 | 213 | 0.016525 | 0.125 | 0.08 | 261 | 0 | 0.364 | 1 | 1 | cs | TRUE
216 | LV_3424-1_0_5_line_216 |  | 213 | 218 | 0.025341 | 0.125 | 0.08 | 261 | 0 | 0.364 | 1 | 1 | cs | TRUE
217 | LV_3424-1_0_5_line_217 |  | 214 | 215 | 0.00013439 | 0.125 | 0.08 | 261 | 0 | 0.364 | 1 | 1 | cs | TRUE
218 | LV_3424-1_0_5_line_218 |  | 214 | 216 | 0.0024814 | 0.125 | 0.08 | 261 | 0 | 0.364 | 1 | 1 | cs | TRUE
219 | LV_3424-1_0_5_line_219 |  | 215 | 217 | 0.028363 | 0.125 | 0.08 | 261 | 0 | 0.364 | 1 | 1 | cs | TRUE
220 | LV_3424-1_0_5_line_220 |  | 217 | 218 | 0.012384 | 0.125 | 0.08 | 261 | 0 | 0.364 | 1 | 1 | cs | TRUE
221 | LV_3424-1_0_5_line_221 |  | 220 | 221 | 0.02392 | 0.125 | 0.08 | 261 | 0 | 0.364 | 1 | 1 | cs | TRUE

## trafo
| name | std_type | hv_bus | lv_bus | sn_mva | vn_hv_kv | vn_lv_kv | vk_percent | vkr_percent | pfe_kw | i0_percent | shift_degree | tap_side | tap_neutral | tap_min | tap_max | tap_step_percent | tap_step_degree | tap_pos | tap_phase_shifter | parallel | df | in_service
0 | LV_3424-1_0_5_trafo_198 | 0.63 MVA 20/0.4 kV | 223 | 203 | 0.63 | 20 | 0.4 | 6 | 1.206 | 1.65 | 0.2619 | 150 | hv | 0 | -2 | 2 | 2.5 | 0 | 0 | FALSE | 1 | 1 | TRUE

## line_geodata
| x0 | y0 | x1 | y1 | x2 | y2 | x3 | y3 | x4 | y4 | x5 | y5 | x6 | y6 | x7 | y7 | x8 | y8 | x9 | y9 | x10 | y10 | x11 | y11 | x12 | y12 | x13 | y13 | x14 | y14 | x15 | y15 | x16 | y16 | x17 | y17 | x18 | y18 | x19 | y19 | x20 | y20
0 | 2730936.8987 | 1255266.9395 | 2730934.3895 | 1255264.5589 | 2730933.5017 | 1255263.6277
1 | 2730946.6726 | 1255317.1335 | 2730944.7401 | 1255295.0041 | 2730943.9824 | 1255288.6705 | 2730942.3197 | 1255274.8102 | 2730940.0064 | 1255269.8879 | 2730936.8987 | 1255266.9395
2 | 2730933.5017 | 1255263.6277 | 2730929.006 | 1255258.9125 | 2730925.3969 | 1255252.6568
3 | 2731121.1519 | 1255453.7176 | 2730946.6726 | 1255317.1335
4 | 2730925.3969 | 1255252.6568 | 2730923.1924 | 1255122.9947
5 | 2731121.1519 | 1255453.7176 | 2731147.0217 | 1255440.3964
6 | 2731147.0217 | 1255440.3964 | 2731157.3627 | 1255435.0715
7 | 2731281.5425 | 1255394.5101 | 2731276.9938 | 1255387.2768 | 2731261.4504 | 1255381.4604 | 2731231.6211 | 1255396.8243 | 2731172.5163 | 1255427.2682
8 | 2731281.5425 | 1255394.5101 | 2731459.9833 | 1255555.077
9 | 2731157.3627 | 1255435.0715 | 2731170.8257 | 1255428.139 | 2731172.5163 | 1255427.2682
10 | 2731459.9833 | 1255555.077 | 2731465.1621 | 1255548.5082 | 2731468.8989 | 1255544.3541 | 2731472.197 | 1255541.6026 | 2731472.7017 | 1255541.2343
11 | 2731500.0809 | 1255616.4784 | 2731479.6593 | 1255579.3024 | 2731474.3739 | 1255571.3112 | 2731468.6589 | 1255564.3224 | 2731462.7399 | 1255557.3402 | 2731459.9833 | 1255555.077
12 | 2731500.0809 | 1255616.4784 | 2731485.9158 | 1255622.9791
13 | 2731472.7017 | 1255541.2343 | 2731748.0333 | 1255428.6305
14 | 2731748.0333 | 1255428.6305 | 2731765.0374 | 1255417.6211 | 2731766.7712 | 1255421.085 | 2731769.2391 | 1255423.0973 | 2731772.4117 | 1255425.3144
15 | 2731689.5678 | 1255272.9846 | 2731705.4095 | 1255265.7523
16 | 2731720.7818 | 1255258.7344 | 2731705.4095 | 1255265.7523
17 | 2731735.4096 | 1255252.0563 | 2731720.7818 | 1255258.7344
18 | 2731839.3519 | 1255466.17 | 2731832.6715 | 1255460.932
19 | 2731826.5979 | 1255456.1698 | 2731832.6715 | 1255460.932
20 | 2731865.5303 | 1255487.1505 | 2731844.38 | 1255470.1124 | 2731839.3519 | 1255466.17
21 | 2731772.4117 | 1255425.3144 | 2731776.4084 | 1255427.4608 | 2731781.3077 | 1255430.0722 | 2731817.4894 | 1255449.028 | 2731826.5979 | 1255456.1698
22 | 2731871.9735 | 1255492.341 | 2731865.5303 | 1255487.1505
23 | 2731772.4117 | 1255425.3144 | 2731770.3307 | 1255432.0186 | 2731775.312 | 1255444.841 | 2731778.471 | 1255448.3479
24 | 2731735.4096 | 1255252.0563 | 2731747.8376 | 1255326.6115 | 2731750.9713 | 1255344.1304 | 2731760.6224 | 1255398.6835 | 2731763.5755 | 1255412.4505 | 2731765.0374 | 1255417.6211 | 2731766.7712 | 1255421.085 | 2731769.2391 | 1255423.0973 | 2731772.4117 | 1255425.3144
25 | 2732005.0574 | 1255723.3551 | 2731993.8673 | 1255714.9486
26 | 2731993.8673 | 1255714.9486 | 2731916.2528 | 1255550.2746
27 | 2732005.0574 | 1255723.3551 | 2732040.802 | 1255752.6565
28 | 2732005.0574 | 1255723.3551 | 2731991.9102 | 1255740.6235
29 | 2731928.6968 | 1255525.5071 | 2731930.8318 | 1255541.7695 | 2731929.8279 | 1255547.1965 | 2731927.2147 | 1255551.0306 | 2731923.3256 | 1255553.2015 | 2731916.2528 | 1255550.2746
30 | 2731871.9735 | 1255492.341 | 2731882.3917 | 1255500.7336
31 | 2731735.4096 | 1255252.0563 | 2731734.653 | 1255240.2844 | 2731733.9966 | 1255234.8538 | 2731732.6644 | 1255221.145 | 2731744.1599 | 1255172.5456 | 2731748.9265 | 1255156.7262 | 2731752.9397 | 1255142.8919 | 2731753.6011 | 1255140.6379
32 | 2731889.5443 | 1255506.4955 | 2731882.3917 | 1255500.7336
33 | 2731753.6011 | 1255140.6379 | 2731744.7352 | 1255138.5721 | 2731734.5191 | 1255135.1306 | 2731725.658 | 1255130.2736
34 | 2731714.73 | 1255079.3511 | 2731716.0414 | 1255083.8287 | 2731719.8633 | 1255092.8219 | 2731756.8257 | 1255120.5359 | 2731756.4612 | 1255130.8037 | 2731753.6011 | 1255140.6379
35 | 2732466.7952 | 1255256.7975 | 2732465.8441 | 1255255.4639 | 2732464.2527 | 1255254.4162 | 2732461.8468 | 1255253.3503 | 2732458.8344 | 1255252.0707 | 2732456.4419 | 1255250.4046 | 2732454.0659 | 1255248.3384 | 2732453.1579 | 1255246.7784
36 | 2732370.5098 | 1255138.7262 | 2732453.1579 | 1255246.7784
37 | 2732466.7952 | 1255256.7975 | 2732470.9275 | 1255254.5657
38 | 2732242.953 | 1255143.7144 | 2732277.3828 | 1255140.8028 | 2732348.3505 | 1255139.2425 | 2732370.5098 | 1255138.7262
39 | 2732370.5098 | 1255138.7262 | 2732374.3198 | 1255117.277
40 | 2732242.953 | 1255143.7144 | 2732241.9862 | 1255137.6762 | 2732246.0637 | 1255103.4584 | 2732248.1605 | 1255093.0402 | 2732253.3255 | 1255073.2031
41 | 2732380.2703 | 1255103.5636 | 2732375.8539 | 1255108.6406 | 2732374.3198 | 1255117.277
42 | 2732388.2113 | 1255093.7926 | 2732393.5777 | 1255076.3519 | 2732391.8722 | 1255062.1898 | 2732370.0184 | 1255047.1043
43 | 2732388.2113 | 1255093.7926 | 2732387.9056 | 1255094.7863 | 2732381.3214 | 1255102.3553
44 | 2732370.0184 | 1255047.1043 | 2732367.311 | 1255045.2354
45 | 2732380.2703 | 1255103.5636 | 2732381.3214 | 1255102.3553
46 | 2731261.0491 | 1255877.7229 | 2731253.649 | 1255881.0508 | 2731247.5967 | 1255882.4624 | 2731241.3369 | 1255884.0473 | 2731237.426 | 1255886.207 | 2731233.0188 | 1255891.3473 | 2731231.6191 | 1255896.9659
47 | 2731261.0491 | 1255877.7229 | 2731267.3657 | 1255889.5626 | 2731270.4503 | 1255896.0813 | 2731269.9604 | 1255901.4976 | 2731270.7448 | 1255905.9301 | 2731273.473 | 1255911.1731 | 2731274.4995 | 1255912.6072
48 | 2731231.6191 | 1255896.9659 | 2731237.3611 | 1255905.4584
49 | 2731298.5876 | 1255946.0926 | 2731284.377 | 1255926.4064 | 2731274.4995 | 1255912.6072
50 | 2731249.4439 | 1255925.6799 | 2731244.0831 | 1255917.0492 | 2731240.7873 | 1255910.5258 | 2731237.3611 | 1255905.4584
51 | 2731606.303 | 1255905.9007 | 2731607.3412 | 1255913.4973 | 2731610.9902 | 1255917.6933 | 2731624.5519 | 1255926.7115
52 | 2731606.303 | 1255905.9007 | 2731345.8679 | 1255992.708
53 | 2731624.5519 | 1255926.7115 | 2731626.454 | 1255927.9764
54 | 2731345.8679 | 1255992.708 | 2731337.0914 | 1256002.6445 | 2731330.6427 | 1256010.364 | 2731326.6878 | 1256015.5255 | 2731323.5991 | 1256022.4521 | 2731321.16 | 1256027.3024 | 2731318.2961 | 1256028.8625 | 2731316.0761 | 1256028.602 | 2731312.1425 | 1256028.0476 | 2731310.9194 | 1256027.4609
55 | 2731345.8679 | 1255992.708 | 2731325.9132 | 1255974.6268 | 2731312.7479 | 1255962.7018 | 2731303.7455 | 1255953.238 | 2731298.5876 | 1255946.0926
56 | 2731345.8679 | 1255992.708 | 2731352.8728 | 1255998.6799 | 2731357.1577 | 1256004.8249 | 2731359.2128 | 1256009.4525 | 2731359.707 | 1256014.379 | 2731357.2774 | 1256023.2221 | 2731353.0015 | 1256031.6237 | 2731349.691 | 1256040.3804 | 2731347.3899 | 1256052.2735 | 2731347.4651 | 1256062.1397 | 2731348.3484 | 1256072.6466 | 2731349.8247 | 1256081.2538 | 2731354.5094 | 1256095.2148 | 2731358.2371 | 1256103.683 | 2731360.5224 | 1256114.9328 | 2731361.2915 | 1256125.8264 | 2731359.6229 | 1256141.8484 | 2731357.0208 | 1256155.4029 | 2731350.132 | 1256173.4331 | 2731345.0314 | 1256183.3067 | 2731341.3821 | 1256189.7634
57 | 2731915.016 | 1255522.8333 | 2731904.6592 | 1255517.2753 | 2731889.5443 | 1255506.4955 | 2731889.5443 | 1255506.4955
58 | 2731915.016 | 1255522.8333 | 2731908.5478 | 1255537.1244 | 2731900.995 | 1255534.0645
59 | 2731915.016 | 1255522.8333 | 2731923.0142 | 1255524.8689 | 2731928.6968 | 1255525.5071
60 | 2731711.0228 | 1255121.1398 | 2731723.247 | 1255128.9521 | 2731725.658 | 1255130.2736
61 | 2732015.5179 | 1254921.1899 | 2731714.73 | 1255079.3511
62 | 2731714.73 | 1255079.3511 | 2731697.9556 | 1255081.1613
63 | 2731696.73 | 1256529.9068 | 2731692.69 | 1256523.9051 | 2731689.1959 | 1256517.1768 | 2731686.2739 | 1256511.8625 | 2731685.4662 | 1256510.6957
64 | 2731707.0638 | 1256541.7744 | 2731703.2263 | 1256536.9179 | 2731698.6636 | 1256532.7794 | 2731696.73 | 1256529.9068
65 | 2731682.6516 | 1256506.6292 | 2731685.4662 | 1256510.6957
66 | 2731707.0638 | 1256541.7744 | 2731702.6575 | 1256544.1674 | 2731698.6936 | 1256547.4098
67 | 2731707.0638 | 1256541.7744 | 2731702.6575 | 1256544.1674 | 2731696.8867 | 1256548.8878 | 2731694.3332 | 1256554.4694
68 | 2731707.0638 | 1256541.7744 | 2731714.6822 | 1256549.284 | 2731720.5586 | 1256553.374 | 2731726.3925 | 1256559.7285
69 | 2731681.3328 | 1256504.7239 | 2731682.6516 | 1256506.6292
70 | 2731694.3332 | 1256554.4694 | 2731695.6473 | 1256559.1474 | 2731698.2775 | 1256568.0807 | 2731698.2591 | 1256573.652 | 2731700.2911 | 1256577.6008 | 2731704.463 | 1256581.3303 | 2731710.4042 | 1256586.912 | 2731714.7254 | 1256588.3428 | 2731719.6217 | 1256586.639 | 2731727.5741 | 1256588.2952
71 | 2731727.1146 | 1256560.515 | 2731726.3925 | 1256559.7285
72 | 2731681.3328 | 1256504.7239 | 2731670.9995 | 1256494.1298
73 | 2731727.5741 | 1256588.2952 | 2731768.9607 | 1256823.6544
74 | 2731768.9607 | 1256823.6544 | 2731775.3251 | 1256825.1735 | 2731779.9383 | 1256826.6886 | 2731782.8664 | 1256829.6899 | 2731784.3898 | 1256832.1942
75 | 2731655.5985 | 1256478.3402 | 2731670.9995 | 1256494.1298
76 | 2731695.304 | 1256938.842 | 2731696.0784 | 1256938.9446
77 | 2731677.0916 | 1256938.5689 | 2731680.9384 | 1256938.2542 | 2731687.4244 | 1256937.9871 | 2731692.8742 | 1256938.5199 | 2731695.304 | 1256938.842
78 | 2731677.0916 | 1256938.5689 | 2731673.2148 | 1256939.895 | 2731671.3348 | 1256942.678 | 2731667.4447 | 1256944.6043 | 2731664.9923 | 1256945.6483
79 | 2731677.0916 | 1256938.5689 | 2731673.8375 | 1256930.2223 | 2731668.791 | 1256914.2844 | 2731673.5814 | 1256912.2446 | 2731680.0663 | 1256908.6411 | 2731717.1502 | 1256887.6914 | 2731760.6136 | 1256863.1473 | 2731791.6242 | 1256845.6327
80 | 2731664.9923 | 1256945.6483 | 2731662.9513 | 1256946.5172 | 2731662.661 | 1256946.6259
81 | 2731791.6242 | 1256845.6327 | 2731785.6027 | 1256834.1882 | 2731784.3898 | 1256832.1942
82 | 2731971.2773 | 1256310.9156 | 2732033.9847 | 1256393.4103
83 | 2731936.8149 | 1256306.7312 | 2731949.1317 | 1256309.9308 | 2731971.2773 | 1256310.9156
84 | 2732020.6963 | 1256281.0942 | 2732019.9296 | 1256291.0028 | 2732018.594 | 1256296.4224 | 2732016.51 | 1256299.2007 | 2731999.7226 | 1256309.3802 | 2731985.7693 | 1256311.56 | 2731971.2773 | 1256310.9156
85 | 2731650.9954 | 1256473.621 | 2731655.5985 | 1256478.3402
86 | 2731650.9954 | 1256473.621 | 2731652.5306 | 1256461.255 | 2731657.1352 | 1256441.1391 | 2731658.6185 | 1256436.0959
87 | 2731650.9954 | 1256473.621 | 2731644.8461 | 1256477.7213 | 2731638.2595 | 1256482.824 | 2731634.7985 | 1256483.759 | 2731632.1716 | 1256483.4892 | 2731630.1685 | 1256482.6439 | 2731627.296 | 1256479.8896
88 | 2731667.3189 | 1256391.5245 | 2731666.5079 | 1256402.379 | 2731663.6585 | 1256419.2198 | 2731661.0121 | 1256427.9578 | 2731658.6185 | 1256436.0959
89 | 2731627.296 | 1256479.8896 | 2731627.2951 | 1256479.8887 | 2731624.432 | 1256476.6665 | 2731622.3175 | 1256474.457
90 | 2731666.4899 | 1256353.0226 | 2731668.0156 | 1256371.2508 | 2731667.8833 | 1256383.9706 | 2731667.3189 | 1256391.5245
91 | 2731666.4899 | 1256353.0226 | 2731875.5451 | 1256222.8233
92 | 2731666.4899 | 1256353.0226 | 2731396.7106 | 1256250.8626
93 | 2731895.0947 | 1256226.4843 | 2731893.242 | 1256222.9509 | 2731889.0235 | 1256221.6447 | 2731884.9044 | 1256220.6186 | 2731879.831 | 1256221.1061 | 2731875.5451 | 1256222.8233
94 | 2731391.8433 | 1256254.9542 | 2731396.7106 | 1256250.8626
95 | 2731895.0947 | 1256226.4843 | 2731895.0697 | 1256231.6662
96 | 2731911.296 | 1256253.0805 | 2731908.5088 | 1256251.1945 | 2731904.8719 | 1256245.7974 | 2731901.2408 | 1256241.1568 | 2731897.8106 | 1256235.9645 | 2731895.0697 | 1256231.6662
97 | 2731970.7025 | 1256212.8232 | 2731967.2544 | 1256212.1569 | 2731962.9774 | 1256213.4738 | 2731958.6703 | 1256215.8022 | 2731940.668 | 1256233.7618 | 2731924.13 | 1256249.3297 | 2731918.7932 | 1256252.8362 | 2731914.3216 | 1256253.7485 | 2731911.296 | 1256253.0805
98 | 2731911.296 | 1256253.0805 | 2731906.1722 | 1256256.8476 | 2731901.1193 | 1256259.9373
99 | 2731970.7025 | 1256212.8232 | 2731953.7128 | 1256257.0959 | 2731952.463 | 1256260.36
100 | 2732056.2471 | 1255982.1218 | 2731970.7025 | 1256212.8232
101 | 2731936.8149 | 1256306.7312 | 2731939.8108 | 1256296.2106 | 2731944.3377 | 1256281.9986 | 2731952.463 | 1256260.36
102 | 2731952.463 | 1256260.36 | 2731970.9321 | 1256265.0981 | 2731974.9829 | 1256264.7881 | 2731979.0385 | 1256264.2669 | 2731983.9531 | 1256261.7631 | 2731986.0281 | 1256259.3849 | 2731987.3096 | 1256256.3886 | 2731988.8759 | 1256249.7619
103 | 2731338.2827 | 1256202.5078 | 2731339.0955 | 1256197.499 | 2731341.1205 | 1256190.2263 | 2731341.3821 | 1256189.7634
104 | 2731338.2827 | 1256202.5078 | 2731335.3183 | 1256201.1185 | 2731332.3553 | 1256197.6274 | 2731323.1372 | 1256187.5647
105 | 2731338.2827 | 1256202.5078 | 2731340.0183 | 1256207.2506 | 2731342.4614 | 1256210.7079 | 2731346.5869 | 1256216.5492 | 2731351.8781 | 1256220.8593 | 2731355.6998 | 1256224.0693 | 2731360.8187 | 1256226.2848 | 2731365.3282 | 1256232.1569 | 2731369.1128 | 1256237.3789 | 2731370.0562 | 1256240.4248 | 2731369.7854 | 1256243.4438 | 2731367.7107 | 1256245.8221 | 2731363.8321 | 1256247.5488 | 2731360.3846 | 1256247.8726 | 2731356.1449 | 1256247.1779
106 | 2731378.6655 | 1256262.8028 | 2731383.336 | 1256262.1058 | 2731391.8433 | 1256254.9542
107 | 2731356.1449 | 1256247.1779 | 2731360.3846 | 1256247.8726 | 2731363.8321 | 1256247.5488 | 2731367.7107 | 1256245.8221 | 2731369.7854 | 1256243.4438 | 2731369.642 | 1256249.902 | 2731370.1812 | 1256253.1391 | 2731372.5153 | 1256257.4282 | 2731375.0724 | 1256260.5099 | 2731378.6655 | 1256262.8028
108 | 2731356.1449 | 1256247.1779 | 2731345.2146 | 1256256.6106 | 2731340.6714 | 1256260.7469 | 2731339.8108 | 1256263.1523 | 2731339.7706 | 1256264.9641 | 2731340.3213 | 1256266.322 | 2731342.7168 | 1256268.8664 | 2731346.4597 | 1256273.587
109 | 2732064.5651 | 1255961.3841 | 2732058.1931 | 1255976.7925 | 2732056.2471 | 1255982.1218
110 | 2732079.8091 | 1255927.1294 | 2732070.7704 | 1255946.3787 | 2732064.5651 | 1255961.3841
111 | 2732118.8735 | 1255902.1995 | 2732119.0468 | 1255902.3744
112 | 2732104.3098 | 1255887.5066 | 2732118.8735 | 1255902.1995
113 | 2732079.8091 | 1255927.1294 | 2732086.774 | 1255914.2508 | 2732099.488 | 1255893.9493 | 2732104.3098 | 1255887.5066
114 | 2732168.4111 | 1255838.6148 | 2732150.5924 | 1255846.591 | 2732138.4371 | 1255854.3601 | 2732127.8829 | 1255861.7313 | 2732115.3598 | 1255874.1521 | 2732104.3098 | 1255887.5066
115 | 2732168.4111 | 1255838.6148 | 2732163.8986 | 1255833.2314
116 | 2732168.4111 | 1255838.6148 | 2732201.2762 | 1255828.3365
117 | 2732163.8986 | 1255833.2314 | 2732163.8986 | 1255833.2314 | 2732154.2919 | 1255828.5794 | 2732151.8881 | 1255827.6927
118 | 2732237.9435 | 1255816.8692 | 2732201.2762 | 1255828.3365
119 | 2732142.1612 | 1255824.1046 | 2732151.8881 | 1255827.6927
120 | 2732292.9485 | 1255799.6047 | 2732258.5191 | 1255810.4344 | 2732237.9435 | 1255816.8692
121 | 2731645.0016 | 1255939.1244 | 2731647.3702 | 1255938.1317 | 2731649.4834 | 1255936.4105 | 2731653.5456 | 1255932.2081 | 2731678.7131 | 1255914.6168
122 | 2731645.0016 | 1255939.1244 | 2731642.6398 | 1255938.7938 | 2731640.3882 | 1255937.2423 | 2731626.454 | 1255927.9764
123 | 2732040.802 | 1255752.6565 | 2732084.3593 | 1255792.5975 | 2732091.4357 | 1255797.7156 | 2732091.5649 | 1255797.8234
124 | 2731985.2672 | 1255749.3487 | 2731991.9102 | 1255740.6235
125 | 2732091.5649 | 1255797.8234 | 2732097.391 | 1255802.6863 | 2732104.59 | 1255807.4174
126 | 2732104.59 | 1255807.4174 | 2732105.4666 | 1255807.9935 | 2732114.6647 | 1255813.0366 | 2732116.7604 | 1255813.9722
127 | 2732015.5179 | 1254921.1899 | 2732031.722 | 1254933.2207
128 | 2731931.6912 | 1254813.5285 | 2731963.2988 | 1254882.4173 | 2732007.03 | 1254914.888 | 2732015.5179 | 1254921.1899
129 | 2731843.2997 | 1254694.3078 | 2731858.7875 | 1254706.0633 | 2731877.5185 | 1254720.6046 | 2731895.8098 | 1254739.2955 | 2731916.4307 | 1254777.3781 | 2731931.6912 | 1254813.5285
130 | 2731766.8874 | 1254710.0327 | 2731822.5008 | 1254716.6873 | 2731841.4972 | 1254717.9669 | 2731848.4321 | 1254716.9648 | 2731853.7225 | 1254712.2116 | 2731858.7875 | 1254706.0633 | 2731843.2997 | 1254694.3078
131 | 2731843.2997 | 1254694.3078 | 2731792.8133 | 1254666.1698 | 2731770.1425 | 1254653.6652
132 | 2732107.3306 | 1255012.8021 | 2732089.9331 | 1254976.4477 | 2732043.9388 | 1254942.2911 | 2732031.722 | 1254933.2207
133 | 2732247.797 | 1255053.1477 | 2732256.4978 | 1255061.0196 | 2732253.9041 | 1255070.9807
134 | 2732107.3306 | 1255012.8021 | 2732179.6275 | 1254977.1384 | 2732190.6018 | 1254975.3595 | 2732204.134 | 1254985.7488 | 2732219.8169 | 1255008.2971 | 2732230.3395 | 1255026.0482 | 2732244.789 | 1255050.4263 | 2732247.797 | 1255053.1477
135 | 2732253.9041 | 1255070.9807 | 2732253.3255 | 1255073.2031
136 | 2731691.0318 | 1254704.4961 | 2731766.8874 | 1254710.0327
137 | 2731758.5026 | 1254642.9521 | 2731770.1425 | 1254653.6652
138 | 2731758.5026 | 1254642.9521 | 2731752.5134 | 1254658.3929
139 | 2731758.5026 | 1254642.9521 | 2731749.9397 | 1254638.769 | 2731737.4459 | 1254635.5659
140 | 2731758.5026 | 1254642.9521 | 2731756.5142 | 1254628.9717
141 | 2731755.1878 | 1254619.6462 | 2731756.5142 | 1254628.9717
142 | 2731755.1878 | 1254619.6462 | 2731759.992 | 1254603.7478
143 | 2731755.1878 | 1254619.6462 | 2731761.3138 | 1254599.3734
144 | 2731749.7438 | 1254665.5332 | 2731752.5134 | 1254658.3929
145 | 2732367.311 | 1255045.2354 | 2732324.8745 | 1254835.8983
146 | 2732358.9755 | 1255419.8597 | 2732353.1114 | 1255416.345
147 | 2732383.289 | 1255438.0393 | 2732378.4767 | 1255431.5481 | 2732358.9755 | 1255419.8597
148 | 2732383.289 | 1255438.0393 | 2732387.0934 | 1255436.2894 | 2732391.6482 | 1255435.0679 | 2732398.3402 | 1255434.7728
149 | 2732383.289 | 1255438.0393 | 2732379.039 | 1255442.8376 | 2732377.2588 | 1255447.5354 | 2732376.2764 | 1255459.0683
150 | 2732398.3402 | 1255434.7728 | 2732433.987 | 1255437.4279
151 | 2732398.3402 | 1255434.7728 | 2732405.4755 | 1255414.4681
152 | 2732374.1434 | 1255481.2186 | 2732376.2764 | 1255459.0683
153 | 2732376.2764 | 1255459.0683 | 2732350.8018 | 1255457.4486
154 | 2732433.987 | 1255437.4279 | 2732437.1127 | 1255432.6268
155 | 2732433.987 | 1255437.4279 | 2732442.4658 | 1255437.9034
156 | 2732405.4755 | 1255414.4681 | 2732405.7429 | 1255413.7073
157 | 2732374.1434 | 1255481.2186 | 2732373.7131 | 1255484.9346
158 | 2732374.1434 | 1255481.2186 | 2732379.4798 | 1255482.8282 | 2732399.2315 | 1255483.7472
159 | 2732353.4798 | 1255484.0815 | 2732373.7131 | 1255484.9346
160 | 2732370.931 | 1255515.1888 | 2732372.0582 | 1255499.2105 | 2732373.7131 | 1255484.9346
161 | 2732399.2315 | 1255483.7472 | 2732399.6876 | 1255483.7684
162 | 2732370.931 | 1255515.1888 | 2732383.0316 | 1255514.8776
163 | 2732370.931 | 1255515.1888 | 2732355.8701 | 1255515.732
164 | 2732434.5545 | 1255517.9249 | 2732414.2826 | 1255516.1933
165 | 2732434.5545 | 1255517.9249 | 2732460.0325 | 1255520.0967 | 2732464.7168 | 1255520.5018 | 2732497.5208 | 1255524.3948 | 2732524.9949 | 1255531.1046 | 2732517.1815 | 1255557.209 | 2732510.5418 | 1255580.4371 | 2732505.3108 | 1255592.6534 | 2732503.2862 | 1255596.4672 | 2732500.9953 | 1255599.7077 | 2732498.3415 | 1255602.6399 | 2732495.3709 | 1255605.2314 | 2732491.4415 | 1255607.5122 | 2732483.9147 | 1255610.0461 | 2732477.58 | 1255611.2388 | 2732468.2302 | 1255611.6189
166 | 2732383.0316 | 1255514.8776 | 2732395.2116 | 1255514.5643 | 2732414.2826 | 1255516.1933
167 | 2732468.2302 | 1255611.6189 | 2732400.3623 | 1255611.3257
168 | 2732400.3623 | 1255611.3257 | 2732389.8728 | 1255611.2804
169 | 2732355.8701 | 1255515.732 | 2732329.0646 | 1255516.6989 | 2732319.5986 | 1255515.8413
170 | 2732306.1725 | 1255514.2852 | 2732311.6244 | 1255515.1189 | 2732319.5986 | 1255515.8413
171 | 2732286.3604 | 1255508.0925 | 2732299.7884 | 1255513.2972 | 2732306.1725 | 1255514.2852
172 | 2732306.1725 | 1255514.2852 | 2732305.5148 | 1255532.2201 | 2732305.9532 | 1255538.1923
173 | 2732286.3604 | 1255508.0925 | 2732269.6741 | 1255539.2814 | 2732265.698 | 1255546.6866
174 | 2732286.3604 | 1255508.0925 | 2732274.9197 | 1255504.7895 | 2732266.4429 | 1255503.798
175 | 2732305.9532 | 1255538.1923 | 2732306.2266 | 1255541.9179
176 | 2732265.698 | 1255546.6866 | 2732264.4934 | 1255548.9301 | 2732260.9476 | 1255556.669 | 2732258.6354 | 1255563.9017 | 2732258.6354 | 1255563.9017
177 | 2732241.4473 | 1255502.2224 | 2732241.6852 | 1255502.256 | 2732260.6958 | 1255503.1258 | 2732266.4429 | 1255503.798
178 | 2732306.717 | 1255551.0085 | 2732306.5327 | 1255546.0888 | 2732306.2266 | 1255541.9179
179 | 2732258.6354 | 1255563.9017 | 2732257.4306 | 1255570.8812 | 2732258.472 | 1255577.288 | 2732260.9416 | 1255582.299
180 | 2732306.717 | 1255551.0085 | 2732288.2375 | 1255558.7916
181 | 2732306.717 | 1255551.0085 | 2732308.3737 | 1255554.1929 | 2732312.8713 | 1255556.1952 | 2732319.1092 | 1255562.7071 | 2732321.8666 | 1255570.3201 | 2732323.1999 | 1255580.6852
182 | 2732319.5692 | 1255848.5636 | 2732315.9889 | 1255846.6178 | 2732312.6678 | 1255843.9746 | 2732309.8722 | 1255840.7758 | 2732309.8656 | 1255840.7648
183 | 2732309.8656 | 1255840.7648 | 2732307.6825 | 1255837.1347 | 2732305.087 | 1255831.7385 | 2732301.027 | 1255821.671
184 | 2732299.952 | 1255819.0052 | 2732301.027 | 1255821.671
185 | 2732292.9485 | 1255799.6047 | 2732295.2074 | 1255807.2399 | 2732299.952 | 1255819.0052
186 | 2732292.9485 | 1255799.6047 | 2732287.455 | 1255785.2038
187 | 2732292.9485 | 1255799.6047 | 2732326.4486 | 1255789.1771 | 2732339.7392 | 1255785.1266
188 | 2732287.455 | 1255785.2038 | 2732286.8903 | 1255783.7235
189 | 2732359.7312 | 1255779.0339 | 2732339.7392 | 1255785.1266
190 | 2732273.0771 | 1255747.5134 | 2732286.8903 | 1255783.7235
191 | 2732352.7623 | 1255740.4542 | 2732359.7312 | 1255779.0339
192 | 2732273.0771 | 1255747.5134 | 2732266.5262 | 1255730.6931
193 | 2732273.0771 | 1255747.5134 | 2732232.6184 | 1255766.6784
194 | 2732352.7623 | 1255740.4542 | 2732350.4311 | 1255727.6933
195 | 2732354.856 | 1255572.2344 | 2732358.0586 | 1255601.7167
196 | 2732354.8507 | 1255572.1858 | 2732354.856 | 1255572.2344
197 | 2732360.1415 | 1255612.9698 | 2732358.7557 | 1255608.1344 | 2732358.0586 | 1255601.7167
198 | 2732360.1415 | 1255612.9698 | 2732354.9436 | 1255614.9554 | 2732350.8741 | 1255617.0887 | 2732347.8113 | 1255619.5351
199 | 2732360.1415 | 1255612.9698 | 2732366.9542 | 1255611.999 | 2732378.3428 | 1255611.2722
200 | 2732339.882 | 1255629.4987 | 2732341.3422 | 1255626.9624 | 2732345.6191 | 1255621.2861 | 2732347.8113 | 1255619.5351
201 | 2732378.3428 | 1255611.2722 | 2732378.9535 | 1255611.2332 | 2732389.8728 | 1255611.2804
202 | 2732339.882 | 1255629.4987 | 2732338.4016 | 1255633.6138 | 2732337.4911 | 1255638.8983 | 2732337.1834 | 1255645.9089 | 2732337.6314 | 1255652.1913 | 2732342.0964 | 1255681.2842
203 | 2732339.882 | 1255629.4987 | 2732333.6692 | 1255626.5906 | 2732329.4322 | 1255626.0954 | 2732323.9542 | 1255626.7736 | 2732317.7367 | 1255628.1248 | 2732316.9839 | 1255628.4439
204 | 2732142.1612 | 1255824.1046 | 2732132.7074 | 1255820.7128 | 2732122.5837 | 1255816.572 | 2732116.7604 | 1255813.9722
205 | 2732142.1612 | 1255824.1046 | 2732142.3682 | 1255819.227 | 2732143.282 | 1255814.1206 | 2732145.6384 | 1255808.6126 | 2732148.7253 | 1255804.8558 | 2732156.7341 | 1255799.3239
206 | 2732156.7341 | 1255799.3239 | 2732171.3709 | 1255789.2137 | 2732176.8107 | 1255787.1554
207 | 2732345.0183 | 1255698.0648 | 2732342.0964 | 1255681.2842
208 | 2732342.0964 | 1255681.2842 | 2732362.1658 | 1255676.6877
209 | 2732307.7524 | 1255636.2981 | 2732311.4064 | 1255630.808 | 2732316.9839 | 1255628.4439
210 | 2732259.6763 | 1255713.105 | 2732266.5262 | 1255730.6931
211 | 2732232.6184 | 1255766.6784 | 2732204.6767 | 1255779.9142
212 | 2732365.5425 | 1255675.9143 | 2732362.1658 | 1255676.6877
213 | 2732365.5425 | 1255675.9143 | 2732376.7336 | 1255673.3512 | 2732390.6997 | 1255669.9074
214 | 2732345.0183 | 1255698.0648 | 2732350.4311 | 1255727.6933
215 | 2732345.0183 | 1255698.0648 | 2732328.814 | 1255701.3023
216 | 2732303.9463 | 1255706.1738 | 2732317.7862 | 1255703.5056 | 2732328.814 | 1255701.3023
217 | 2732298.5941 | 1255736.1902 | 2732298.562 | 1255736.0597
218 | 2732299.1869 | 1255738.5997 | 2732298.5941 | 1255736.1902
219 | 2732291.7861 | 1255708.5181 | 2732298.562 | 1255736.0597
220 | 2732291.7861 | 1255708.5181 | 2732303.9463 | 1255706.1738
221 | 2732288.2375 | 1255558.7916 | 2732288.2375 | 1255558.7916 | 2732295.4233 | 1255581.6071

## bus_geodata
| x | y | coords
0 | 2730936.8987 | 1255266.9395
1 | 2730933.5017 | 1255263.6277
2 | 2730946.6726 | 1255317.1335
3 | 2730925.3969 | 1255252.6568
4 | 2731121.1519 | 1255453.7176
5 | 2731147.0217 | 1255440.3964
6 | 2730923.1924 | 1255122.9947
7 | 2731281.5425 | 1255394.5101
8 | 2731172.5163 | 1255427.2682
9 | 2731459.9833 | 1255555.077
10 | 2731157.3627 | 1255435.0715
11 | 2731485.9158 | 1255622.9791
12 | 2731500.0809 | 1255616.4784
13 | 2731472.7017 | 1255541.2343
14 | 2731748.0333 | 1255428.6305
15 | 2731689.5678 | 1255272.9846
16 | 2731705.4095 | 1255265.7523
17 | 2731720.7818 | 1255258.7344
18 | 2731832.6715 | 1255460.932
19 | 2731839.3519 | 1255466.17
20 | 2731826.5979 | 1255456.1698
21 | 2731865.5303 | 1255487.1505
22 | 2731772.4117 | 1255425.3144
23 | 2731993.8673 | 1255714.9486
24 | 2732005.0574 | 1255723.3551
25 | 2731916.2528 | 1255550.2746
26 | 2731871.9735 | 1255492.341
27 | 2731778.471 | 1255448.3479
28 | 2731735.4096 | 1255252.0563
29 | 2731882.3917 | 1255500.7336
30 | 2731753.6011 | 1255140.6379
31 | 2732453.1579 | 1255246.7784
32 | 2732466.7952 | 1255256.7975
33 | 2732370.5098 | 1255138.7262
34 | 2732470.9275 | 1255254.5657
35 | 2732242.953 | 1255143.7143
36 | 2732374.3198 | 1255117.277
37 | 2732388.2113 | 1255093.7926
38 | 2732370.0184 | 1255047.1043
39 | 2732381.3214 | 1255102.3553
40 | 2731261.0491 | 1255877.7229
41 | 2731231.6191 | 1255896.9659
42 | 2731274.4995 | 1255912.6072
43 | 2731237.3611 | 1255905.4584
44 | 2731606.303 | 1255905.9007
45 | 2731624.5519 | 1255926.7115
46 | 2731345.8679 | 1255992.708
47 | 2731298.5876 | 1255946.0926
48 | 2731249.4439 | 1255925.6799
49 | 2731889.5443 | 1255506.4955
50 | 2731915.016 | 1255522.8333
51 | 2731900.995 | 1255534.0645
52 | 2731928.6968 | 1255525.5071
53 | 2731725.658 | 1255130.2736
54 | 2731714.73 | 1255079.3511
55 | 2731696.73 | 1256529.9068
56 | 2731685.4662 | 1256510.6957
57 | 2731707.0638 | 1256541.7744
58 | 2731682.6516 | 1256506.6292
59 | 2731698.6936 | 1256547.4098
60 | 2731694.3332 | 1256554.4694
61 | 2731726.3925 | 1256559.7285
62 | 2731681.3328 | 1256504.7239
63 | 2731727.5741 | 1256588.2952
64 | 2731768.9607 | 1256823.6544
65 | 2731727.1146 | 1256560.515
66 | 2731670.9995 | 1256494.1298
67 | 2731695.304 | 1256938.842
68 | 2731696.0784 | 1256938.9446
69 | 2731677.0916 | 1256938.5689
70 | 2731664.9923 | 1256945.6483
71 | 2731791.6242 | 1256845.6327
72 | 2731662.661 | 1256946.6259
73 | 2731784.3898 | 1256832.1942
74 | 2732033.9847 | 1256393.4103
75 | 2731971.2773 | 1256310.9156
76 | 2731655.5985 | 1256478.3402
77 | 2731650.9954 | 1256473.621
78 | 2731658.6185 | 1256436.0959
79 | 2731627.296 | 1256479.8896
80 | 2731667.3189 | 1256391.5245
81 | 2731622.3175 | 1256474.457
82 | 2731666.4899 | 1256353.0226
83 | 2731875.5451 | 1256222.8233
84 | 2731396.7106 | 1256250.8626
85 | 2731895.0947 | 1256226.4843
86 | 2731895.0697 | 1256231.6662
87 | 2731911.296 | 1256253.0805
88 | 2731901.1193 | 1256259.9373
89 | 2731970.7025 | 1256212.8232
90 | 2731936.8149 | 1256306.7312
91 | 2732020.6963 | 1256281.0942
92 | 2731952.463 | 1256260.36
93 | 2731341.3821 | 1256189.7634
94 | 2731338.2827 | 1256202.5078
95 | 2731391.8433 | 1256254.9542
96 | 2731378.6655 | 1256262.8028
97 | 2731356.1449 | 1256247.1779
98 | 2731346.4597 | 1256273.587
99 | 2731323.1372 | 1256187.5647
100 | 2732056.2471 | 1255982.1218
101 | 2731988.8759 | 1256249.7619
102 | 2732064.5651 | 1255961.3841
103 | 2732118.8735 | 1255902.1995
104 | 2732119.0468 | 1255902.3744
105 | 2732104.3098 | 1255887.5066
106 | 2732079.8091 | 1255927.1294
107 | 2732168.4111 | 1255838.6148
108 | 2732163.8986 | 1255833.2314
109 | 2732201.2762 | 1255828.3365
110 | 2732151.8881 | 1255827.6927
111 | 2732237.9435 | 1255816.8692
112 | 2731678.7131 | 1255914.6168
113 | 2731645.0016 | 1255939.1244
114 | 2731626.4541 | 1255927.9764
115 | 2731310.9194 | 1256027.4609
116 | 2732040.802 | 1255752.6565
117 | 2731991.9102 | 1255740.6235
118 | 2732091.5649 | 1255797.8234
119 | 2731985.2672 | 1255749.3487
120 | 2732104.59 | 1255807.4174
121 | 2731697.9556 | 1255081.1613
122 | 2732015.5179 | 1254921.1899
123 | 2731931.6912 | 1254813.5285
124 | 2731843.2997 | 1254694.3078
125 | 2732031.722 | 1254933.2207
126 | 2731711.0228 | 1255121.1398
127 | 2732247.797 | 1255053.1477
128 | 2732253.9041 | 1255070.9807
129 | 2732107.3306 | 1255012.8021
130 | 2732253.3255 | 1255073.2031
131 | 2731766.8874 | 1254710.0327
132 | 2731770.1425 | 1254653.6652
133 | 2731691.0318 | 1254704.4961
134 | 2731758.5026 | 1254642.9521
135 | 2731756.5142 | 1254628.9717
136 | 2731755.1878 | 1254619.6462
137 | 2731752.5134 | 1254658.3929
138 | 2731737.4459 | 1254635.5659
139 | 2731759.992 | 1254603.7478
140 | 2731761.3138 | 1254599.3734
141 | 2731749.7438 | 1254665.5332
142 | 2732380.2703 | 1255103.5636
143 | 2732367.311 | 1255045.2354
144 | 2732324.8745 | 1254835.8983
145 | 2732353.1114 | 1255416.345
146 | 2732358.9755 | 1255419.8597
147 | 2732383.289 | 1255438.0393
148 | 2732398.3402 | 1255434.7728
149 | 2732376.2764 | 1255459.0683
150 | 2732433.987 | 1255437.4279
151 | 2732405.4755 | 1255414.4681
152 | 2732374.1434 | 1255481.2186
153 | 2732350.8018 | 1255457.4486
154 | 2732373.7131 | 1255484.9346
155 | 2732399.2315 | 1255483.7472
156 | 2732353.4798 | 1255484.0815
157 | 2732370.931 | 1255515.1888
158 | 2732399.6876 | 1255483.7684
159 | 2732405.7429 | 1255413.7073
160 | 2732437.1127 | 1255432.6267
161 | 2732442.4658 | 1255437.9034
162 | 2732434.5545 | 1255517.9249
163 | 2732414.2826 | 1255516.1933
164 | 2732468.2302 | 1255611.6189
165 | 2732383.0316 | 1255514.8776
166 | 2732400.3623 | 1255611.3257
167 | 2732319.5986 | 1255515.8413
168 | 2732355.8701 | 1255515.732
169 | 2732306.1725 | 1255514.2852
170 | 2732286.3604 | 1255508.0925
171 | 2732305.9532 | 1255538.1923
172 | 2732265.698 | 1255546.6866
173 | 2732266.4429 | 1255503.798
174 | 2732306.2266 | 1255541.9179
175 | 2732258.6354 | 1255563.9017
176 | 2732241.4473 | 1255502.2224
177 | 2732306.717 | 1255551.0085
178 | 2732319.5692 | 1255848.5636
179 | 2732309.8656 | 1255840.7648
180 | 2732301.027 | 1255821.671
181 | 2732299.952 | 1255819.0052
182 | 2732292.9485 | 1255799.6047
183 | 2732287.455 | 1255785.2038
184 | 2732339.7392 | 1255785.1266
185 | 2732286.8903 | 1255783.7235
186 | 2732359.7312 | 1255779.0339
187 | 2732273.0771 | 1255747.5134
188 | 2732352.7623 | 1255740.4542
189 | 2732354.856 | 1255572.2344
190 | 2732358.0586 | 1255601.7167
191 | 2732354.8507 | 1255572.1858
192 | 2732360.1415 | 1255612.9698
193 | 2732347.8113 | 1255619.5351
194 | 2732378.3428 | 1255611.2722
195 | 2732339.882 | 1255629.4987
196 | 2732389.8728 | 1255611.2804
197 | 2732142.1612 | 1255824.1046
198 | 2732156.7341 | 1255799.3239
199 | 2732176.8107 | 1255787.1554
200 | 2732116.7604 | 1255813.9722
201 | 2732342.0964 | 1255681.2842
202 | 2732316.9839 | 1255628.4439
203 | 2732260.9416 | 1255582.299
204 | 2732266.5262 | 1255730.6931
205 | 2732232.6184 | 1255766.6784
206 | 2732259.6763 | 1255713.105
207 | 2732204.6767 | 1255779.9142
208 | 2732365.5425 | 1255675.9143
209 | 2732362.1658 | 1255676.6877
210 | 2732390.6997 | 1255669.9074
211 | 2732345.0183 | 1255698.0648
212 | 2732350.4311 | 1255727.6933
213 | 2732328.814 | 1255701.3023
214 | 2732298.5941 | 1255736.1902
215 | 2732298.562 | 1255736.0597
216 | 2732299.1869 | 1255738.5997
217 | 2732291.7861 | 1255708.5181
218 | 2732303.9463 | 1255706.1738
219 | 2732323.1999 | 1255580.6852
220 | 2732288.2375 | 1255558.7916
221 | 2732295.4233 | 1255581.6071
222 | 2732307.7524 | 1255636.2981
223 | 2732261.7418 | 1255583.9226

## line_std_types
| c_nf_per_km | r_ohm_per_km | x_ohm_per_km | max_i_ka | type | q_mm2 | alpha | voltage_rating
NAYY 4x50 SE | 210 | 0.642 | 0.083 | 0.142 | cs | 50 | 0.00403 | LV
NAYY 4x120 SE | 264 | 0.225 | 0.08 | 0.242 | cs | 120 | 0.00403 | LV
NAYY 4x150 SE | 261 | 0.208 | 0.08 | 0.27 | cs | 150 | 0.00403 | LV
NA2XS2Y 1x95 RM/25 12/20 kV | 216 | 0.313 | 0.132 | 0.252 | cs | 95 | 0.00403 | MV
NA2XS2Y 1x185 RM/25 12/20 kV | 273 | 0.161 | 0.117 | 0.362 | cs | 185 | 0.00403 | MV
NA2XS2Y 1x240 RM/25 12/20 kV | 304 | 0.122 | 0.112 | 0.421 | cs | 240 | 0.00403 | MV
NA2XS2Y 1x95 RM/25 6/10 kV | 315 | 0.313 | 0.123 | 0.249 | cs | 95 | 0.00403 | MV
NA2XS2Y 1x185 RM/25 6/10 kV | 406 | 0.161 | 0.11 | 0.358 | cs | 185 | 0.00403 | MV
NA2XS2Y 1x240 RM/25 6/10 kV | 456 | 0.122 | 0.105 | 0.416 | cs | 240 | 0.00403 | MV
NA2XS2Y 1x150 RM/25 12/20 kV | 250 | 0.206 | 0.116 | 0.319 | cs | 150 | 0.00403 | MV
NA2XS2Y 1x120 RM/25 12/20 kV | 230 | 0.253 | 0.119 | 0.283 | cs | 120 | 0.00403 | MV
NA2XS2Y 1x70 RM/25 12/20 kV | 190 | 0.443 | 0.132 | 0.22 | cs | 70 | 0.00403 | MV
NA2XS2Y 1x150 RM/25 6/10 kV | 360 | 0.206 | 0.11 | 0.315 | cs | 150 | 0.00403 | MV
NA2XS2Y 1x120 RM/25 6/10 kV | 340 | 0.253 | 0.113 | 0.28 | cs | 120 | 0.00403 | MV
NA2XS2Y 1x70 RM/25 6/10 kV | 280 | 0.443 | 0.123 | 0.217 | cs | 70 | 0.00403 | MV
N2XS(FL)2Y 1x120 RM/35 64/110 kV | 112 | 0.153 | 0.166 | 0.366 | cs | 120 | 0.00393 | HV
N2XS(FL)2Y 1x185 RM/35 64/110 kV | 125 | 0.099 | 0.156 | 0.457 | cs | 185 | 0.00393 | HV
N2XS(FL)2Y 1x240 RM/35 64/110 kV | 135 | 0.075 | 0.149 | 0.526 | cs | 240 | 0.00393 | HV
N2XS(FL)2Y 1x300 RM/35 64/110 kV | 144 | 0.06 | 0.144 | 0.588 | cs | 300 | 0.00393 | HV
15-AL1/3-ST1A 0.4 | 11 | 1.8769 | 0.35 | 0.105 | ol | 16 | 0.00403 | LV
24-AL1/4-ST1A 0.4 | 11.25 | 1.2012 | 0.335 | 0.14 | ol | 24 | 0.00403 | LV
48-AL1/8-ST1A 0.4 | 12.2 | 0.5939 | 0.3 | 0.21 | ol | 48 | 0.00403 | LV
94-AL1/15-ST1A 0.4 | 13.2 | 0.306 | 0.29 | 0.35 | ol | 94 | 0.00403 | LV
34-AL1/6-ST1A 10.0 | 9.7 | 0.8342 | 0.36 | 0.17 | ol | 34 | 0.00403 | MV
48-AL1/8-ST1A 10.0 | 10.1 | 0.5939 | 0.35 | 0.21 | ol | 48 | 0.00403 | MV
70-AL1/11-ST1A 10.0 | 10.4 | 0.4132 | 0.339 | 0.29 | ol | 70 | 0.00403 | MV
94-AL1/15-ST1A 10.0 | 10.75 | 0.306 | 0.33 | 0.35 | ol | 94 | 0.00403 | MV
122-AL1/20-ST1A 10.0 | 11.1 | 0.2376 | 0.323 | 0.41 | ol | 122 | 0.00403 | MV
149-AL1/24-ST1A 10.0 | 11.25 | 0.194 | 0.315 | 0.47 | ol | 149 | 0.00403 | MV
34-AL1/6-ST1A 20.0 | 9.15 | 0.8342 | 0.382 | 0.17 | ol | 34 | 0.00403 | MV
48-AL1/8-ST1A 20.0 | 9.5 | 0.5939 | 0.372 | 0.21 | ol | 48 | 0.00403 | MV
70-AL1/11-ST1A 20.0 | 9.7 | 0.4132 | 0.36 | 0.29 | ol | 70 | 0.00403 | MV
94-AL1/15-ST1A 20.0 | 10 | 0.306 | 0.35 | 0.35 | ol | 94 | 0.00403 | MV
122-AL1/20-ST1A 20.0 | 10.3 | 0.2376 | 0.344 | 0.41 | ol | 122 | 0.00403 | MV
149-AL1/24-ST1A 20.0 | 10.5 | 0.194 | 0.337 | 0.47 | ol | 149 | 0.00403 | MV
184-AL1/30-ST1A 20.0 | 10.75 | 0.1571 | 0.33 | 0.535 | ol | 184 | 0.00403 | MV
243-AL1/39-ST1A 20.0 | 11 | 0.1188 | 0.32 | 0.645 | ol | 243 | 0.00403 | MV
48-AL1/8-ST1A 110.0 | 8 | 0.5939 | 0.46 | 0.21 | ol | 48 | 0.00403 | HV
70-AL1/11-ST1A 110.0 | 8.4 | 0.4132 | 0.45 | 0.29 | ol | 70 | 0.00403 | HV
94-AL1/15-ST1A 110.0 | 8.65 | 0.306 | 0.44 | 0.35 | ol | 94 | 0.00403 | HV
122-AL1/20-ST1A 110.0 | 8.5 | 0.2376 | 0.43 | 0.41 | ol | 122 | 0.00403 | HV
149-AL1/24-ST1A 110.0 | 8.75 | 0.194 | 0.41 | 0.47 | ol | 149 | 0.00403 | HV
184-AL1/30-ST1A 110.0 | 8.8 | 0.1571 | 0.4 | 0.535 | ol | 184 | 0.00403 | HV
243-AL1/39-ST1A 110.0 | 9 | 0.1188 | 0.39 | 0.645 | ol | 243 | 0.00403 | HV
305-AL1/39-ST1A 110.0 | 9.2 | 0.0949 | 0.38 | 0.74 | ol | 305 | 0.00403 | HV
490-AL1/64-ST1A 110.0 | 9.75 | 0.059 | 0.37 | 0.96 | ol | 490 | 0.00403 | HV
679-AL1/86-ST1A 110.0 | 9.95 | 0.042 | 0.36 | 1.15 | ol | 679 | 0.00403 | HV
490-AL1/64-ST1A 220.0 | 10 | 0.059 | 0.285 | 0.96 | ol | 490 | 0.00403 | HV
679-AL1/86-ST1A 220.0 | 11.7 | 0.042 | 0.275 | 1.15 | ol | 679 | 0.00403 | HV
490-AL1/64-ST1A 380.0 | 11 | 0.059 | 0.253 | 0.96 | ol | 490 | 0.00403 | HV
679-AL1/86-ST1A 380.0 | 14.6 | 0.042 | 0.25 | 1.15 | ol | 679 | 0.00403 | HV

## trafo_std_types
| i0_percent | pfe_kw | vkr_percent | sn_mva | vn_lv_kv | vn_hv_kv | vk_percent | shift_degree | vector_group | tap_side | tap_neutral | tap_min | tap_max | tap_step_degree | tap_step_percent | tap_phase_shifter
160 MVA 380/110 kV | 0.06 | 60 | 0.25 | 160 | 110 | 380 | 12.2 | 0 | Yy0 | hv | 0 | -9 | 9 | 0 | 1.5 | FALSE
100 MVA 220/110 kV | 0.06 | 55 | 0.26 | 100 | 110 | 220 | 12 | 0 | Yy0 | hv | 0 | -9 | 9 | 0 | 1.5 | FALSE
63 MVA 110/20 kV | 0.04 | 22 | 0.32 | 63 | 20 | 110 | 18 | 150 | YNd5 | hv | 0 | -9 | 9 | 0 | 1.5 | FALSE
40 MVA 110/20 kV | 0.05 | 18 | 0.34 | 40 | 20 | 110 | 16.2 | 150 | YNd5 | hv | 0 | -9 | 9 | 0 | 1.5 | FALSE
25 MVA 110/20 kV | 0.07 | 14 | 0.41 | 25 | 20 | 110 | 12 | 150 | YNd5 | hv | 0 | -9 | 9 | 0 | 1.5 | FALSE
63 MVA 110/10 kV | 0.04 | 22 | 0.32 | 63 | 10 | 110 | 18 | 150 | YNd5 | hv | 0 | -9 | 9 | 0 | 1.5 | FALSE
40 MVA 110/10 kV | 0.05 | 18 | 0.34 | 40 | 10 | 110 | 16.2 | 150 | YNd5 | hv | 0 | -9 | 9 | 0 | 1.5 | FALSE
25 MVA 110/10 kV | 0.07 | 14 | 0.41 | 25 | 10 | 110 | 12 | 150 | YNd5 | hv | 0 | -9 | 9 | 0 | 1.5 | FALSE
0.25 MVA 20/0.4 kV | 0.32 | 0.8 | 1.44 | 0.25 | 0.4 | 20 | 6 | 150 | Yzn5 | hv | 0 | -2 | 2 | 0 | 2.5 | FALSE
0.4 MVA 20/0.4 kV | 0.3375 | 1.35 | 1.425 | 0.4 | 0.4 | 20 | 6 | 150 | Dyn5 | hv | 0 | -2 | 2 | 0 | 2.5 | FALSE
0.63 MVA 20/0.4 kV | 0.2619 | 1.65 | 1.206 | 0.63 | 0.4 | 20 | 6 | 150 | Dyn5 | hv | 0 | -2 | 2 | 0 | 2.5 | FALSE
0.25 MVA 10/0.4 kV | 0.24 | 0.6 | 1.2 | 0.25 | 0.4 | 10 | 4 | 150 | Dyn5 | hv | 0 | -2 | 2 | 0 | 2.5 | FALSE
0.4 MVA 10/0.4 kV | 0.2375 | 0.95 | 1.325 | 0.4 | 0.4 | 10 | 4 | 150 | Dyn5 | hv | 0 | -2 | 2 | 0 | 2.5 | FALSE
0.63 MVA 10/0.4 kV | 0.1873 | 1.18 | 1.0794 | 0.63 | 0.4 | 10 | 4 | 150 | Dyn5 | hv | 0 | -2 | 2 | 0 | 2.5 | FALSE

## trafo3w_std_types
| sn_hv_mva | sn_mv_mva | sn_lv_mva | vn_hv_kv | vn_mv_kv | vn_lv_kv | vk_hv_percent | vk_mv_percent | vk_lv_percent | vkr_hv_percent | vkr_mv_percent | vkr_lv_percent | pfe_kw | i0_percent | shift_mv_degree | shift_lv_degree | vector_group | tap_side | tap_neutral | tap_min | tap_max | tap_step_percent
63/25/38 MVA 110/20/10 kV | 63 | 25 | 38 | 110 | 20 | 10 | 10.4 | 10.4 | 10.4 | 0.28 | 0.32 | 0.35 | 35 | 0.89 | 0 | 0 | YN0yn0yn0 | hv | 0 | -10 | 10 | 1.2
63/25/38 MVA 110/10/10 kV | 63 | 25 | 38 | 110 | 10 | 10 | 10.4 | 10.4 | 10.4 | 0.28 | 0.32 | 0.35 | 35 | 0.89 | 0 | 0 | YN0yn0yn0 | hv | 0 | -10 | 10 | 1.2

## fuse_std_types
| fuse_type | i_rated_a | t_avg | t_min | t_total | x_avg | x_min | x_total
HV 100A | HV 100A | 100 | 0 | [10.0, 3.64, 0.854, 0.281, 0.1, 0.0531, 0.022, 0.01] | [10.0, 4.267, 1.21, 0.403, 0.1, 0.058, 0.022, 0.01] | 0 | [300.0, 350.0, 450.0, 550.0, 700.0, 850.0, 1200.0, 1752.0] | [600.0, 700.0, 900.0, 1150.0, 1665.0, 2000.0, 3000.0, 4313.0]
HV 10A | HV 10A | 10 | 0 | [10.0, 1675.0, 0.344, 0.156, 0.1, 0.0417, 0.0171, 0.01] | [10.0, 1.3, 0.3, 0.155, 0.1, 0.0555, 0.023, 0.01] | 0 | [30.0, 32.0, 35.0, 37.0, 39.0, 50.0, 70.0, 88.0] | [60.0, 70.0, 80.0, 87.0, 94.0, 110.0, 150.0, 216.0]
HV 125A | HV 125A | 125 | 0 | [10.0, 1.82, 0.344, 0.1, 0.0467, 0.0269, 0.01] | [10.0, 2.478, 0.426, 0.1, 0.0427, 0.0211, 0.01] | 0 | [375.0, 500.0, 700.0, 925.0, 1200.0, 1500.0, 2341.0] | [750.0, 1000.0, 1500.0, 2200.0, 3000.0, 4000.0, 5765.0]
HV 160A | HV 160A | 160 | 0 | [10.0, 4.15, 1.03, 0.198, 0.1, 0.051, 0.0172, 0.01] | [10.0, 2.3, 0.734, 0.274, 0.1, 0.046, 0.0177, 0.01] | 0 | [480.0, 550.0, 700.0, 1000.0, 1260.0, 1600.0, 2500.0, 3227.0] | [960.0, 1300.0, 1700.0, 2200.0, 2996.0, 4000.0, 6000.0, 7946.0]
HV 16A | HV 16A | 16 | 0 | [10.0, 0.352, 0.164, 0.1, 0.0649, 0.0342, 0.01] | [10.0, 2.34, 0.722, 0.181, 0.1, 0.055, 0.0296, 0.01] | 0 | [48.0, 60.0, 65.0, 71.0, 80.0, 100.0, 162.0] | [96.0, 110.0, 125.0, 150.0, 168.0, 200.0, 250.0, 398.0]
HV 200A | HV 200A | 200 | 0 | [10.0, 4.267, 1.21, 0.403, 0.1, 0.058, 0.022, 0.01] | [10.0, 3.73, 1.654, 0.328, 0.1, 0.0531, 0.019, 0.01] | 0 | [600.0, 700.0, 900.0, 1150.0, 1665.0, 2000.0, 3000.0, 4313.0] | [1200.0, 1500.0, 1800.0, 2700.0, 3960.0, 5000.0, 7500.0, 10620.0]
HV 20A | HV 20A | 20 | 0 | [10.0, 1.3, 0.3, 0.155, 0.1, 0.0555, 0.023, 0.01] | [10.0, 1.3, 0.161, 0.1, 0.0611, 0.0399, 0.0141, 0.01] | 0 | [60.0, 70.0, 80.0, 87.0, 94.0, 110.0, 150.0, 216.0] | [120.0, 150.0, 200.0, 223.0, 260.0, 300.0, 450.0, 532.0]
HV 25A | HV 25A | 25 | 0 | [10.0, 2.512, 0.833, 0.299, 0.1, 0.0372, 0.0223, 0.01] | [10.0, 3.125, 0.597, 0.198, 0.1, 0.0378, 0.022, 0.01] | 0 | [75.0, 82.0, 90.0, 100.0, 124.0, 170.0, 200.0, 289.0] | [150.0, 170.0, 210.0, 250.0, 294.0, 400.0, 500.0, 711.0]
HV 31.5A | HV 31.5A | 31.5 | 0 | [10.0, 2.34, 0.722, 0.181, 0.1, 0.055, 0.0296, 0.01] | [10.0, 2.84, 0.368, 0.164, 0.1, 0.0621, 0.0378, 0.0195, 0.01] | 0 | [95.0, 110.0, 125.0, 150.0, 165.0, 200.0, 250.0, 390.0] | [189.0, 220.0, 300.0, 350.0, 393.0, 450.0, 530.0, 700.0, 960.0]
HV 40A | HV 40A | 40 | 0 | [10.0, 1.3, 0.161, 0.1, 0.0611, 0.0399, 0.0141, 0.01] | [10.0, 2.05, 0.369, 0.198, 0.1, 0.051, 0.0298, 0.01] | 0 | [120.0, 150.0, 200.0, 223.0, 260.0, 300.0, 450.0, 532.0] | [240.0, 300.0, 400.0, 450.0, 530.0, 650.0, 800.0, 1311.0]
HV 50A | HV 50A | 50 | 0 | [10.0, 3.215, 0.597, 0.198, 0.1, 0.0378, 0.022, 0.01] | [10.0, 3.64, 0.854, 0.281, 0.1, 0.0531, 0.022, 0.01] | 0 | [150.0, 170.0, 210.0, 250.0, 294.0, 400.0, 500.0, 711.0] | [300.0, 350.0, 450.0, 550.0, 700.0, 850.0, 1200.0, 1752.0]
HV 6.3A | HV 6.3A | 6.3 | 0 | [10.0, 1.39, 0.344, 0.168, 0.1, 0.056, 0.0263, 0.01] | [10.0, 1.711, 0.516, 0.198, 0.1, 0.0634, 0.0303, 0.01] | 0 | [19.0, 19.5, 20.4, 20.8, 22.0, 25.0, 32.0, 48.0] | [38.0, 40.0, 43.0, 48.0, 53.0, 60.0, 75.0, 118.0]
HV 63A | HV 63A | 63 | 0 | [10.0, 2.84, 0.368, 0.164, 0.1, 0.0621, 0.0378, 0.0195, 0.01] | [10.0, 1.82, 0.344, 0.1, 0.0467, 0.0269, 0.01] | 0 | [189.0, 220.0, 300.0, 350.0, 393.0, 450.0, 530.0, 700.0, 961.0] | [378.0, 500.0, 700.0, 934.0, 1200.0, 1500.0, 2366.0]
HV 80A | HV 80A | 80 | 0 | [10.0, 2.05, 0.369, 0.198, 0.1, 0.051, 0.0298, 0.01] | [10.0, 4.15, 1.03, 0.198, 0.1, 0.051, 0.0172, 0.01] | 0 | [240.0, 300.0, 400.0, 450.0, 530.0, 650.0, 800.0, 1311.0] | [480.0, 550.0, 700.0, 1000.0, 1260.0, 1600.0, 2500.0, 3227.0]
Siemens NH-1-100 | Siemens NH-1-100 | 100 | [5400.0, 2000.0, 400.0, 20.0, 1.0, 0.2, 0.012, 0.004] | 0 | 0 | [150.0, 190.0, 250.0, 430.0, 900.0, 1250.0, 2700.0, 3600.0] | 0 | 0
Siemens NH-1-125 | Siemens NH-1-125 | 125 | [4800.0, 120.0, 7.0, 0.1, 0.004] | 0 | 0 | [180.0, 400.0, 740.0, 2000.0, 4250.0] | 0 | 0
Siemens NH-1-16 | Siemens NH-1-16 | 16 | [4000.0, 400.0, 2.0, 0.1, 0.04, 0.01] | 0 | 0 | [26.0, 35.0, 75.0, 150.0, 200.0, 300.0] | 0 | 0
Siemens NH-1-160 | Siemens NH-1-160 | 160 | [4800.0, 120.0, 7.0, 0.1, 0.004] | 0 | 0 | [210.0, 500.0, 900.0, 2300.0, 5000.0] | 0 | 0
Siemens NH-1-25 | Siemens NH-1-25 | 25 | [4000.0, 1000.0, 10.0, 0.2, 0.02, 0.01] | 0 | 0 | [40.0, 50.0, 100.0, 210.0, 400.0, 500.0] | 0 | 0
Siemens NH-1-50 | Siemens NH-1-50 | 50 | [4000.0, 40.0, 4.0, 1.0, 0.02, 0.01] | 0 | 0 | [86.0, 200.0, 300.0, 400.0, 1000.0, 1280.0] | 0 | 0
Siemens NH-1-63 | Siemens NH-1-63 | 63 | [4000.0, 100.0, 10.0, 2.0, 0.04, 0.01] | 0 | 0 | [100.0, 200.0, 300.0, 400.0, 1000.0, 1500.0] | 0 | 0
Siemens NH-1-80 | Siemens NH-1-80 | 80 | [4800.0, 120.0, 7.0, 0.1, 0.01] | 0 | 0 | [150.58, 250.0, 450.0, 1150.0, 2470.0] | 0 | 0
Siemens NH-2-1000 | Siemens NH-2-1000 | 1000 | [4800.0, 120.0, 7.0, 0.1, 0.004] | 0 | 0 | [1900.0, 3500.0, 8400.0, 24000.0, 52000.0] | 0 | 0
Siemens NH-2-200 | Siemens NH-2-200 | 200 | [4800.0, 120.0, 7.0, 0.1, 0.004] | 0 | 0 | [280.0, 650.0, 1200.0, 3000.0, 7000.0] | 0 | 0
Siemens NH-2-224 | Siemens NH-2-224 | 224 | [4800.0, 120.0, 7.0, 0.2, 0.04, 0.004] | 0 | 0 | [400.0, 750.0, 1453.0, 3025.0, 4315.0, 7600.0] | 0 | 0
Siemens NH-2-250 | Siemens NH-2-250 | 250 | [4800.0, 120.0, 7.0, 0.1, 0.004] | 0 | 0 | [450.0, 800.0, 1650.0, 4000.0, 8500.0] | 0 | 0
Siemens NH-2-315 | Siemens NH-2-315 | 315 | [4800.0, 120.0, 7.0, 0.1, 0.004] | 0 | 0 | [550.0, 920.0, 1900.0, 5000.0, 11000.0] | 0 | 0
Siemens NH-2-355 | Siemens NH-2-355 | 355 | [4800.0, 120.0, 6.0, 0.1, 0.004] | 0 | 0 | [650.0, 1116.27, 2350.0, 5840.0, 12790.0] | 0 | 0
Siemens NH-2-400 | Siemens NH-2-400 | 400 | [4800.0, 120.0, 7.0, 0.1, 0.004] | 0 | 0 | [720.0, 1350.0, 2800.0, 6500.0, 15000.0] | 0 | 0
Siemens NH-2-425 | Siemens NH-2-425 | 425 | [4800.0, 120.0, 7.0, 0.1, 0.004] | 0 | 0 | [850.0, 1500.0, 3050.0, 7500.0, 16500.0] | 0 | 0
Siemens NH-2-630 | Siemens NH-2-630 | 630 | [4800.0, 120.0, 7.0, 0.1, 0.004] | 0 | 0 | [1200.0, 2000.0, 4800.0, 12000.0, 26000.0] | 0 | 0

## dtypes
| element | column | dtype
0 | bus | name | object
1 | bus | vn_kv | float64
2 | bus | type | object
3 | bus | zone | object
4 | bus | in_service | bool
5 | load | name | object
6 | load | bus | uint32
7 | load | p_mw | float64
8 | load | q_mvar | float64
9 | load | const_z_percent | float64
10 | load | const_i_percent | float64
11 | load | sn_mva | float64
12 | load | scaling | float64
13 | load | in_service | bool
14 | load | type | object
15 | ext_grid | name | object
16 | ext_grid | bus | uint32
17 | ext_grid | vm_pu | float64
18 | ext_grid | va_degree | float64
19 | ext_grid | slack_weight | float64
20 | ext_grid | in_service | bool
21 | line | name | object
22 | line | std_type | object
23 | line | from_bus | uint32
24 | line | to_bus | uint32
25 | line | length_km | float64
26 | line | r_ohm_per_km | float64
27 | line | x_ohm_per_km | float64
28 | line | c_nf_per_km | float64
29 | line | g_us_per_km | float64
30 | line | max_i_ka | float64
31 | line | df | float64
32 | line | parallel | uint32
33 | line | type | object
34 | line | in_service | bool
35 | trafo | name | object
36 | trafo | std_type | object
37 | trafo | hv_bus | uint32
38 | trafo | lv_bus | uint32
39 | trafo | sn_mva | float64
40 | trafo | vn_hv_kv | float64
41 | trafo | vn_lv_kv | float64
42 | trafo | vk_percent | float64
43 | trafo | vkr_percent | float64
44 | trafo | pfe_kw | float64
45 | trafo | i0_percent | float64
46 | trafo | shift_degree | float64
47 | trafo | tap_side | object
48 | trafo | tap_neutral | int32
49 | trafo | tap_min | int32
50 | trafo | tap_max | int32
51 | trafo | tap_step_percent | float64
52 | trafo | tap_step_degree | float64
53 | trafo | tap_pos | int32
54 | trafo | tap_phase_shifter | bool
55 | trafo | parallel | uint32
56 | trafo | df | float64
57 | trafo | in_service | bool
58 | line_geodata | coords | object
59 | bus_geodata | x | float64
60 | bus_geodata | y | float64
61 | bus_geodata | coords | object

## parameters
| version | format_version | converged | OPF_converged | name | f_hz | sn_mva
0 | 2.14.6 | 2.14.0 | FALSE | FALSE |  | 50 | 1